## Sheet1
公告(開)號 | KindCode | 公告(開)日 | 名稱 | 申請日 | 摘要 | 申請範圍 | 專利權人 | IPC
US10092268 | B2 | 2018-10-09 | Method and apparatus to monitor physiologic and biometric parameters using a non-invasive set of transducers | 2014-06-19 | Method and apparatus for quantitative and qualitative determination of heart rate, stroke volume, cardiac output, and central fluid volume. Phonocardiography based technique using multiple transducers and multi-sensor processing algorithms provides a non-invasive method of evaluating the output of the heart. This basic system coupled with additional sensor elements provides a wide range of potential capabilities. A system comprising these techniques in a wearable form provides a non-invasive method of determining hydration status and blood volume status. Phonocardiography augmented with multi-sensor signal processing techniques improves signal quality to analyze heart sounds and associated features (e.g. S1 and S2, amongst others). Noise compensation and cancellation techniques for phonocardiography further improve signal to noise ratio to reject external disturbances. | 1. A system to non-invasively monitor the cardiac cycle of a patient and quantify changes in blood volume of said patient over time therefrom, comprising: a phonocardiography transducer configured to measure pressure waves originating from said patient's heart function during said cardiac cycle and generate an analog audio signal waveform corresponding to said cardiac cycle;a data acquisition unit configured to condition said analog audio signal waveform, convert said analog audio signal waveform to digital data, store said digital data, and communicate said digital data;a processor including a non-transitory computer-readable storage device storing a waveform analysis software module comprising a series of computer-readable instructions for analyzing the signal waveforms by the steps of, automatically identifying and extracting time based heart sound features and heartbeat period from said digital data over a time interval,computing a phonocardiographic systolic time interval (PSTI) metric comprising a function of said extracted time based heart sound features and heart beat period and storing a log of said computed PSTI metric over said time interval;monitoring said log of said computed PSTI metric over said time interval to establish a baseline and detect changes from said baseline;and presenting said changes in PSTI as a surrogate for changes in blood volume to guide therapeutic treatment. 2. The system according to claim 1, further comprising a secondary transducer employing a non-audio sensing modality configured for generating a complimentary waveform corresponding to said cardiac cycle. 3. The system according to claim 2, wherein said secondary transducer comprises an electrocardiogram transducer to generate an electrical signal waveform corresponding to said cardiac cycle; and said waveform analysis software module comprising a series of computer-readable instructions for analyzing the signal waveforms by the additional steps of, extracting one or more time based features from said electrical signal waveform, andcomputing a metric comprising a time-based function of the identified time based features from said electrical waveform. 4. The system according to claim 2, wherein said one or more time based features from said phonocardiographic waveform comprise intra-cyclic features and said one or more time based features from said secondary transducer comprise inter-cyclic features. 5. The system of claim 1 further comprising one or more additional transducers for increasing sensitivity. 6. The system of claim 5 whereas said one or more additional transducers includes any one from among a group consisting of thoracic impedance sensor, inertial measurement sensor, respiration sensor, blood oxygen sensor, internal temperature sensor, and surface temperature sensor. 7. The system according to claim 1, wherein said step of extracting time based heart sound features from said digital data comprises S3 or S4 heart sound features. 8. The sy... | INNOVITAL LLC | A61B005/02 A61B007/02 A61B005/0456 A61B005/0205 A61B005/08 A61B005/01 A61B005/1455 A61B005/053 A61B005/0245 A61B005/145
US10078021 | B2 | 2018-09-18 | Body core temperature measurement | 2015-09-23 | An apparatus for measuring body core temperature includes a light guide. The light guide can be coupled to an earpiece, or it can be a standalone device. The apparatus also includes a sensor positioned at one end of the light guide, and a processor coupled to the sensor. The sensor is operable to sense infrared radiation from an infrared source at the opposite end of the light guide. The processor is operable to determine a temperature of the infrared source at the opposite end of the light guide via a transfer function that correlates a measurement of the infrared radiation observed by the sensor and an effect of radiation of the light guide. | 1. An apparatus for measuring body core temperature comprising: a light guide comprising an internally reflective tube, the light guide coupled to an earpiece, the light guide having a first end and a second end;a sensor positioned at the first end of the light guide; anda processor coupled to the sensor;wherein the sensor is operable to sense infrared radiation from an infrared source at the second end of the light guide;wherein the processor is configured to determine a temperature of the infrared source at the second end of the light guide via a transfer function that correlates a measure of the infrared radiation observed by the sensor and an effect of radiation of the light guide;wherein the sensor comprises a thermopile; andwherein the transfer function comprises using a measurement of temperature sensed at a cold junction of the thermopile as a measurement of infrared radiation of the light guide, and subtracting the measurement of infrared radiation of the light guide from a measurement of infrared radiation at the sensor. 2. The apparatus of claim 1, wherein the transfer function is determined empirically via a plurality of temperature and infrared radiation measurements at the sensor, the light guide, and the infrared source. 3. The apparatus of claim 2, wherein the transfer function comprises coefficients determined by a regression analysis. 4. The apparatus of claim 3, wherein the regression analysis comprises a linear regression analysis. 5. The apparatus of claim 1, wherein the infrared source comprises an eardrum. 6. The apparatus of claim 1, wherein the light guide comprises a narrower diameter than the sensor. 7. The apparatus of claim 1, comprising a lens positioned between the sensor and the light guide so as to reduce a field of view of the sensor that is occupied by the light guide. 8. The apparatus of claim 1, wherein the earpiece comprises a communication device and a hollow sound tube, and wherein the light guide is positioned substantially adjacent and parallel to the hollow sound tube. 9. The apparatus of claim 1, wherein the light guide comprises a longwave infrared (LWIR) reflective interior. 10. The apparatus of claim 1, wherein the light guide comprises a hollow tube, and an interior of the light guide comprises a gold coating. 11. The apparatus of claim 1, wherein the first end of the light guide comprises an enclosure for receiving the sensor. 12. The apparatus of claim 11, wherein the enclosure and the first end of the light guide form a substantially right angle such that infrared radiation from an inner surface of the light guide sensed by the sensor is minimized. 13. The apparatus of claim 1, wherein the light guide comprises a length of about 20 millimeters and a diameter of about 2 millimeters. 14. The apparatus of claim 1, wherein the earpiece comprises a stand alone earpiece operable for placing and retaining in an ear. 15. An apparatus for measuring body core temperature comprising: a light g... | Honeywell International Inc. | G01K013/00 G01J005/08 A61B005/01 A61B005/00 G01J005/12 G01J005/00
US10105090 | B2 | 2018-10-23 | Method for representations of network-dependent features of the hemoglobin signal in living tissues for detection of breast cancer and other applications | 2017-10-13 | A non-invasive method of detecting anomalous tissue, such as cancerous or injured tissue, in a patient. At least two hemoglobin signal components of hemoglobin levels in at least one segment of tissue of the patient are non-invasively measured over time. Time varying changes of at least a first of the hemoglobin signal components are measured with respect to at least time varying changes of a second of the hemoglobin signal components. A co-varying coordinate system of the time varying changes is generated. Any anomalous tissue in the measured segment of tissue is detected from a signature of the measured segment of tissue in the co-varying coordinate system which differs from a signature of non-anomalous tissue in the co-varying coordinate system. Preferably, five hemoglobin signal components are measured: oxyHb, deoxyHb, total Hb (totalHb=oxyHb+deoxy Hb), Hb oxygen saturation (HbO2Sat=(oxyHb/totalHb)*100), and tissue-hemoglobin oxygen exchange HbO2Exc (deoxyHb−oxyHb). | 1. A non-invasive method of detecting breast cancer in a patient via time series measures of the hemoglobin signal, acquired under conditions of a substantially resting state, from at least one breast by comparing the values of coefficients obtained from a functional finite-state transition network representation of said signal, comprising the steps of: non-invasively measuring at least two measured hemoglobin signal components of hemoglobin levels in at least one breast of the patient in a substantially resting state over time, the at least two measured hemoglobin signal components comprising oxygenated hemoglobin and deoxygenated hemoglobin;transforming the measured hemoglobin signal components to yield relative changes in the levels of oxygenated and deoxygenated forms of hemoglobin and to compute at least three derived hemoglobin signal components;specifying a multiaxis representation of the two measured hemoglobin signal components and the three derived hemoglobin signal components and determining the algebraic sign of each hemoglobin signal component based on their measured relative amplitudes;defining the composite of these algebraic sign assignments as a hemoglobin state, of which ten such composites are uniquely defined;determining when in time at least one hemoglobin signal component undergoes a change in its algebraic sign and identifying such occurrence as a State transition;computing coefficient values for at least one of i) State transition rates, ii) State transition probabilities from the tabulation of unique transition types, or iii) State-dependent component flux of a given State; anddetecting any cancerous tissue in the measured breast from a signature of said State transitions of the measured breast which differs from a signature of State transitions of non-cancerous tissue. 2. A non-invasive method of detecting breast cancer in a patient according to claim 1, wherein said at least two measured hemoglobin signal components comprise oxyHb and deoxyHb, and wherein said at least three derived hemoglobin signal components comprise total Hb (totalHb=oxyHb+deoxy Hb), Hb oxygen saturation (HbO2Sat=(oxyHb/totalHb)*100), and tissue-hemoglobin oxygen exchange (HbO2Exc=deoxyHb−oxyHb). 3. A non-invasive method of detecting breast cancer in a patient according to claim 1, wherein said first measuring step further comprises the step of measuring the tissue optically. 4. A non-invasive method of detecting breast cancer in a patient according to claim 3, wherein said optical measuring step further comprises the steps of: illuminating the breast with light; andmeasuring at least one of diffusely transmitted or back-reflected light from the breast. 5. A non-invasive method of detecting breast cancer in a patient according to claim 1, wherein said first measuring step further comprises the step of measuring the tissue at least one of photoacoustically, holographically, via structured illumination, or via OCT. 6. A non-invasive method of det... | Photon Migration Technologies Corp. SLB Innovations Group, LLC | A61B005/00 A61B005/145 A61B005/1455
US10075006 | B2 | 2018-09-11 | Autonomous electronic device with supply by electrostatic transduction produced by a variable capacitor | 2015-07-17 | An electronic device with a circuit for supplying electric power, with a variable capacitor, by alternating mechanical movement. The supply includes, in the form of passive components and without synchronizing structure: generating branch including in series the variable capacitor and a biasing capacitor, connected in parallel to a rectifier circuit and a storage branch, between:a base node, on the variable capacitor side;an output node, on the biasing capacitor side;unidirectional charge return branch:to the generating branch, via a biasing node between the variable capacitor and the biasing capacitor;from the rectifier, receiving a part of the electrical energy produced.;A circuit includes a voltage multiplier connected to the biasing node for applying a voltage that is multiplied relative to that existing between the output node; andthe base node or one of the ends of the storage branch. | 1. An electronic device of the type operating without an external power supply, comprising: an electric power supply circuit arranged for supplying said device, said electric power supply circuit being arranged for supplying energy for operation of said electronic device via a storage element; said electric power supply circuit comprising at least one component, called a variable capacitor, having an electrical capacitance that varies under the effect of an alternating mechanical movement, said variable capacitorbeing arranged to receive said mechanical movement from the environment of said electronic device;and being connected to said storage device by means of a rectifier circuit to increase the electrical energy stored there;said device said electric power supply circuit comprises: a generating branch formed by at least the variable capacitor and a biasing capacitor mounted in series, said generating branch being mounted in parallel with the rectifier circuit and with a storage branch comprising the storage element, betweena node, called base node, that is located at the end of the generating branch on the variable capacitor side and is maintained at a reference potential;a node, called output node, located at the end of the generating branch on the biasing capacitor side;a charge return branch of a type able to conduct a unidirectional electric current:to the generating branch, by at least one first end connected to a node, called a biasing node, which is located in the generating branch between the variable capacitor and the biasing capacitor;from the rectifier, by at least one second end receiving a part of the electrical energy produced by said power supply circuit; andthe assembly formed by said generating branch, the rectifier circuit, the storage branch and the charge return branch constitutes an electric circuit the behaviour of which is passive and remains unchanged and permanent in its characteristics during at least one plurality of cycles of the variable capacitor; thus carrying out at each cycle an additional charge of the biasing capacitor C according to an operating mode that is self-synchronizing, i.e. it does not require any means for synchronization with respect to the mechanical movements during said plurality of cycles;and in that the electric power supply circuit comprises a circuit arranged to form a voltage multiplier circuit that is connected to the generating branch at a biasing node located between the variable capacitor and the biasing capacitor, for applying a voltage there that is multiplied relative to the voltage that exists betweenon the one hand the output node of said generating branch, andon the other hand the base node or one of the ends of the storage branch. 2. The device according to claim 1, characterized in that the charge return branch comprises an oriented diode from the rectifier to the generating branch, or several diodes mounted in the same direction, and preferably in series. 3. The device accor... | UNIVERSITE PARIS-SUD CENTRE NATIONAL DE LA RECHERCHE SCIENTIFIQUE | A61N001/00 H02J007/00 H02N001/08 H02M007/10 A61B005/07 A61N001/378 H02J007/34
US10080861 | B2 | 2018-09-25 | Breathing biofeedback eyeglasses | 2017-12-06 | Described herein are systems and methods for providing a breathing biofeedback session utilizing thermal measurements. In one embodiment, a system includes at least one inward-facing head-mounted thermal camera (CAM) that takes thermal measurements of a region below the nostrils (THROI) of a user. THROI are indicative of the exhale stream. Optionally, each CAM is located less than 15 cm from the user's face and above the user's upper lip, and does not occlude any of the user's mouth and nostrils. Optionally, THROI include thermal measurements of at least first and second regions below right and left nostrils of the user. The system also includes a user interface configured to provide feedback, calculated based on THROI, as part of a breathing biofeedback session for the user. Optionally, the system includes a computer that calculates the feedback. | 1. A system configured to provide a breathing biofeedback session, comprising: at least one inward-facing head-mounted thermal camera (CAM) configured to take thermal measurements of a region below the nostrils (THROI) of a user; wherein THROI are indicative of an exhale stream; anda user interface configured to provide feedback, calculated based on THROI, as part of a breathing biofeedback session for the user. 2. The system of claim 1, wherein each CAM is located less than 15 cm from the user's face and above the user's upper lip, and does not occlude any of the user's mouth and nostrils; and wherein THROI comprises thermal measurements of at least first and second regions below right and left nostrils of the user. 3. The system of claim 1, further comprising a frame configured to be worn on the user's head; wherein THROI comprises thermal measurements of first and second regions below right and left nostrils (THROI1 and THROI2, respectively) of the user, and the at least one CAM comprises first and second thermal cameras (CAM1 and CAM2, respectively) configured to take THROI1 and THROI2, respectively; wherein the frame is configured to hold CAM1 and CAM2 less than 15 cm from the user's face and above the nostrils; and wherein CAM1 is physically coupled to the right half of the frame and captures the exhale stream from the right nostril better than it captures the exhale stream from the left nostril, and CAM2 is physically coupled to the left half of the frame and captures the exhale stream from the left nostril better than it captures the exhale stream from the right nostril. 4. The system of claim 1, wherein THROI comprises thermal measurements of first, second and third regions, which are indicative of exhale streams from the right nostril, the left nostril, and the mouth, respectively; the first and second regions are below the right and left nostrils, respectively; and the third region comprises at least one of the following: a region on the mouth, and a volume protruding out of the mouth. 5. The system of claim 1, further comprising a computer configured to calculate the feedback; wherein the feedback is indicative of similarity between current smoothness of the exhale stream (current smoothness) and target smoothness of the exhale stream (target smoothness); wherein the current smoothness is calculated in real-time based on THROI, and the target smoothness is calculated based on previous THROI of the user taken while the user was in a state considered better than the user's state while starting the breathing biofeedback session. 6. The system of claim 1, further comprising a computer configured to calculate in real-time smoothness of the exhale stream based on THROI, and the feedback is indicative of at least one of the following: whether the smoothness is above or below a predetermined threshold, and whether the smoothness has increased or decreased since a previous feedback indicative of the smoothness of the exhale stream. 7. Th... | Facense Ltd. | A61M021/02 A61B005/00 A61B005/01 A61B005/08 A61B005/091 A61B005/11 A61B005/0205 A61B005/024 A61B005/0402 A61B005/053 A61M021/00
US10078121 | B2 | 2018-09-18 | Active coil to shift a volume of uniform magnetic field | 2017-10-19 | Gradient coils are operated to acquire magnetic resonance (MR) signals encoding a first MRI image over a first region inside a main magnet of the MRI system in which at least a portion of a subject is placed, the first region being located within a volume of uniform magnetic field with inhomogeneity below a defined threshold. An active coil is energized to shift the volume of uniform magnetic field such that a second region inside the main magnet of the MRI system is located within the shifted volume of uniform magnetic field, at least a portion of the second region being located outside of the volume of uniform magnetic field before the volume of uniform magnetic field has been shifted. The gradient coil is operated to acquire MR signals encoding a second MRI image over the second region. | 1. A method for operating a magnetic resonance imaging (MRI) system, the method comprising: operating gradient coils while turning off an active coil to acquire first magnetic resonance (MR) signals encoding a first MRI image with a first field of view, the first MR signals emitted from a first region inside a main magnet of the MRI system in which at least a portion of a subject is placed; andenergizing the active coil to shift the volume of magnetic field such that second MR signals are acquired from a second region inside the main magnet of the MRI system,wherein the first region is located within a volume of magnetic field while the second region is located within the shifted volume of magnetic field, and wherein the first region and the second region are both sufficiently homogeneous in field strength such that a field inhomogeneity of each region is within below a defined threshold. 2. The method of claim 1, further comprising: combining the first MRI image with a second MRI image reconstructed from the second MR signals such that the first field of view is extended to include at least a portion of the second region located outside the volume of magnetic field before the volume of magnetic field has been shifted. 3. The method of claim 1, further comprising: reconstructing a second MRI image from the second MR signals acquired from the second region such that the second MRI image is generated with a reduced field of view compared to the first MRI image. 4. The method of claim 1, further comprising: operating the gradient coils while turning off the active coil to acquire third magnetic resonance (MR) signals encoding a third MRI image with a third field of view; andenergizing the active coil to shift the volume of magnetic field such that fourth MR signals are acquired from a fourth region inside the main magnet of the MRI system. 5. The method of claim 4, wherein the third field of view and the first field of view substantially overlap each other while the fourth field of view and the second field of view substantially overlap each other. 6. The method of claim 1, wherein operating the gradient coils comprises: operating the gradient coils to generate gradient waveforms in tandem with at least one radio-frequency (RF) pulse such that the first MR signals include a spin-echo signal and the second MR signals also include a spin-echo signal. 7. The method of claim 1, wherein energizing the active coil comprises: energizing the active coil while operating the gradient coils to acquire the second MR signals. 8. The method of claim 1, wherein energizing the active coil comprises: energizing the active coil prior to operating the gradient coils to acquire the second MR signals. 9. The method of claim 1, further comprising: operating a shim coil while operating the gradient coils to compensate susceptibility differences inside the portion of the subject located within the shifted volume of magnetic field with inhomogeneity below the define... | Synaptive Medical (Barbados) Inc. | G01V003/00 G01R033/3875 G01R033/381 A61B005/055
US10082552 | B2 | 2018-09-25 | Signal selection of received signals in MRI local reception antennas utilizing metadata and analog-digital (A/D) converter chips | 2014-12-04 | The embodiments relate to signal selection devices for reception antennas. The signal selection device includes a plurality of signal inputs for the reception of signals from the reception antennas via an interface arrangement, and a plurality of signal outputs for the output of altered signals from the reception antennas. The signal selection device is used for selecting/reducing received signals from the reception antennas and forwarding them to an image processing device. The signal selection device contains a plurality of A/D converter chips, a plurality of digital selection chips, and at least physical and/or logical portions of a control unit. The received signals from the reception antennas are fed into the plurality of A/D converter chips via a plurality of signal inputs, are converted into digital data streams, and are supplied to the digital selection chips via signal outputs of the A/D converter chips. | 1. A signal selection device configured for selecting among local coil reception antennas of a reception device in a magnetic resonance imaging scanner, the signal selection device comprising: a control unit configured to provide metadata to at least one component of the signal selection device;a plurality of analog-digital (A/D) converter chips, wherein each A/D converter chip of the plurality of A/D converter chips comprises a plurality of signal inputs and a plurality of signal outputs, wherein the plurality of signal inputs is configured to receive signals from the local coil reception antennas via an interface arrangement, and wherein the plurality of signal outputs is configured to output altered signals from the local coil reception antennas via the same interface arrangement;a plurality of digital selection chips; andwherein the received signals from the local coil reception antennas are fed into the plurality of A/D converter chips via the plurality of signal inputs of the plurality of A/D converter chips;wherein the received signals are converted into at least two digital data streams by the plurality of A/D converter chips;wherein the plurality of A/D converter chips is configured to utilize metadata from the control unit when selecting a portion of the at least two digital data streams that is less than all of the digital data streams with the selected portion of the at least two digital data streams then being forwarded to an image processing device; andwherein the selected portion of the at least two digital data streams is supplied to the digital selection chips via the plurality of the signal outputs of the plurality of A/D converter chips. 2. The signal selection device as claimed in claim 1, wherein a total number of the plurality of A/D converter chips is larger than a total number of the plurality of digital selection chips. 3. The signal selection device as claimed in claim 2, wherein the plurality of A/D converter chips and the plurality of digital selection chips each comprise separate metadata inputs that are configured to input metadata from the control unit directly. 4. The signal selection device as claimed in claim 3, wherein at least one metadata channel is arranged between each A/D converter chip of the plurality of A/D converter chips and an associated digital selection chip of the plurality of digital selection chips; andwherein the at least one metadata channel is configured to input metadata from the control unit into the plurality of A/D converter chips indirectly via the plurality of digital selection chips. 5. The signal selection device as claimed in claim 4, further comprising a signal distribution unit arranged between the interface arrangement of the local coil reception antennas and the plurality of A/D converter chips; wherein the received signals from the local coil reception antennas are passed to the plurality of A/D converter chips via the signal distribution unit; andwherein the signal distribut... | Siemens Aktiengesellschaft | G01R033/32 G01R033/56 G01R033/36 A61B005/055
US10092248 | B2 | 2018-10-09 | Vital signs measuring apparatus, vital signs displaying method, and program | 2015-10-20 | A vital signs measuring apparatus includes: a measuring section which is configured to measure vital signs of a subject; a receiving section which is configured to receive vital signs of the subject transmitted from a source measuring apparatus; a displaying section which is configured to display at least one of the vital signs measured by the measuring section, and the vital signs received by the receiving section; and a controlling section which is configured to produce a display screen that is to be displayed on the displaying section, the controlling section which is configured to change a display effect of vital signs on the display screen, based on whether the vital signs are received by the receiving section or not. | 1. A vital sign measuring apparatus comprising: at least one processor and memory configured to: measure a vital sign of a subject;receive the vital sign of the subject, wherein the received vital sign is measured by a second vital sign measuring apparatus and is transmitted from the second vital sign measuring apparatus to the vital sign measuring apparatus; andproduce a display screen that changes a display effect of the vital sign on the display screen based on whether the vital sign on the display screen is the vital sign received from the second vital sign measuring apparatus, such that a display effect of the received vital sign is different from a display effect of the measured vital sign; anda display configured to display the display screen and at least one of the measured vital sign and the received vital sign,wherein the vital sign measured by the vital sign measuring apparatus and the vital sign received from the second vital sign measuring apparatus are the same vital sign, and the second vital sign measuring apparatus is separate from the vital sign measuring apparatus. 2. The vital signs measuring apparatus according to claim 1, wherein the at least one processor and memory are further configured to change a background color of a waveform or a measurement value of vital signs based on whether the vital sign is received by the vital sign measuring apparatus. 3. The vital signs measuring apparatus according to claim 1, wherein the at least one processor and memory are further configured to: attribute data indicating an attribute of the second vital sign measuring apparatus, andbased on whether vital signs are received and contents of the attribute data, change a display effect of the vital signs on the display screen. 4. The vital signs measuring apparatus according to claim 3, wherein the attribute data contain information of at least one of a use of the second vital sign measuring apparatus, an ID of the second vital sign measuring apparatus, and a type of the second vital sign measuring apparatus. 5. The vital signs measuring apparatus according to claim 1, wherein the at least one processor and memory configured to measure vital signs are disposed in a data acquiring unit that is attachable to and detachable from a case housing the display. 6. The vital signs measuring apparatus according to claim 1, wherein the display effect is a line type of a waveform of the vital sign on the display screen. 7. The vital signs measuring apparatus according to claim 1, wherein the display effect is a color of a waveform of the vital sign on the display screen. 8. The vital signs measuring apparatus according to claim 1, wherein the measured vital sign and the received vital are both displayed according to a time series. 9. The vital signs measuring apparatus according to claim 1, wherein the at least one processor and memory are further configured to: separately store data corresponding to the measured vital sign from data correspondin... | NIHON KOHDEN CORPORATION | A61B005/00 A61B005/145 A61B005/01 A61B005/0402 A61B005/021 A61B005/024 G16H040/63 G06F019/00
US10070837 | B2 | 2018-09-11 | Medical imaging apparatus, program installable in medical imaging apparatus, and medical imaging method | 2015-10-07 | A medical imaging apparatus includes a cardiac lumen region identifying unit, a myocardium identifying unit, and a generating unit. The cardiac lumen region identifying unit is configured to identify a cardiac lumen region from a medical image including a heart region. The myocardium identifying unit is configured to identify a face of a myocardium region obtained by extending a face of the cardiac lumen region, identified by the cardiac lumen region identifying unit, by a certain distance toward a myocardium side. The generating unit is configured to generate a color-coded image in which the face of the myocardium region, identified by the myocardium identifying unit, is colored in colors according to signal values of the medical image corresponding to positions on the face of the myocardium region. | 1. A medical imaging apparatus comprising: a cardiac lumen region identifying unit configured to identify, based on signal values of a region where blood is flowing, a cardiac lumen region from a medical image including a heart region;a myocardium identifying unit configured to identify a face of a myocardium region obtained by extending a surface of the cardiac lumen region, identified by the cardiac lumen region identifying unit, by a certain distance at a time toward a myocardium side; anda generating unit configured to generate a three-dimensional color-coded image in which the face of the myocardium region, identified by the myocardium identifying unit, is colored in colors according to signal values of the medical image corresponding to positions on the face of the myocardium region. 2. The medical imaging apparatus according to claim 1, wherein the cardiac lumen region identifying unit includesan extracting unit configured to extract a line connecting an aorta and a cardiac apex of a left ventricle by using the medical image, anda region identifying unit configured to regard the cardiac apex side of the line extracted by the extracting unit as a starting point and to identify the cardiac lumen region using a region growing method. 3. The medical imaging apparatus according to claim 2, wherein the region identifying unit identifies the cardiac lumen region after excluding an unnecessary region. 4. The medical imaging apparatus according to claim 1, wherein the generating unit generates an image based on which a level difference is identifiable, by coloring the image in different colors on the basis of a threshold. 5. The medical imaging apparatus according to claim 4, wherein the threshold is provided in steps, and the image is colored in different colors in accordance with these steps to enable displaying of the image so that a level difference is identifiable. 6. The medical imaging apparatus according to claim 4, wherein the threshold is determined using a signal value obtained in a normal myocardium region. 7. The medical imaging apparatus according to claim 1, wherein the cardiac lumen region identifying unit identifies a region including left ventricular endocardium. 8. The medical imaging apparatus according to claim 1, further comprising: a coronary artery identifying unit configured to identify a coronary artery,wherein the generating unit generates a superimposed image by superimposing the coronary artery identified by the coronary artery identifying unit on the color-coded image. 9. The medical imaging apparatus according to claim 8, further comprising: a region identifying unit configured to identify, out of the face of the myocardium region, a region with a signal value that is less than a certain threshold,wherein the generating unit generates the superimposed image so that a blood vessel superimposed on the region identified by the region identifying unit or a blood vessel near the region becomes identifiable. 10. Th... | Canon Kabushiki Kaisha | G06K009/00 A61B006/00 G06K009/46 G06K009/62 G06T011/60 G06K009/52 A61B006/03 G06T007/11 G06T007/66 G06T007/187 A61B005/055
US10070798 | B2 | 2018-09-11 | Heart activity sensor structure | 2014-05-09 | A heart activity sensor structure includes a flexible textile substrate, and at least two electrodes with an electric insulation between each of the at least two electrodes. The at least two electrodes are applied on one side of the flexible textile substrate and configured to be placed against a skin of an exerciser in order to measure biosignals related to heart activity. The heart activity sensor also includes an electrostatic discharge shield applied on one side of the flexible textile substrate for protecting the at least two electrodes from static electricity. | 1. A heart activity sensor structure, comprising: a flexible textile substrate;at least two electrodes with an electric insulation between each of the at least two electrodes, wherein the at least two electrodes are applied on one side of the flexible textile substrate and configured to be placed against a skin of an exerciser in order to measure biosignals related to heart activity;an electrostatic discharge shield applied on one side of the flexible textile substrate for protecting the at least two electrodes from static electricity, the electrostatic discharge shield comprising conductive material, wherein the electrostatic discharge shield covers at least an area of the heart activity sensor structure in which the at least two electrodes and all regions between the at least two electrodes are disposed; andan electronics module integrated as part of the heart activity sensor structure, coupled to the at least two electrodes and configured at least to transmit information related to the heart activity to a training computer, the electronics module comprising a casing covering the electronics module, the casing comprising an electrically non-conducting outer surface and electrically conducting inner film, the electrically conducting inner film being electrically coupled to the electrostatic discharge shield, wherein the flexible textile substrate comprises a base for integrally mounting the electronics module, wherein the base comprises an electrically conducting periphery element coupled to the electrostatic discharge shield, wherein the electronics module is configured at least to transmit information related to the heart activity to a training computer, wherein a first part of the electrostatic discharge shield is on one side of the electronics module and a second part of the electrostatic discharge shield is on an other side of the electronics module, wherein the electronics module comprises a casing having a conducting structure configured to cover the electronics module and electrically connect the first part of the electrostatic discharge shield to the second part of the electrostatic discharge shield. 2. The heart activity sensor structure of claim 1, comprising at least the following plurality of layers: a first layer comprising the at least two electrodes and configured to be placed against the skin of the exerciser;a second layer arranged on top of the first layer and comprising the flexible textile substrate; anda third layer arranged at least partially on top of the second layer and comprising the electrostatic discharge shield. 3. The heart activity sensor structure of claim 1, comprising at least the following plurality of layers: a first layer comprising the at least two electrodes and configured to be placed against the skin of the exerciser;a third layer arranged on top of the first layer and comprising the electrostatic discharge shield; anda second layer arranged on top of the third layer and comprising the flexible textile... | Polar Electro Oy | A61B005/04 A61B005/0408 A61B005/0245 A61B005/00
US10111605 | B2 | 2018-10-30 | Positioning cushion for a medical imaging examination, and medical imaging apparatus with a positioning cushion | 2016-06-17 | A positioning cushion for patient undergoing an imaging procedure in a medical imaging apparatus, with a first positioning unit that has a foam material and a second positioning unit, wherein the second positioning unit has at least one fluid cushion able to be filled with a fluid. | 1. A positioning cushion for positioning a subject at a positioning site, said positioning cushion comprising: a first positioning unit comprising a foam material;a second positioning unit comprising a fluid cushion having a port allowing selective filling, at said positioning site, of said fluid cushion with a fluid;a third positioning unit connected to each of said first and second positioning units and being situated between said first and second positioning units, said third positioning unit comprising a stabilizer that has a macroscopic shape;said second positioning unit comprising a deformable wall connected to said stabilizer, with said deformable wall and said stabilizer in combination forming an interior of said fluid cushion into which said fluid is received and held in order to form said fluid cushion; andsaid first second and third positioning units being adapted to receive a subject thereon to position said subject at said positioning site, with said stabilizer retaining said macroscopic shape when said subject is received thereon. 2. A positioning cushion as claimed in claim 1 wherein said port comprises a valve opening allowing selective filling and emptying of said fluid cushion. 3. A positioning cushion as claimed in claim 1 wherein said first positioning unit comprises two foam cushions, formed of said foam material, that are separate from each other. 4. A positioning cushion as claimed in claim 1 wherein said first said second position, units are connected to each other by a connection selected from the group consisting of thermal molding and welding. 5. A positioning cushion as claimed in claim 1 wherein said second positioning unit comprises a pre-shaped envelope in which said fluid cushion is situated. 6. A positioning cushion as claimed in claim 1 wherein said second positioning unit has an emptied state in which said fluid cushion contains no fluid, and wherein said second positioning unit comprises an envelope that assumes a predefined position in said emptied state. 7. A positioning cushion as claimed in claim 1 wherein said first positioning unit comprises a foam cushion formed of said foam material, said foam cushion having a recess therein. 8. A positioning cushion as claimed in claim 1 wherein said first positioning unit comprises a foam cushion formed of said foam material, said foam cushion having a sloping slide surface, and wherein at least a portion of said fluid cushion of said second positioning unit is disposed on said sloping side surface. 9. A positioning cushion as claimed in claim 8 wherein said second positioning unit comprises an envelope in which said fluid cushion is disposed, and wherein said foam cushion comprises a central exterior area and wherein said envelope rests against said central exterior area. 10. A medical imaging apparatus comprising: a medical data acquisition scanner;a patient support adapted to receive a patient thereon and to move said patient into and out of said medical d... | Siemens Healthcare GmbH | A61G007/065 A61B005/055 A61B005/00 G01R033/30
US10107616 | B2 | 2018-10-23 | Apparatus and method for space-division multiplexing optical coherence tomography | 2016-06-23 | A space-division multiplexing optical coherence tomography apparatus and system is provided. In one embodiment, the system includes a light source, a reference arm, and a sample arm. The sample arm splits the sampling light into a plurality of sampling beams which may be scanned simultaneously onto a surface of a sample. An optical delay may be introduced into the sampling beams before scanning. A plurality of reflected light signals returned from the sample is collected. In one arrangement, the signals may be combined to produce a single reflected light signal. The reflected light signal(s) and a reference signal are combined to produce an interference signal comprising data representative of digitized images captured of the actual object. In one embodiment, a single sample arm may be used for scanning and collecting image data. A related method is also provided. | 1. A low insertion loss optical coherence tomography system with space-division multiplexing, the system comprising: a long coherence light source producing coherent light having a coherence length greater than 5 mm to provide optimal imaging depth;an optical coupler receiving and dividing the light into reference light and sampling light;a reference arm defining a first optical light path, the reference arm receiving the reference light and generating a reference light signal based on the reference light;a sample arm defining a second optical light path and receiving the sampling light;an optical splitter arranged on the sample arm, the optical splitter dividing the sampling light into a plurality of sampling light beams and simultaneously transmitting the plurality of sampling beams;an optical delay element comprising a plurality of different light path lengths configured and operable to produce an optical delay shorter than the coherence length of the light source between the plurality of sampling beams such that when images are formed, signals from different physical locations are detected in different frequency bands;a scanner arranged to receive and configured to simultaneously scan the plurality of sampling beams simultaneously onto multiple different sampling locations on a surface of a sample;a plurality of optical couplers each configured and arranged to simultaneously receive and combine the reference light signal with one of a plurality of individual reflected light signals returned from the multiple different sampling locations on the surface of the sample produced by each of the plurality of sampling beams to simultaneously generate a plurality of interference signals each having a different frequency band; anda sensor configured to detect and combine the plurality of interference signals;wherein the interference signals includes data representing digitized images of the sample. 2. The system according to claim 1, wherein the sensor is a balanced photodetector. 3. The system according to claim 1, further comprising a plurality of optical circulators each being associated with one of the plurality of optical couplers, each optical circulator being operable to receive one of the plurality of reflected light signals from the sample and transmit the same reflected light signal to one of the optical couplers. 4. The system according to claim 3, further comprising an optical splitter configured to divide the reference light signal into a plurality of reference light signals, each one of the plurality of reference light signals being transmitted to one of the plurality of optical couplers for producing an interference signal. 5. The system according to claim 1, wherein the reference arm is a non-sweeping reference arm. 6. The system according to claim 1, wherein each of the plurality of sampling beams is transmitted by an optical fiber forming an array comprising a plurality of the optical fibers. 7. The system according to claim 6, ... | LEHIGH UNIVERSITY | G01B009/02 A61B005/00
US10076261 | B2 | 2018-09-18 | Imaging apparatus and method | 2001-03-05 | A range of technique for investigating a sample such as obtaining images and/or spectral information are described. The techniques include a method for deriving structural information about a sample as a continuous function of the depth below the surface of the sample, a method for evaluating a part of the structure of a sample located between two interfaces within the sample, and a contrast enhancing method and apparatus which has a quick image acquisition time. | 1. A method of imaging a sample, the method comprising: irradiating a plurality of points of a surface of the sample with a pulse of electromagnetic radiation, said pulse having a plurality of frequencies in the range from 25 GHz to 100 THz;detecting the amplitude of the radiation having a plurality of frequencies in the range from 25 GHz to 100 THz reflected from or transmitted by each point of the sample as a function of delay time, wherein the delay time is the time that it takes the radiation to travel through a region of the sample;generating a first two-dimensional image of the points of the sample at a first interface of the sample using an amplitude of the radiation detected for a delay time corresponding to the first interface; andgenerating a second two-dimensional image of the points of the sample at a second interface of the sample using an amplitude of the radiation detected for a delay time corresponding to the second interface;obtaining a depth calibration based on a refractive index;determining variation in thickness of the layer of the sample between the first interface and the second interface from the delay time corresponding to the first interface and the delay time corresponding to the second interface. 2. A method according to claim 1, wherein the first interface is an internal dielectric interface or an external surface of the sample and the second interface is an internal dielectric interface or an external surface of the sample. 3. A method according to claim 2, wherein the first interface is a first external surface of the sample and the second interface is a second external surface of the sample and determining the variation in thickness of the layer of the sample between the first interface and the second interface comprises determining the variation in the depth of the sample. 4. An apparatus for generating an image of a sample, the apparatus comprising: an emitter for irradiating a plurality of points of a surface of a sample with a pulse of electromagnetic radiation, said pulse having a plurality of frequencies in the range from 25 GHz to 100 THz;a detector for detecting the amplitude of the radiation having a plurality of frequencies in the range from 25 GHz to 100 THz reflected from or transmitted by each point of the sample as a function of delay time wherein the delay time is the time that it takes radiation to travel through a region of the sample; anda processor: for generating a first two dimensional image of the points of the sample at a first interface of the sample using an amplitude of the radiation detected for a delay time corresponding to the first interface;for generating a second two dimensional image of the points of the sample at a second interface of the sample using an amplitude of the radiation detected for a delay time corresponding to the second interface; andfor obtaining a depth calibration based on a refractive index and determining variation in thickness of the layer of the sample betwe... | TeraView Limited | G01N021/35 G01N021/31 A61B005/05 A61B005/00 G01N021/3581 G01N021/47 G01N021/43
US10105085 | B2 | 2018-10-23 | Directing hub used with vascular blood sampling catheter | 2013-11-01 | A sampling hub directs a medical device towards a target area. The hub may have some of: a hub body; a lumen passing between openings at the front end and the rear end, the lumen allowing for passage of an elongate element through the entire lumen; the bottom of the hub body may be flat; the top of hub body preferably is sloped downwardly; the lumen is preferably sloped downwardly to enable guidance of the elongate body towards the target area; and an area surrounding the opening of the lumen at the rear end configured to receive a support for the elongate element, the support for the elongate element having a diameter in the support larger than a diameter of the elongate element. | 1. A system, comprising: a sampling hub for directing a medical device towards a target area, the hub comprising: a) a hub body having at least a front end, a rear end, a top, and a bottom configured to be facing downwards in respect to the target area;b) a lumen passing between proximal and distal openings at the front end or bottom and the rear end, the lumen allowing for passage of an elongate element through the entire lumen; andc) within the lumen, a proximal valve and a distal valve;wherein the rear end of the hub body is configured to allow the elongate element to enter the lumen, and the hub body at the front end or bottom of the hub body configured to allow the elongate element to exit the lumen;wherein the lumen enables guidance of the elongate element towards the target area;wherein the lumen contains an internal chamber, between the proximal valve and the distal valve, that tapers from a first diameter of the proximal valve on a proximal side of the internal chamber to a second diameter, smaller than the first diameter, of the distal valve on a distal side of the internal chamber; anda sampling device comprising (i) an outer body, (ii) a delivery catheter located within a body chamber of the outer body, and (iii) the elongate element located at least partially within a lumen of the delivery catheter and secured to the outer body, the delivery catheter being moveable over the elongate element by retraction or extension of the delivery catheter, and the elongate element having a length that is shorter than a combined length of the outer body and the delivery catheter;wherein the delivery catheter has an outer diameter greater than the second diameter, and the elongate element has an outer diameter smaller than the second diameter. 2. The system of claim 1 where a distal end of the lumen is configured to extend out of the hub, penetrate a patient's skin, and reside within or adjacent to the target area. 3. The system of claim 2 where the distal end of the lumen contains an additional valve or series of valves, the additional valve or series of valves being configured to prevent any material from an external environment or target area to enter the lumen. 4. The system of claim 3 where the distal valve is configured to be mechanically opened by the presence of the elongate element and returned to a closed position either by removal of the elongate element or by an elastic memory of the distal valve. 5. The system of claim 2 where the lumen collapses closed when the elongate element is not in the lumen, and thus prevents any material from an external environment or target area to enter the lumen. 6. The system of claim 1 wherein an area surrounding the proximal opening of the lumen at the rear end of the hub is configured to receive a support for the elongate element, the support for the elongate element having a diameter larger than a diameter of the elongate element. 7. The system of claim 1 where the lumen has an angle shift in ord... | - | A61B005/15 A61B005/153 A61B005/155 A61M005/158 A61M039/06
US10070806 | B2 | 2018-09-11 | Position sensor, sensor arrangement and rehabilitation device | 2012-12-07 | Position sensor having a holder, a force measuring device permanently connected to the holder, and a winding device, which is permanently connected to the force measuring device and has a drive having an electric motor. Winding device is configured to unwind and wind a cable and to determine an unwinding length of the cable. Guide device permanently connected to the holder has a centering device for passing through the cable, an outlet apparatus which is mounted on universal joints and is intended to pass through the cable with a variable direction, and a position sensor for determining an angular position of the outlet apparatus. Position sensor is set up to determine position of a predetermined point of the cable relative to holder on the basis of determined angular position and unwinding length. | 1. A rehabilitation device comprising at least one position sensor, the at least one position sensor comprising: a holder;a force measuring device connected to the holder, wherein the force measuring device is operable to determine a force pulling on the holder by a user in the rehabilitation device;a winding device, with a drive, connected to the force measuring device, wherein the drive includes an electric motor, the winding device configured to unwind and wind a cable and operable to determine an unwinding length of the unwound cable; anda guiding device connected to the holder, wherein the guiding device includes a centering device for a defined, fixed-direction passing through of the cable, a gimbal-mounted outlet apparatus for a variable-direction passing through of the cable, and an angular position sensor operable to determine an angular position of the outlet apparatus;wherein the at least one position sensor is configured to determine a position of a predefined point of the cable relative to the holder based on the determined angular position and the unwinding length; andwherein the electric motor is configured to pull on the cable with an adjustable tensile force, which is adjusted based on the determined force which pulls on the holder via the cable by the user. 2. The rehabilitation device in accordance with claim 1, wherein the winding device is configured so that the cable is wound up in one parallel layer or stacked in one layer. 3. The rehabilitation device in accordance with claim 1, wherein the drive comprises a winding spring. 4. The rehabilitation device in accordance with claim 1, where the unwinding length is determined via a motor encoder that is connected to the electric motor. 5. The rehabilitation device in accordance with claim 1, where the at least one position sensor includes at least one acceleration sensor. 6. The rehabilitation device in accordance with claim 1, where the winding device is set up to unwind and wind the cable based on a change of the force determined by the force measuring device. 7. The rehabilitation device in accordance with claim 1, wherein the at least one position sensor comprises a first position sensor and a second position sensor in a sensor arrangement, in which the first position sensor and the second position sensor are arranged in a joint holder. 8. The rehabilitation device in accordance with claim 7, wherein the holder of the first position sensor is also the holder of the second position sensor. 9. The rehabilitation device in accordance with claim 7, wherein the sensor arrangement is configured to calculate a position of an object relative to the joint holder based on a first position of a first predefined point of the cable of the first position sensor and a second position of a second predefined point of the cable of the second position sensor. 10. The rehabilitation device in accordance with claim 9, wherein the device is configured to graphically visualize the positio... | TYROMOTION GMBH | A61B005/103 A61B005/11 B65H049/02 G01B005/004
US10086196 | B2 | 2018-10-02 | Systems and apparatus for gait modulation and methods of use | 2018-01-16 | An apparatus includes a frame, a sensor, and an electric stimulator. The frame is removably couplable to a portion of a limb. The sensor is configured to produce a first signal associated with a gait characteristic at a first time, and a second signal associated with the gait characteristic at a second time, after the first time. The electric stimulator is removably coupled to the frame and is in electrical communication with an electrode assembly and the sensor to receive the first signal substantially at the first time and the second signal substantially at the second time. Based in part on the gait characteristic at the first time, the electric stimulator sends a third signal to the electrode assembly to provide an electric stimulation to a portion of a neuromuscular system of the limb substantially during a time period defined between the first time and the second time. | 1. A method, comprising: receiving, at an electric stimulator and from a sensor, the sensor being one of a tilt sensor, an accelerometer, or a gyroscope, a first signal associated with a gait characteristic;calculating one or more system parameters based at least in part on the first signal associated with the gait characteristic;sending a signal, based at least in part on the one or more system parameters, from the electric stimulator to an electrode assembly to cause the electrode assembly to provide an electric stimulation to a portion of a neuromuscular system of a limb;receiving, at the electric stimulator and from the sensor, a second signal associated with the gait characteristic; andterminating the electric stimulation of the portion of the neuromuscular system of the limb based on the receiving of the second signal associated with the gait characteristic. 2. The method of claim 1, wherein the sensor is at least partially integrated with the electric stimulator. 3. The method of claim 1, wherein the electric stimulator is in wireless electrical communication with a control device, the calculating one or more system parameters includes calculating one or more system parameters defined by the control device. 4. The method of claim 1, wherein the receiving of the first signal associated with the gait characteristic is via a wireless communication mode; and the receiving of the second signal associated with the gait characteristic is via the wireless communication mode. 5. The method of claim 1, wherein the sending the signal from the electric stimulator to the electrode assembly to cause the electrode assembly to provide an electric stimulation to a portion of a neuromuscular system of a limb is associated with a heel-off event during ambulatory motion of the limb; and the terminating the electric stimulation of the portion of a neuromuscular system of the limb is associated with a heel-on event during the ambulatory motion of the limb. 6. The method of claim 1, wherein the receiving the first signal associated with the gait characteristic is at a first time; the receiving the second signal associated with the gait characteristic is at a second time, after the first time; andthe sending the signal to the electrode assembly to cause the electrode assembly to provide the electric stimulation to the portion of the neuromuscular system of the limb includes providing the electric stimulation during a time period defined between the first time and the second time. 7. A method of using an electric stimulator having a sensor and an electrode assembly in electrical communication with a portion of a neuromuscular system of a limb, the method comprising: receiving, at the electric stimulator, a first signal, the first signal sent from a control device via a first communication channel, the first communication channel associated with a wireless communication over a network, the first signal associated with a system parameter;sending, from the elec... | Bioness Inc. | A61N001/00 A61N001/36 A61B005/00 A61B005/11 A61B005/103 A61F005/01 A61N001/04
US10070810 | B2 | 2018-09-11 | Sensor insertion devices and methods of use | 2017-10-10 | An automatic sensor inserter is disclosed for placing a transcutaneous sensor into the skin of a living body. According to aspects of the invention, characteristics of the insertion such as sensor insertion speed may be varied by a user. In some embodiments, insertion speed may be varied by changing an amount of drive spring compression. The amount of spring compression may be selected from a continuous range of settings and/or it may be selected from a finite number of discrete settings. Methods associated with the use of the automatic inserter are also covered. | 1. A sensor insertion device, comprising: a shuttle movable between a first position and a second position, the shuttle configured to retain a transcutaneous sensor while in the first position and release the sensor while in the second position;a drive mechanism coupled to the shuttle to drive the shuttle from the first position to the second position based on a first driving force, wherein the drive mechanism includes a torsion spring configured to apply the first driving force;a retraction mechanism coupled to the shuttle to drive the shuttle from the second position to a neutral position based on a second driving force, wherein the retraction mechanism includes a compression spring configured to apply the second driving force, and wherein the neutral position is between the first position and the second position; anda control mechanism operatively coupled to the drive mechanism, wherein the control mechanism is configured to be manually operated by a user, and to cause the drive mechanism to release potential energy stored in the torsion spring and apply the first driving force to the shuttle. 2. The insertion device of claim 1, wherein the control mechanism is further configured to vary the first driving force over a continuous range of settings. 3. The insertion device of claim 1, wherein the control mechanism is configured to alternately set the first driving force to one of a plurality of discrete settings. 4. The insertion device of claim 1, wherein the control mechanism is solely mechanical. 5. The insertion device of claim 4, wherein the control mechanism includes a knob configured to be twisted by the user of the insertion device such that twisting of the knob varies the first driving force of the torsion spring. 6. The insertion device of claim 4, wherein the control mechanism includes a thumbwheel configured to be turned by the user of the insertion device such that turning of the thumbwheel varies the first driving force of the torsion spring. 7. The insertion device of claim 4, wherein the control mechanism includes a threaded rod. 8. The insertion device of claim 1, wherein the control mechanism includes a component configured to be set to one of a plurality of discrete, alternate shuttle orientations by the user of the insertion device, wherein each shuttle orientation varies the first driving force of the torsion spring. 9. The insertion device of claim 1, wherein the control mechanism includes a ratchet and lock mechanism. 10. A method of inserting a sensor, the method comprising: manually winding a control mechanism on an insertion device to vary a load on a torsion spring while maintaining a shuttle of the insertion device in a stationary position, wherein the control mechanism includes a ratchet and lock mechanism;placing the insertion device against a skin layer;firing a sensor into the skin layer using the control mechanism by releasing potential energy stored in the torsion spring;releasing the sensor from the sh... | ABBOTT DIABETES CARE INC. | A61B005/1468 A61B005/145 A61B005/1486
US10076310 | B2 | 2018-09-18 | Method and device for detecting occlusion/reopening of an artery and system for measuring systolic blood pressure | 2012-07-17 | An occlusion and/or reopening of an artery of a body caused by a changing pressure applied on the artery is detected. The systolic blood pressure of an artery of a body is also measured. A Doppler Ultrasound transducer attached to the exterior of the body outputs a blood flow signal indicative of a change of the blood flow in the artery caused by the changing pressure. At least one variable of a first variable indicative of the magnitude of the blood flow and a second variable indicative of the periodicity of the blood flow is derived from the blood flow signal. The occlusion and/or reopening of the artery is detected on the basis of the at least one variable. In this way, the occlusion/reopening of the artery can be detected automatically. Since the need to manually detect the occlusion and reopening of the artery by listening with a stethoscope or a Doppler probe is eliminated, the detecting result is more predictable and repeatable, and therefore also more accurate. | 1. A method of detecting occlusion or reopening of an artery of a body caused by a changing pressure applied to the artery, the method comprising the steps of: obtaining a blood flow signal indicative of a change of a blood flow in the artery caused by the changing pressure using a Doppler Ultrasound transducer attached to the exterior of the body;deriving, from the blood flow signal, a first variable indicative of a magnitude of the blood flow and a second variable indicative of a periodicity of the blood flow; anddetecting the occlusion or reopening of the artery on the basis of the magnitude of the first variable relative to at least one magnitude threshold and the periodicity of the second variable relative to a periodicity range. 2. The method as claimed in claim 1, wherein, in the detecting step: the occlusion is detected when the first variable is less than a first magnitude threshold and the second variable is outside a first periodicity range; andthe reopening is detected when the first variable is greater than a second magnitude threshold and the second variable is within a second periodicity range. 3. The method as claimed in claim 2, wherein, in the detecting step: the reopening is detected when the first variable is greater than the second magnitude threshold and the second variable is within the second periodicity range in each of a predefined number of subsequent time windows. 4. The method as claimed in claim 2, further comprising the step of: determining at least one of the first magnitude threshold, the first periodicity range, the second magnitude threshold and the second periodicity range from the blood flow signal. 5. The method as claimed in claim 1, wherein in the deriving step, a value of the first variable and a value of the second variable for a time window is calculated on the basis of the blood flow signal associated with the time window; andin the detecting step, the occlusion or reopening of the artery in the time window is detected on the basis of the value of the first and second variable associated with the time window. 6. The method as claimed in claim 1, further comprising: the step of determining a maximum value of the changing pressure according to the detected occlusion of the artery. 7. A device for detecting occlusion or reopening of an artery of a body caused by a changing pressure applied to the artery, comprising: a Doppler Ultrasound transducer configured to be attached to an exterior of the body and to obtain a blood flow signal indicative of a change of the blood flow in the artery caused by the changing pressure;one or more processors configured to: derive, from the blood flow signal, a first variable indicative of a magnitude of the blood flow and a second variable indicative of a periodicity of the blood flow; anddetect the occlusion and/or reopening of the artery on the basis of the magnitude of the first variable and a periodicity of the second variable. 8. The device as claimed in claim 7... | KONINKLIJKE PHILIPS N.V. | A61B008/06 A61B008/08 A61B008/04 A61B005/022 A61B008/00 A61B005/00
US10068056 | B2 | 2018-09-04 | Medical diagnosis support system | 2010-03-26 | This invention provides a mechanism for making a doctor surely follow correct procedures in which the doctor confirms diagnosis information obtained by computer processing after he or she has completed interpretation. A medical diagnosis support apparatus executes diagnosis processing for acquiring medical diagnosis information from an image to be interpreted by computer processing. The medical diagnosis support apparatus accepts interpretation information as an interpretation result of the image to be interpreted, which information is input by, for example, a doctor. The medical diagnosis support apparatus calculates a degree of matching between the diagnosis information and interpretation information, and permits to present the diagnosis information acquired by the diagnosis processing when the calculated degree of matching exceeds a predetermined threshold. | 1. A medical diagnosis support apparatus comprising: at least one processor; andat least one memory storing instructions which, when executed by the at least one processor, cause the apparatus to: acquire medical diagnosis information from an image to be interpreted by computer processing;receive from a user interpretation information as an interpretation result of the image to be interpreted;calculate a degree of matching between the acquired diagnosis information and the interpretation information; andpermit, when the calculated degree of matching exceeds a predetermined threshold, presentation of the acquired diagnosis information,wherein presentation of the acquired diagnosis information is inhibited when the calculated degree of matching does not exceed the predetermined threshold. 2. The medical diagnosis support apparatus according to claim 1, wherein the instructions, when executed by the at least one processor, further cause the apparatus to calculate the degree of matching based on: a result obtained by comparing the number of findings included in the interpretation information and the number of findings included in the acquired diagnosis information, anda result obtained by determining a degree of ease of detection based on description contents of each of the findings included in the acquired diagnosis information, and comparing the number of findings included in the interpretation information and the number of findings included in the acquired diagnosis information in association with the findings, each of which has the degree of ease of detection larger than a predetermined value. 3. The medical diagnosis support apparatus according to claim 1, further comprising: a storage unit configured to store previous medical images and pieces of related previous interpretation information;wherein the instructions, when executed by the at least one processor, further cause the apparatus to: specify a previous medical image related to the image to be interpreted from the storage unit, and acquire previous interpretation information corresponding to the specified previous medical image from the storage unit; andchange the threshold based on a degree of matching between diagnosis information obtained by processing the specified previous medical image and the acquired previous interpretation information, the degree of matching being calculated. 4. The apparatus according to claim 1, wherein the instructions, when executed by the at least one processor, further cause the apparatus to inhibit display of the acquired diagnosis information when the calculated degree of matching does not exceed the predetermined threshold. 5. A medical diagnosis support apparatus comprising: a storage unit configured to store previous medical images and pieces of related previous interpretation information;at least one processor; andat least one memory storing instructions which, when executed by the at least one processor, cause the apparatus to: acquire medical di... | CANON KABUSHIKI KAISHA | A61B005/00 G06F019/00 G06Q050/22
US10092231 | B2 | 2018-10-09 | Push-to-charge mechanism for lancing device | 2015-08-25 | A lancing device has a charging mechanism that operates to convert an external push action by a user to an internal pull action that retracts and charges a lancet for use in a lancing stroke. In some embodiments, the charging mechanism includes a user-actuated charging push-button, a reverse charging member coupled to a lancet carrier, and a reverse-motion conversion member coupled therebetween. Depressing the user-actuated member in a first longitudinal direction causes transverse movement of the conversion member, which in turn causes longitudinal retraction of the reverse charging member and the lancet carrier coupled thereto in a second longitudinal direction opposite the first direction, thereby charging a drive mechanism of the lancing device. In other embodiments, a rack-and-pinion gear mechanism provides the same push-to-pull functionality. | 1. A lancing device for propelling a lancet through a lancing stroke, the lancing device comprising: a housing including an axial bore;a drive mechanism including a lancet carrier and a drive spring, the lancet carrier holding the lancet and translatable axially within the housing through the lancing stroke, and the drive spring adapted to propel the lancet carrier through the lancing stroke; anda charging mechanism adapted to retract the lancet carrier to a charged position and including a charging button having a first rack gear, a reverse charging member having a second rack gear, and a pinion gear rotatably engaged between the first and second rack gears, and wherein movement of the charging button in a first axial direction causes rotation of the pinion gear, which in turn causes movement of the reverse charging member and lancet carrier coupled thereto in a second axial direction generally opposite the first axial direction to retract the lancet carrier to a charged position,wherein the charging button includes an orifice allowing the first rack gear to extend through the housing when the charging button is actuated. 2. The lancing device of claim 1, wherein the charging button is movable between an extended position and a depressed position, and is spring-biased toward the extended position. 3. The lancing device of claim 1, wherein the housing comprises a guidance feature. 4. The lancing device of claim 3, wherein the charging button comprises an elongate guide arm extending longitudinally therefrom for slidably engaging the guidance feature. 5. The lancing device of claim 4, wherein the elongate guide arm is shaped to receive guidance from the guidance feature while allowing the second rack gear to remain operative. 6. The lancing device of claim 1, wherein the orifice is adapted to prevent contact between the charging button and the second rack gear. 7. The lancing device of claim 1, wherein the charging button and the reverse charging member are axially constrained to traverse only along an axis generally parallel to advancement and retraction of the lancet carrier. 8. The lancing device of claim 1, wherein the pinion gear is rotatably mounted to the housing by a bore that receives a post extending inward from the housing. 9. The lancing device of claim 8, wherein the post is laterally offset from an axis defining advancement and retraction of the lancet carrier. 10. A charging mechanism for a lancing device comprising a lancet carrier that carries a lancet through a lancing stroke, the charging mechanism comprising: a charging button slidably coupled to the lancing device to permit axial movement between an extended position and a depressed position and including a first rack gear;a reverse charging member coupled to the lancet carrier and including a second rack gear; anda pinion gear rotatably engaged between the first and second rack gears,wherein movement of the charging button in a first axial direction causes rotation o... | Facet Technologies, LLC | A61B005/151 A61B005/15
US10092215 | B2 | 2018-10-09 | Devices and methods for vascular navigation, assessment and/or diagnosis | 2018-03-12 | Devices and methods for vascular navigation, assessment and/or diagnosis are described which determine the location of the tip of a vascular catheter using the introduction of a medium with a measurable parameter (e.g., temperature, light reflection, sound reflection, etc.) and sensing and measuring the measurable parameter as the catheter is advanced. Measurements of the parameter are tracked over time, recorded and analyzed. The value of the parameter and/or the shape of the parameter value vs. time curve may be used in the analysis. For example, curve amplitude, variability, standard deviation, slope, etc. may be used in the analysis of catheter location. | 1. A location detection system, comprising: an elongate body;a conduit defining one or more flow passages, where each of the one or more flow passages has a distal end and where the conduit is configured to secure a position of the elongate body relative to the conduit;a sensor positioned at or in proximity to the distal end of the elongate body, wherein the conduit maintains a fixed distance between the sensor and the one or more flow passage distal ends, and wherein the sensor is configured to measure at least one parameter of a fluid after the fluid is emitted from the one or more flow passage distal ends; anda controller in communication with the sensor, wherein the controller is configured to determine a time-derived function of the at least one parameter of the fluid and is further configured to obtain a position of the sensor within a body of a subject, and wherein the time-derived function is based upon a degree of turbulence of the fluid after emitted from the one or more flow passages. 2. A method of determining a location within a body of a subject, comprising: positioning an elongate body within a lumen of a catheter;positioning the catheter within the body of the subject;introducing a fluid through the lumen and one or more flow passages of a conduit into the body;measuring via a sensor at least one parameter of the fluid after introduction within the body of the subject, wherein the sensor is positioned at or in proximity to a distal end of the elongate body such that the sensor is maintained at a fixed distance relative to a fluid exit port of the catheter or conduit;determining a time-derived function of the at least one parameter of the fluid; anddetermining a position of the sensor within the body of the subject based upon the time-derived function. 3. The method of claim 2 wherein positioning the catheter comprises advancing the catheter intravascularly within the body of the subject. 4. The method of claim 2 wherein measuring via a sensor at least one parameter comprises measuring a temperature. 5. The method of claim 2 wherein introducing a fluid further comprises passing the fluid through the one or more flow passages of the conduit positioned at or in proximity to the distal end of the elongate body. 6. The method of claim 2 wherein the elongate body is attached to the conduit. 7. The method of claim 2 wherein the elongate body is positioned to extend longitudinally relative to the lumen. 8. The method of claim 2 further comprising measuring an electrical signal within the body via an ECG electrode incorporated into the elongate body. 9. The method of claim 2 wherein measuring via a sensor further comprises transmitting sensor data between the sensor and a controller. 10. The method of claim 9 further comprising transmitting temperature data between the sensor and the controller. 11. The system of claim 2 wherein determining a time-derived function comprises determining a degree of turbulence of the fluid after be... | Piccolo Medical Inc. | A61B005/05 A61B005/06 A61B006/00 A61B005/00 A61B005/02 A61B005/0275 A61M031/00 A61B005/01 A61B005/028 A61B005/042 A61M025/00 A61M025/01 A61M025/09
US10088363 | B2 | 2018-10-02 | Biometric sensor and biometric analysis system including the same | 2017-12-11 | A biometric sensor that measures biometric information and a biometric analysis system including the biometric sensor are provided. The biometric sensor may include: a light source configured to emit light toward a region of interest of an object under examination, the light being diffused at the region of interest; a collimator that includes a though-hole and is configured to collimate the diffused light received from the region of interest; and a spectrometer configure to analyze the diffused light transmitted by the collimator. | 1. A biometric analysis system comprising: a light source configured to emit light toward a region of interest of an object under examination, the light being diffused at the region of interest;a collimator configured to collimate the diffused light, the collimator comprising a first through-hole through which the light emitted from the light source enters the collimator and a second through-hole through which the region of interest is exposed to a spectrometer and the light is incident onto the region of interest;the spectrometer configured to analyze the diffused light transmitted by the collimator; anda controller configured to analyze biometric information of the object obtained from the analyzed diffused light. 2. The biometric analysis system of claim 1, further comprising a focus lens configured to control a focal distance of the light emitted by the light source. 3. The biometric analysis system of claim 1, further comprising a focus lens, Wherein the light emitted by the light source is focused on the first through-hole of the collimator by the focus lens. 4. The biometric analysis system of claim 1, further comprising an optical path converter configured to control an optical path of the emitted light. 5. The biometric analysis system of claim 1, wherein the controller comprises: a signal processor configured to analyze the biometric information of the object based on a signal provided to the controller by the spectrometer; anda user interface configured to communicate with the signal processor. 6. The biometric analysis system of claim 5, wherein the user interface is further configured to input a command during an analysis of the biometric information,and display a result of the analysis of the biometric information. 7. The biometric analysis system of claim 1, further comprising a storage configured to store the analyzed biometric information. | SAMSUNG ELECTRONICS CO., LTD. IMEC TAIWAN | G01J003/28 G01J003/42 G01J003/10 G01J003/02 A61B005/00 A61B005/1455 A61B005/145
US10078074 | B2 | 2018-09-18 | Portable metabolic analyzer system | 2014-01-21 | A system for measuring and tracking metabolic rate, physical activity and calorie intake. The metabolic rate is measured with a design that features an adaptive sampling mechanism for accurate breath sample collection, optimized flow rate measurement for minimizing backpressure while maximizing accuracy, humidity regulation and water condensation reduction mechanism for reliable performance, as well as breath temperature measurement for volume and humidity corrections. The system further comprises an improved algorithm for determining physical activity such as related energy expenditure, and a mechanism for tracking changes in food intake over time. | 1. A system for measuring and tracking metabolic rate comprising: a mouthpiece having an inlet for the introduction of exhaled breath into a flow path;wherein the mouthpiece includes at least one orifice with a cross sectional area in the range of 4 mm2 to 40 mm2 in the flow path, and where the orifice is at least 50% smaller than the inlet cross sectional area;a colorimetric sensor providing a first output signal representing chemical measurements;a differential pressure sensor with a sensor inlet located on the inlet side of the orifice, where the differential pressure sensor provides a second output signal representing pressure measurements; andan adaptive sampling mechanism to detect and learn the user's natural breathing pattern to assist the user to perform consistent measurement, and to determine resting energy expenditure from pressure and chemical measurements, with pre-determined calibration curves that relate the first output signal representing chemical measurements to the chemical concentrations and the second output signal representing pressure measurements. 2. The system of claim 1 wherein the adaptive sampling mechanism resides in a processor, where the processor is adapted to play audio with a rhythm and volume, or video with motion sequence, where the rhythm and volume or motion sequence is adjusted to the pre-determined natural breathing pattern. 3. The system of claim 2 wherein the adaptive sampling mechanism further operates to detect changes in the breathing pattern over time;to memorize changes in the breathing pattern over time; andto adjust the audio rhythm and volume or video motion sequence according to the changes in the breathing. 4. The system of claim 2 wherein the adaptive sampling mechanism further operates to detect breathing patterns; andto memorize breathing patterns. 5. The system of claim 2 wherein the adaptive sampling mechanism further operates to detect breathing patterns;to memorize breathing patterns;to detect time intervals in which the breathing pattern is regular; andto determine volume flow rate based on the data acquired during the time intervals. 6. The system of claim 1 wherein the sensor inlet is located at least 1 mm away from the orifice. 7. The system of claim 1 wherein the differential pressure sensor is mounted with an orientation at which the pressure reading is least dependent on earth gravity. 8. The system of claim 1 wherein the adaptive sampling mechanism operates to determine the resting energy expenditure curve with the Weir equation using at least measured exhaled volume flow rate. 9. The system of claim 1 further comprising a fan connected to the flow path to dry out water from condensation in the apparatus. 10. The system of claim 9 wherein the fan is connected to the flow path via a one way valve. 11. The system of claim 1 wherein the flow path comprises a detection chamber where at least one gas component in the exhaled breath is detected. 12. The system of claim 11 wh... | ARIZONA BOARD OF REGENTS ON BEHALF OF ARIZONA STATE UNIVERSITY | A61B005/083 A61B005/0482 A61B005/087 G01N033/497 A61B005/00 A61B005/08
US10068681 | B2 | 2018-09-04 | Method for producing an electrode lead or a catheter, and associated semifinished product | 2017-01-05 | A method for producing a medical electrode lead or a catheter, and also to an associated semifinished product. The semifinished product for this purpose includes a cable having at least one electrical conductor, which is embedded in a sheath made of an electrically insulating, thermoplastic material. It is characterized in that the cable, at least at one cable end, forms a connection point, via which the conductor can be attached permanently and non-detachably to further components, wherein part of the surface of the conductor is exposed in the region of the connection point and forms a contact face, and the sheath has, in the region of the connection point, a recess that is continuous in the longitudinal direction of the cable. | 1. A semifinished product for producing an electrode lead or a catheter, which semifinished product comprises: a cable having at least one electrical conductor, which is embedded in a sheath made of an electrically insulating, thermoplastic material, wherein the cable, at least at one cable end, forms a connection point, via which the conductor can be attached permanently and non-detachably to further components, and wherein:part of a surface of the conductor is exposed in a region of the connection point and forms a contact face, andthe sheath has, in the region of the connection point, a recess that is continuous in a longitudinal direction of the cable,wherein contours of the recess and of the sheath in the region of the connection point when combined give a cylinder which surrounds the conductor, and the recess has a shape of a segment of a circle of which an angle subtended by an arc at a center α has a value in a range of from 90° to 270°. 2. The semifinished product according to claim 1, in which the conductor, at least in a region of the contact face of the connection point, consists of a metal layer applied to the sheath. 3. The semifinished product according to claim 2, in which the metal layer is formed: (i) from at least one noble metal or at least one noble metal alloy, or (ii) from a copper line covered by at least one noble metal or at least one noble metal alloy. 4. The semifinished product according to claim 2, in which the metal layer has a width ranging from 5 to 100 μm. 5. The semifinished product according to claim 2, in which the metal layer has a thickness ranging from 0.1 to 25 μm. 6. The semifinished product according to claim 2, in which the metal layer has an elevation in the region of the contact face. 7. The semifinished product according to claim 1, in which the contact face is 1 μm2 to 1 mm2 in size. 8. The semifinished product according to claim 1, in which the thermoplastic material of the sheath is selected from the group comprising polyethylene (PE), poly-propylene (PP), polycarbonate (PC), polyvinyl chloride (PVC), acrylonitrile-butadiene-styrene copolymer (ABS), polyethylene terephthalate (PET), polyether ether ketone (PEEK), liquid-crystal polymers, polyurethane, and copolymers of polyurethane. 9. The semifinished product according to claim 1, in which the arc at the center α has a value in a range of from 135° to 225°. 10. A semifinished product for producing an electrode lead or a catheter, which semifinished product comprises: a cable having at least one electrical conductor, which is embedded in a sheath made of an electrically insulating, thermoplastic material, wherein the cable, at least at one cable end, forms a connection point, via which the conductor can be attached permanently and non-detachably to further components, and wherein:part of a surface of the conductor is exposed in a region of the connection point and forms a contact face, andthe sheath has, in the region of the connection po... | BIOTRONIK SE & Co. KG | H01B007/02 H01R043/20 H02G001/14 H02G015/02 A61N001/02 H01R043/00 H01R043/24 A61B005/00 A61N001/05 A61M025/00
US10099070 | B2 | 2018-10-16 | Medical apparatus for radiotherapy and ultrasound heating | 2014-11-07 | The invention provides for a medical apparatus comprising a processor. Execution instructions causes the processor to receive a treatment plan descriptive of an ionizing radiation beam treatment of a target zone within a subject using a radiation beam therapy system with a radiation source and a gantry. The radiation source is operable for aiming a radiation beam path at a rotational axis of the gantry. The instructions further cause the processor to receive a planning thermal distribution descriptive of ultrasound heating of the subject with a high intensity focused ultrasound system of a heating zone and an ultrasound beam path within the subject. The target zone is within the heating zone. The instructions further cause the processor to generate radiation control command data using the planning thermal distribution and the treatment plan. The radiation control command data is executable to cause the radiation source to reduce irradiation of the target zone when more than a predetermined volume of the radiation beam path intersects the ultrasound beam path. | 1. A medical apparatus comprising: a processor for controlling the medical apparatus,a memory containing machine executable instructions for execution by the processor, wherein execution of the machine executable instructions causes the processor to: receive a treatment plan descriptive of an ionizing radiation beam treatment of a target zone within a subject using a radiation beam therapy system, wherein the radiation beam therapy system comprises a radiation source and a gantry for rotating the radiation source about a rotational axis, wherein the radiation source is operable for irradiating a radiation beam path, wherein the radiation source is operable for aiming the radiation beam path at the rotational axis;receive a planning thermal distribution descriptive of ultrasound heating of the subject with a high intensity focused ultrasound system wherein the planning thermal distribution is spatially dependent, wherein the planning thermal distribution is descriptive of a heating zone and an ultrasound beam path within the subject, wherein the target zone is within the heating zone; andgenerate radiation control command data for controlling the radiation beam therapy system to irradiate the target zone using the planning thermal distribution and the treatment plan, wherein the radiation control command data is executable to cause the radiation source to reduce irradiation of the target zone when more than a predetermined volume of the radiation beam path intersects the ultrasound beam path. 2. The medical apparatus of claim 1, wherein execution of the instructions further cause the processor to calculate a predicted thermal distribution and ultrasound control command data using the treatment plan and a high intensity focused ultrasound simulation model, wherein the ultrasound control command data is executable for controlling the high intensity focused ultrasound system to cause the high intensity focused ultrasound system to heat the subject according to the predicted thermal distribution, wherein the high intensity focused ultrasound simulation model is descriptive of the high intensity focused ultrasound system. 3. The medical apparatus of claim 2, wherein the planning thermal distribution is the predicted thermal distribution, wherein execution of the instructions further cause the processor to first control the radiation beam therapy system to execute radiation therapy control commands and second control the high intensity focused ultrasound system to execute the ultrasound control command data. 4. The medical apparatus of claim 2, wherein execution of the instructions further cause the processor to control the radiation beam therapy system to execute radiation therapy control commands and control the high intensity focused ultrasound system to execute the ultrasound control command data simultaneously. 5. The medical apparatus of claim 4, wherein execution of the instructions further cause the processor to acquire thermal magnetic reso... | KONINKLIJKE PHILIPS N.V. | A61N007/02 A61B005/055 A61N005/10 G01R033/48 A61B017/00 A61B034/10 A61B090/00
US10108782 | B2 | 2018-10-23 | Smart pneumatic coupler | 2015-12-18 | A pneumatic coupler having a pneumatic control device and a coupler detection module. The coupler detection module coupled to the pneumatic control device. The pneumatic coupler also having a signal bearing medium that is communicatively coupled to the coupler detection module and to a pneumatic device coupled to the pneumatic coupler. The signal bearing medium storing one or more of an identification of the pneumatic coupler and instructions for the pneumatic device. | 1. A pneumatic coupler comprising: a pneumatic control device;a coupler detection module coupled to the pneumatic control device; anda signal bearing medium communicatively coupled to the coupler detection module, the signal bearing medium configured to be communicatively coupled to a pneumatic device, the pneumatic device being pneumatically coupled to the pneumatic coupler, and the signal bearing medium being a memory containing one or more of at least an identification of the pneumatic coupler or instructions for a pneumatic device. 2. The pneumatic coupler of claim 1, wherein the pneumatic control device comprises a pneumatic valve device. 3. The pneumatic coupler of claim 2, wherein the pneumatic valve comprises a poppet device. 4. The pneumatic coupler of claim 1, wherein the coupler detection module comprises a device configured to generate an electrical signal. 5. The pneumatic coupler of claim 4, wherein the device configured to generate the electrical signal comprises a transducer device. 6. The pneumatic coupler of claim 4, wherein the device configured to generate the electrical signal comprises an optical proximity detection device. 7. The pneumatic coupler of claim 4, wherein the device configured to generate the electrical signal comprises a switch configured to be activated when the pneumatic coupler is coupled to an intelligent health monitoring device. 8. The pneumatic coupler of claim 1, wherein the coupler detection module comprises: a processor;a storage medium communicatively coupled to the processor; anda radio device communicatively coupled to the processor. 9. The pneumatic coupler of claim 1, wherein the coupler detection module further comprises: a power supply. 10. The pneumatic coupler of claim 1, the coupler detection module comprises a radio frequency identification (RFID) tag. 11. The pneumatic coupler of claim 10, wherein the RFID tag comprises a passive RFID tag. 12. The pneumatic coupler of claim 10, wherein the RFID tag comprises a semi-active RFID tag. 13. The pneumatic coupler of claim 10, wherein the RFID tag comprises an active RFID tag. 14. The pneumatic coupler of claim 10, wherein the RFID tag comprises a RFID tag configured to use capacitive technology. 15. A method for pneumatic coupling, the method comprising: detecting, at a coupler detection module, a pneumatic coupling by a pneumatic control device, the pneumatic control device having an electrical characteristic based at least in part on a position of the pneumatic control device;generating an electrical signal upon detection of the pneumatic coupling, the electrical signal having an electrical signal characteristic based at least in part on the electrical characteristic of the pneumatic control device;transmitting the generated electrical signal to a pneumatically coupled device; andconfiguring the pneumatically coupled device based at least in part on the generated electrical signal. 16. A machine readable non-transitory medium ha... | PHYSIO-CONTROL, INC. | G06F019/00 A61B005/00 A61B005/08 A61B005/022 A61B005/0402 A61B005/145 A61B005/021 G16H040/63 H04W004/80
US10070932 | B2 | 2018-09-11 | System and method for maneuvering coils power optimization | 2014-08-26 | An optimization unit controls electrical currents of a set of electromagnets to generate a wanted maneuvering magnetic field pattern (MMP) for moving an in-vivo device in the GI system. The optimization unit may calculate a magnetic force and a magnetic field to maneuver the in-vivo device from a current location and/or orientation to a new location and/or orientation. The optimization unit may solve a magnetic force optimization problem with respect to the magnetic force in order to determine electrical currents suitable for generating the wanted MMP. The optimization unit may additionally or alternatively solve a minimum electrical power optimization problem with respect to the electrical power to be consumed by the electromagnets in order to recalculate or adjust the electrical currents. The optimization unit may solve one or more of the optimization problems while complying with a set of constraints associated with or derived from each type of optimization objective. | 1. A method for moving an in-vivo device in vivo, comprising: in a magnetic system comprising a number of N electromagnets for generating a maneuvering magnetic field pattern to move a device in vivo,(a) receiving data representative of: a first set of magnetic field particulars calculated based on data representing a location and orientation of the in-vivo device, anda second set of magnetic field particulars to be generated by the electromagnets;(b) selecting, based on the location and orientation,(b.1) one or more optimization objectives from: (i) a minimum difference between a value or values of the second set of magnetic field particulars and respective value or values of the first set of magnetic field particulars, and(ii) a minimum electrical power to be consumed by the electromagnets, and(b.2) a set of constraints associated with or derived from a selected optimization objective and the first set of magnetic field particulars; and(c) providing to the electromagnets a set of electrical currents such that: the second set of magnetic field particulars or the minimum electrical power satisfies the selected optimization objective(s), and the selected set of constraints is complied with. 2. The method as in claim 1, wherein selecting a set of constraints comprises selecting one or more constraints from a group consisting of: (a) a permissible value, or range, of the magnetic field (B);(b) a permissible value, or range, of the magnetic force (F);(c) a permissible value, or range, of the magnetic torque (T);(d) a permissible value, or range, of a direction (α) of the magnetic field;(e) a permissible value, or range, of a direction (β) of the magnetic force; and(f) a permissible value or range of a ratio (R) between the magnetic field (B) and the magnetic force (F). 3. The method as in claim 1, wherein the location and orientation data comprises data representing a new location and orientation the in-vivo device is to be maneuvered to. 4. The method as in claim 1, wherein the location and orientation data comprises data representing a current location and a current orientation the in-vivo device is to be maneuvered from. 5. The method as in claim 4, comprising calculating the first set of magnetic field particulars based on (i) the current location and orientation that the in-vivo device is to be maneuvered from, or (ii) a new location and orientation that the in-vivo device is to be maneuvered to, or (iii) both the current and new locations and orientations the in-vivo device is to be maneuvered from and to, respectively. 6. The method as in claim 1, wherein each of the first and second sets of magnetic field particulars comprises a magnetic field, a magnetic force and a magnetic torque. 7. The method as in claim 6, wherein a value of the magnetic force depends on a factor selected from a group of factors consisting of: a location of the device in the gastrointestinal system and a velocity of the device in the gastrointestinal system. 8. T... | Given Imaging Ltd. | A61B034/00 A61B001/00 A61B001/04 A61B005/06
US10098582 | B1 | 2018-10-16 | Characterizing sleep architecture | 2014-05-16 | Systems and methods are provided for quantitatively and objectively characterizing sleep architecture in normal individuals and persons with various health conditions. Embodiments of the invention facilitate characterizing temporal-pattern information of an individual's sleep, such as measured by electroencephalography (EEG), for identifying persons with abnormalities in the temporal-pattern information, sequences or durations of their stages of sleeping (“sleep architecture”), for facilitating selecting appropriate therapy or treatment, and for monitoring the effectiveness of such therapy or treatment. In one aspect, a set of time series are formed by electronically representing and storing information pertaining to brain activity, such as EEG hypnogram or sleep information, over a multi-night span. Information for the timeseries is analyzed, using one or more models, such as nonlinear, self-excited threshold autoregressive (SETAR) or neural network models, for determining a measure of chaotic properties of the timeseries. The largest Lyapunov exponent (LLE) is determined for the time series. Statistical departures of a particular patient's LLE values from one or more reference ranges are determined. | 1. A non-transitory computer-readable media having computer-executable instructions embodied thereon that, when executed by a processor, cause a method of characterizing sleep architecture to be performed, the method comprising: acquiring a first set of sleep-related information for a target user via one or more sensors located in proximity to the target user;receiving a second set of sleep-related information associated with a reference population and including a range for largest Lyapunov exponent (LLE) values associated with the reference population;based on the first set of sleep-related information, determining a set of timeseries;based on the set of timeseries, determining an LLE value for each timeseries in the set of timeseries, thereby generating a set of LLE values;performing a comparison of the set of LLE values to a threshold to determine whether the target user is statistically different than the reference population based on the range for the LLE values associated with the reference population;based on the comparison determining that the target user is not statistically different than the reference population, designating the target user as associated with the reference population; andcausing notification to be provided via an interface to a caregiver that the target user is associated with the reference population. 2. The computer-readable media of claim 1, wherein the threshold is determined based on the range for largest Lyapunov exponent (LLE) values associated with the reference population, and wherein the target user is determined as not statistically different where the set of LLE values is less than the threshold. 3. The computer-readable media of claim 1, wherein the reference population comprises a population of individuals of similar age and gender as the target user. 4. The computer-readable media of claim 1, wherein the reference population comprises a population of individuals having a condition affecting sleep. 5. A non-transitory computer-readable media having computer-executable instructions embodied thereon that, when executed by one or more computing devices, cause a method of characterizing sleep architecture to be performed, the method comprising: acquiring a first set of sleep-related information for a target user via one or more sensors located in proximity to the target user, wherein the one or more sensors sense one or more of electroencephalography signal activity or muscle activity;receiving a second set of sleep-related information associated with a reference population and including a range for largest Lyapunov exponent (LLE) values associated with the reference population;based on the first set of sleep-related information, determining a set of timeseries;based on the set of timeseries, determining an LLE value for each timeseries in the set of timeseries, thereby generating a set of LLE values;performing a threshold comparison to determine whether the set of LLE values is statistically different th... | Cerner Innovations, Inc. | A61B005/00 A61B005/0476 A61B005/04
US10105104 | B2 | 2018-10-23 | Method and device for determining a duration of a critical state of a driver of a vehicle | 2017-07-12 | A method for determining a duration of a critical state of a driver of a vehicle. In this method, a state signal is read in, which represents a state of the driver detected using a sensor unit of the vehicle. It is subsequently checked whether the state signal represents the critical state or a non-critical state of the driver. If the state signal represents the critical state, a counter value of a counter representing the duration of the critical state is incremented. If the state signal represents the non-critical state, the counter value is held constant. If after the expiration of a reference hold time the state signal represents the non-critical state, the critical value is decremented. | 1. A method for determining a duration of a critical state of a driver of a vehicle, the method comprising: reading in a state signal, which represents a state of the driver detected using a sensor unit of the vehicle;checking whether the state signal represents the critical state or a non-critical state of the driver;incrementing a counter value of a counter representing the duration of the critical state when the state signal represents the critical state;holding the counter value constant when the state signal represents the non-critical state;decrementing the counter value when the state signal represents the non-critical state after expiration of a reference hold time; andperforming at least one of: (i) ascertaining a hold time during which the counter value is held constant, the hold time and the reference hold time being compared with one another in a task of comparing to ascertain a deviation between the hold time and the reference hold time, the counter value being decremented in the decrementing if the comparison reveals that the hold time is longer than the reference hold time, the state signal being checked again in the checking if the comparison reveals that the hold time is shorter than the reference hold time; and/or(ii) determining a deviation between the counter value and a limiting value, a warning signal for warning the driver being output in a task of outputting as a function of the deviation between the counter value and the limiting value. 2. The method of claim 1, wherein the checking includes checking whether the state signal represents a closed state of the eyes of the driver as the critical state or represents an open state of the eyes as the non-critical state. 3. The method of claim 1, wherein in incrementing, the counter value is further incremented if during checking it is revealed that the state signal again represents the critical state at least one of (i) subsequent to being held constant, and (ii) subsequent to being decremented. 4. The method of claim 1, wherein in the incrementing, the counter value is incremented linearly. 5. The method of claim 1, wherein (i) is performed. 6. The method of claim 1, wherein (ii) is performed. 7. The method of claim 1, wherein in the decrementing, the counter value is set to zero. 8. The method of claim 1, wherein (i) and (ii) are performed. 9. A device for determining a duration of a critical state of a driver of a vehicle, comprising: a processor configured to perform the following: reading in a state signal, which represents a state of the driver detected using a sensor unit of the vehicle;checking whether the state signal represents the critical state or a non-critical state of the driver;incrementing a counter value of a counter representing the duration of the critical state when the state signal represents the critical state;holding the counter value constant when the state signal represents the non-critical state;decrementing the counter value when the state sig... | ROBERT BOSCH GMBH | A61B005/00 A61B005/103 A61B005/18 G06F019/00 A61B005/16
US10070796 | B2 | 2018-09-11 | Systems and methods for quantitative microcirculation state monitoring | 2015-02-04 | A method in one embodiment includes acquiring optical image information with a detection unit configured to be operably coupled to a patient. The optical image information corresponds to microcirculation of the patient. The method also includes generating a microcirculation map of microvasculature of the patient using the optical image information. Further, the method includes generating a quantitative microcirculation index based on the microcirculation map, the quantitative microcirculation index corresponding to a condition of the patient. | 1. A method comprising: acquiring optical image information with a detection unit configured to be operably coupled to a patient, the optical image information corresponding to a microcirculation state of a tissue of the patient;generating a sequence of microcirculation maps of microvasculature of the patient, at regular time intervals over a collection or monitoring period, using the optical image information;extracting a plurality of Quantitative parameters from the optical image information, each quantitative parameter representing a property of the microcirculation state of the tissue;generating a value of a quantitative microcirculation index based on at least one of the sequence of microcirculation maps and a value corresponding to each of the plurality of quantitative parameters, the quantitative microcirculation index corresponding to a static or a dynamic condition of the patient; andcontinuously monitoring an existence or an onset or a progress of the condition of the patient using at least one of: a threshold value and a threshold rate, related to the value of the quantitative microcirculation index. 2. The method of claim 1, wherein the quantitative microcirculation index corresponds to a percentage of vessels that satisfy at least one size threshold. 3. The method of claim 1, wherein the quantitative microcirculation index corresponds to a ratio of a first group of vessels within a first size range to a second group of vessels within a second size range. 4. The method of claim 1, wherein the quantitative microcirculation index corresponds to at least one of an amount of change or a rate of change of a vessel size parameter. 5. The method of claim 1, further comprising providing laser energy to a region of interest of the patient, wherein acquiring the optical image information comprises collecting light emitted from the patient exposed to the laser energy, and wherein generating the microcirculation map is performed based on speckle patterns of the collected light. 6. The method of claim 1, wherein the detection unit comprises a non-invasive patient attachment configured to be attached to the patient, and wherein the optical image information is acquired continuously over a monitoring period. 7. The method of claim 1, further comprising acquiring auxiliary imaging information, and, before generating the microcirculation map, performing pre-processing on the optical image information using the auxiliary imaging information. 8. A system comprising: a detection unit configured to be operably coupled to a patient and to acquire optical image information corresponding to a microcirculation state of a tissue of the patient; andat least one processing unit configured to be operably coupled to the detection unit, and configured to: generate a sequence of microcirculation maps of microvasculature of the patient at regular time intervals over a collection or monitoring period using the optical image information;extract a plurality of qu... | GENERAL ELECTRIC COMPANY | A61B005/026 A61B005/02 A61B005/00
US10105108 | B1 | 2018-10-23 | First responder dispatch system and methods of operation thereof | 2018-04-06 | A first responder dispatch system is disclosed comprising a sensing wearable configured to be worn by a first responder. The sensing wearable can comprise a wrist-worn electronic device, a power-generating garment, or a combination thereof. The sensing wearable can comprise a plurality of biometric sensors configured to measure a plurality of vital signs of the first responder. The system can comprise a server programmed to receive biometric data concerning a plurality of vital signs of the first responder measured by the sensing wearable. The server can also transmit alerts to a plurality of dispatch client devices over a plurality of secured real-time bidirectional connections concerning a status of the first responder. At least one dispatch client device can transmit a response to the server and the server can, in turn, transmit additional biometric data concerning the first responder to the dispatch client device. | 1. A first responder dispatch system, comprising: a power-generating garment configured to be worn about a body part of a first responder, wherein the power-generating garment comprises a processor, a memory, a wireless communication unit configured to wirelessly communicate with a first responder client device in proximity to the first responder, and a plurality of biometric sensors coupled to the power-generating garment and configured to measure a plurality of vital signs of the first responder, wherein the first responder client device is configured to receive the plurality of vital signs from the power-generating garment over a wireless personal area network; anda server comprising a server processor, a server memory, and a server communication unit configured to communicate with the first responder client device and a plurality of dispatch client devices, wherein the server processor is programmed to execute instructions to: receive a vital sign reporting string from the first responder client device over a secured real-time bidirectional connection, wherein the vital sign reporting string comprises vital sign data reflecting an abnormal vital sign of the first responder, and wherein the abnormal vital sign is measured by the plurality of biometric sensors,transmit an alert string generated by the server processor to each of the plurality of dispatch client devices over a plurality of secured real-time bidirectional connections, wherein an alert user interface (UI) window is configured to be generated on a display of a dispatch client device in response to the dispatch client device receiving the alert string,receive a dispatch response string from one of the plurality of dispatch client devices in response to a dispatch user input applied to the alert UI window, wherein the dispatch response string is received over one of the plurality of secured real-time bidirectional connections, and wherein the dispatch client device transmitting the dispatch response string is designated as a responding dispatch client device,transmit a vital sign frequency change string generated by the server processor to the first responder client device over the secured real-time bidirectional connection in order to increase a frequency of the vital sign reporting strings transmitted by the first responder client device to the server, andtransmit a historical vital sign string generated by the server processor and a plurality of vital sign reporting strings of increased frequency to the responding dispatch client device over the secured real-time bidirectional connection. 2. The first responder dispatch system of claim 1, wherein at least one of the secured real-time bidirectional connections is opened and maintained using a real-time transport framework supporting a WebSocket communication protocol. 3. The first responder dispatch system of claim 2, wherein the real-time transport framework is a Socket.IO JavaScript framework. 4. The first responder dispatch s... | Leeps Pro, Inc. | G08B001/08 A61B005/00 G08G001/00
US10092243 | B2 | 2018-10-09 | PED—endoscope image and diagnosis capture system | 2013-10-23 | A personal electronic device (PED)-endoscope image and diagnosis capture system is provided. The system includes a PED adapter having a magnification lens connection side and a PED connection side. A magnification lens is connectable with the lens connection side of the PED adapter. An eyepiece lens coupler is also provided and connects the magnification lens to the endoscope eyepiece. A PED is connected to the PED adapter and includes a processor, a memory and an image capture system with a PED lens. The PED adapter aligns the magnification lens with the PED lens. The processor is configured to activate the image capture system using a remote or voice-activated trigger signal and store captured images in the PED memory. Patient data and examination data can be associated with the images, and the images and data can be transferred from the PED to an electronic medical records system. | 1. A personal electronic device (PED)-endoscope image and diagnosis capture system, comprising: a PED adapter that is a cell phone case having a magnification lens connection side, a PED connection side and an opening;a lens adapter molded to the PED adapter;a magnification lens having a first end that is connectable with the magnification lens connection side of the PED adapter through the lens adapter, and a second end;an eyepiece lens coupler with a magnification lens connection side that is adapted to engage with the second end of the magnification lens and an endoscope eyepiece connection side that comprises at least two engaging tabs that are configured to engage behind an endoscope eyepiece, wherein the engaging tabs are further configured to secure a connection of the endoscope eyepiece to the eyepiece coupler;a PED connected to the PED adapter and having a processor, a memory and an image capture system with a PED lens, where the PED lens is aligned with the opening of the PED adapter and the magnification lens; andwherein the processor is configured to activate the image capture system using a remote or voice-activated trigger signal and store captured images in the PED memory. 2. The PED-endoscope image and diagnosis capture system of claim 1, wherein the PED has an audio input and the processor is configured to capture audio data in connection with activation of the image capture system and store the audio data in the PED memory. 3. The PED-endoscope image and diagnosis capture system of claim 1, wherein the processor is configured to create and display data input fields on a display screen of the PED including fields for input of data relating to at least one of a patient identification, age, sex, smoking status, complaint, pre/post-op, previous treatment, diagnosis, location of lesion, or user observations. 4. The PED-endoscope image and diagnosis capture system of claim 1, wherein the processor is configured to activate the image capture system for still photos or a video image. 5. The PED-endoscope image and diagnosis capture system of claim 1, wherein the processor is configured to create and display prompts on a display screen of the PED for transfer of the captured images to a separate data collection and storage system. 6. The PED-endoscope image and diagnosis capture system of claim 1, wherein the processor is configured to create and display a patient consent form on a display screen of the PED. 7. The PED-endoscope image and diagnosis capture system of claim 1, wherein the magnification lens provides a magnification of 4× to 8×. 8. The PED-endoscope image and diagnosis capture system of claim 1, further comprising an image capture trigger switch having a plug that is connected with an input plug of the PED and communicates with the processor. 9. A personal electronic device (PED) configured for capturing endoscopic image and diagnostic data, comprising: a processor, a memory and an image capture system with a PED le... | The Trustees of the University of Pennsylvania | A61B001/00 A61B001/04 A61B001/06 A61B005/00 G06F001/16
US10070793 | B2 | 2018-09-11 | Ablation and temperature measurement devices | 2011-11-22 | A temperature measurement probe for a patient is provided. The probe includes a sensor assembly and produces a temperature map comprising temperature information for multiple patient locations. | 1. A temperature measurement probe for a patient, comprising: an elongate member comprising a proximal portion and a distal portion;a sensor assembly comprising a first portion and a second portion, the first portion positioned in the elongate member distal portion, the first portion constructed and arranged to direct infrared signals from a tissue surface of the patient to the second portion, and the first portion further constructed and arranged to rotate and translate, the second portion comprising an infrared sensor that receives and processes exclusively the infrared signals, converts the received infrared signals into electrical signals, and outputs the converted electrical signals;a transmission conduit including one and only one infrared fiber in the elongate member that is optically connected between the first portion and the second portion, that is constructed and arranged to rotate and translate relative to the elongate member, and that transmits from the first portion to the infrared sensor of the second portion only the infrared signals received from a length of the tissue surface;wherein the probe is constructed and arranged to produce in response to the electrical signals converted from the infrared signals temperature information for generating a temperature map for multiple patient locations of the tissue surface positioned about the elongate member distal portion, wherein the temperature information corresponding to the multiple patient locations and converted from the infrared signals received by the rotating and translating transmission conduit is combined to generate the temperature map, and wherein the first portion of the sensor assembly rotates and translates in the reciprocating repetitive back and forth motion to update the temperature map. 2. The probe of claim 1 further comprising a drive assembly that translates the first portion in a reciprocating repetitive periodic back and forth motion for receiving at the first portion the infrared signals. 3. The probe of claim 2 wherein the drive assembly comprises a drive shaft. 4. The probe of claim 2, wherein the first portion of the sensor assembly passes a tissue surface at a same patient location of the multiple patient locations during the reciprocating repetitive periodic back and forth motion of the first portion, and wherein infrared signals are received by the first portion from the tissue surface at the same patient location for each pass in the reciprocating repetitive periodic back and forth motion of the first portion. 5. The probe of claim 4, wherein the probe determines whether a temperature change occurs at the tissue surface of the same patient location. 6. The probe of claim 5, wherein the infrared signals of the tissue surface at the same patient location are received corresponding to a range of temperatures over time. 7. The probe of claim 1 wherein the first portion is further constructed and arranged to rotate continuously. 8. The probe of claim 1... | Securus Medical Group, Inc. | A61B005/01 A61B018/14 A61B005/00 A61B018/18 A61B018/20 A61B018/00 A61B018/02 A61B090/00
US10114927 | B2 | 2018-10-30 | Apparatus and method for acoustic alarm detection and validation | 2014-10-21 | The invention relates to an apparatus and method for use in detecting and validating acoustic alarms, and in particular relates to an apparatus and method for use in detecting and validating acoustic alarms generated by medical devices, such as patient monitoring devices. | 1. An alarm detection and validation device for validating acoustic alarms that have been generated by a medical device, the alarm detection and validation device comprising: a microphone arranged to output a first signal corresponding to audio detected by the microphone;anda processing unit arranged to: receive the first signal from the microphone;receive a second signal from the medical device indicating that the medical device has generated an acoustic alarm;analyze the first signal to determine whether the detected audio includes the acoustic alarm generated by the medical device by applying a sound classifier to the detected audio so as to identify known alarm sounds included in the detected audio; andoutput a third signal to the medical device based on the result of the analysis of the first signal, if the result of the determination is that the detected audio includes the acoustic alarm generated by the medical device, wherein the third signal comprises an instruction that the medical device alter one or more parameters of the acoustic alarm, wherein the one or more parameters include at least one of alarm volume, alarm pattern, alarm spectral composition, and which loudspeaker is used to emit the alarm. 2. The alarm detection and validation device of claim 1, wherein the processing unit is also arranged to output the third signal if the result of the analysis of the first signal is that the detected audio does not include the acoustic alarm generated by the medical device, and wherein the third signal comprises a notification of the result of the analysis of the first signal. 3. An alarm detection and validation device comprising: a memory; anda processing unit configured to: receive a first signal corresponding to audio detected by a microphone;receive a second signal from a medical device indicating that the medical device has generated an acoustic alarm;analyze the first signal to determine whether the detected audio includes the acoustic alarm generated by the medical device by applying a sound classifier to the detected audio so as to identify known alarm sounds included in the detected audio;determine a current sound pressure level;use the determined sound pressure level to compare the volume of an acoustic alarm identified in the detected audio with the volume of other sounds included in the detected audio; andoutput a third signal to the medical device based on the result of the analysis of the first signal, if the result of the analysis of the first signal is that the detected audio includes the acoustic alarm generated by the medical device. 4. The alarm detection and validation device of claim 3, wherein the processing unit is further arranged to: determine one or more parameters associated with an acoustic alarm included in the detected audio which has been identified by the processing unit as being generated by the medical device;determine one or more parameters associated with a different acoustic alarm included in the de... | Koninklijke Philips N.V. | H04R029/00 G06F019/00 G16H040/63 G08B029/12 G08B029/24 A61B005/00
US10064557 | B2 | 2018-09-04 | Apparatus for acquiring property information on the interior of an object based on an acoustic wave generated from the object irradiated with light | 2015-12-16 | An object information acquiring apparatus, includes: an irradiator irradiating an object with light; a probe having a plurality of transducers which receive an acoustic wave generated from the object irradiated with the light and output a reception signal; and a controller using the reception signal to acquire property information on the interior of the object, and the probe has a plurality of apertures and a surface on which the plurality of transducers are arranged has a spherical surface shape. | 1. An apparatus comprising: an irradiator configured to irradiate an object with light;a probe including a plurality of transducers, configured to output a reception signal by receiving an acoustic wave generated from the object irradiated with the light, and a housing which surrounds the plurality of transducers,a plurality of bags arranged inside the housing, each of the plurality of bags being made from a material that is expandable and contractible,a medium supplier configured to supply a matching medium for propagating the acoustic wave into each of the plurality of bags in such a manner that the acoustic wave propagates between the object and the plurality of transducers via the matching medium, anda controller configured to acquire property information on a region of interest of the object by using the reception signal,wherein the plurality of transducers are arranged on an internal surface of the housing as a transducer arrangement surface,wherein the internal surface of the housing has a spherical surface shape such that a region of high resolution is formed inside the housing,wherein the controller controls an amount of the matching medium supplied to each of the plurality of bags in such a manner that the region of high resolution is included in the region of interest of the object, andwherein the housing has a plurality of apertures through which the object passes in such a manner that the irradiator irradiates the object with the light and the plurality of transducers receives the acoustic wave while the object passes through the plurality of apertures and is held by the plurality of bags when the matching medium is supplied. 2. The apparatus according to claim 1, wherein the irradiator is capable of irradiating a plurality of positions on the object with the light; and the controller selects the position on the object for irradiating from among the plurality of positions, on the basis of a distance between the surface of the object and the region of high resolution. 3. The apparatus according to claim 1, further comprising a mover configured to move the probe to a plurality of measurement positions, wherein the controller changes the amount of the matching medium supplied to each of the plurality of bags for each of the plurality of measurement positions. 4. The apparatus according to claim 1, wherein the plurality of apertures includes two apertures arranged at opposing positions on the internal surface of the housing. 5. The apparatus according to claim 1, wherein the object has a lengthwise direction, and the plurality of apertures are arranged such that the lengthwise direction of the object passes through the plurality of apertures. 6. The apparatus according to claim 1, further comprising a holding unit configured to hold the object, wherein the holding unit is arranged on the outside of the probe. 7. The apparatus according to claim 6, wherein the holding unit is arranged corresponding to each of the plurality of apertu... | CANON KABUSHIKI KAISHA | G06K009/00 A61B005/00
US10085663 | B2 | 2018-10-02 | Automated ECG analysis and diagnosis system | 2018-02-26 | An ECG system identifies and annotates cardiac electrophysiological signals in an ECG waveform from harmonic waveforms. Electrical impulses are received from a beating heart. The electrical impulses are converted to an ECG waveform. The ECG waveform is converted to a frequency domain waveform, which, in turn, is separated into two or more different frequency domain waveforms, which, in turn, are converted into a plurality of time domain cardiac electrophysiological subwaveforms and discontinuity points between these subwaveforms. The plurality of subwaveforms and discontinuity points are compared to a database of subwaveforms and discontinuity points for normal and abnormal patients. At least one subwaveform or one or more discontinuity points are identified as a normal or abnormal electrophysiological signal of the ECG waveform from the comparison. The ECG waveform is displayed along with one or more markers at a location of the at least one subwaveform or one or more discontinuity points. | 1. A noninvasive electrocardiography (ECG) system for identifying and annotating cardiac electrophysiological signals in an ECG waveform as normal or abnormal during measurement of the ECG waveform, comprising: two or more electrodes adapted to be located near a beating heart of a patient and attached to the skin of the patient that receive electrical impulses from the beating heart;a detector that detects the electrical impulses from at least one pair of electrodes of the two or more electrodes and converts the electrical impulses to an ECG waveform for each heartbeat of the beating heart;a processor that receives the ECG waveform for at least one heartbeat from the detector, converts the ECG waveform to a frequency domain waveform, separates the frequency domain waveform into two or more different frequency domain waveforms, and converts the two or more different frequency domain waveforms into a plurality of time domain cardiac electrophysiological subwaveforms and discontinuity points between these subwaveforms of the ECG waveform,compares the plurality of subwaveforms and discontinuity points to a database of subwaveforms and discontinuity points for cardiac electrophysiological signals of ECG waveforms for a plurality of known and normal and abnormal patients, andidentifies at least one subwaveform or one or more discontinuity points of the plurality of subwaveforms and discontinuity points as a normal or abnormal electrophysiological signal of the ECG waveform based on the comparison; anda display device that displays the ECG waveform for the at least one heartbeat of the beating heart, displays one or more markers at a location of the at least one subwaveform or one or more discontinuity points on the ECG waveform, and identifies the one or more markers as a normal or abnormal cardiac electrophysiological signal. 2. The ECG system of claim 1, wherein the processor converts the ECG waveform to a frequency domain waveform, separates the frequency domain waveform into two or more different frequency domain waveforms, and converts the two or more different frequency domain waveforms into a plurality of time domain cardiac electrophysiological subwaveforms and discontinuity points between these subwaveforms of the ECG waveform using an artificial intelligence algorithm. 3. The ECG system of claim 2, wherein the artificial intelligence algorithm includes a multivariable calculus algorithm. 4. The ECG system of claim 1, wherein the processor compares the plurality of subwaveforms and discontinuity points to a database of subwaveforms and discontinuity points for cardiac electrophysiological signals of ECG waveforms for a plurality of known and normal and abnormal patients using a human like artificial intelligence algorithm. 5. The ECG system of claim 4, wherein the human like artificial intelligence algorithm includes an expert and cardiologist system. 6. The ECG system of claim 4, wherein the human like artificial intelligence algorithm i... | - | A61B005/04 A61B005/0468 A61B005/00 A61B005/046 A61B005/0464 A61B005/0408
US10113913 | B2 | 2018-10-30 | Systems for collecting thermal measurements of the face | 2016-10-03 | This disclosure describes various systems for collecting thermal measurements of regions of a user's face. Each of the systems includes a frame configured to be worn on the user's head, and one or more lightweight thermal cameras that are coupled to the frame and configured to take thermal measurements of a region of interest on the user's face. Due to their coupling to the frame, the thermal cameras remain pointed at their respective regions of interest even when the user's head performs angular movements. The thermal measurements collected by some embodiments of the systems described herein may be utilized for a variety of applications that involve detecting different types of physiological responses or medical disorders. | 1. A system configured to take thermal measurements indicative of a physiological response, comprising: a frame configured to be worn on a user's head;first, second, third, and fourth thermal cameras, which are physically coupled to the frame; wherein the frame is configured to hold the first, second, third, and fourth thermal cameras less than 15 cm away from the user's face;the first and third thermal cameras are located to the right of the vertical symmetry axis that divides the face; the second and fourth thermal cameras are located to the left of the vertical symmetry axis; and the third and fourth thermal cameras are located at least 1 cm below the first and second thermal cameras, respectively;the first thermal camera is configured to take thermal measurements of a first region of interest (THROI1), wherein ROI1 covers a portion of the right side of the user's forehead;the second thermal camera is configured to take thermal measurements of a second ROI (THROI2), wherein ROI2 covers a portion of the left side of the forehead;the third thermal camera is configured to take thermal measurements of a third ROI (THROI3), wherein ROI3 covers a portion of the right side of the user's upper lip; andthe fourth thermal camera is configured to take thermal measurements of a fourth ROI (THROI4), wherein ROI4 covers a portion of the left side of the user's upper lip. 2. The system of claim 1, wherein each of the first, second, third, and fourth thermal cameras weighs below 5 g, and further comprising a processor configured to detect the physiological response based on THROI1, THROI2, THROI3, and THROI4. 3. The system of claim 2, wherein the physiological response is indicative of stress felt by the user. 4. The system of claim 2, wherein the physiological response is indicative of an allergic reaction of the user. 5. The system of claim 2, wherein the physiological response is indicative of a level of pain felt by the user. 6. The system of claim 2, wherein the physiological response is indicative of an occurrence of at least one of the following emotional states of the user: fear, anxiety, guilt, pain, and sexual arousal. 7. The system of claim 2, wherein the overlap between ROI1 and ROI2 is lower than 50% of the smallest area from among the areas of ROI1 and ROI2, and the overlap between ROI3 and ROI4 is lower than 50% of the smallest area from among the areas of ROI3 and ROI4. 8. The system of claim 2, wherein there is no overlap between ROI1 and ROI2, and there is no overlap between ROI3 and ROI4. 9. The system of claim 2, wherein the processor is further configured to compare one or more values derived from THROI1, THROI2, THROI3, and THROI4 to a threshold, and to determine whether the threshold is reached; whereby the one or more values reaching the threshold is indicative that the user had the physiological response. 10. The system of claim 2, wherein the processor is further configured to calculate a value indicative of a similarity bet... | Facense Ltd. | G01J005/12 A61B005/01 A61B005/00 A61B005/16 G01J005/02
US10105547 | B2 | 2018-10-23 | Wearable cardioverter defibrillator (WCD) causing patient's QRS width to be plotted against the heart rate | 2016-11-02 | A wearable cardioverter defibrillator (WCD) system includes a support structure that the patient may wear, and one or more sensors that may acquire patient physiological signals, such as ECG and others. A processor of the WCD system may determine diagnostics from the patient physiological signals. These diagnostics include a six-second ECG portion, heart rates as histograms, heart rates against QRS width, heart rate trends, clinical event counters, diagnostics relating to heart rate variability and about the atrial arrhythmia burden of the patient. In some embodiments, the WCD system includes a user interface with a screen that displays these diagnostics. In some embodiments, the WCD system exports these diagnostics for viewing by a different screen. When viewed, these diagnostics permit more detailed analysis of the state of the patient. | 1. A wearable cardioverter defibrillator (WCD) system, comprising: a support structure configured to be worn by a patient;a power source;an energy storage module configured to be coupled to the support structure, to receive an electric charge from the power source, and to store the received electric charge;a discharge circuit coupled to the energy storage module, the discharge circuit controllable to discharge an electric charge stored in the energy storage module while the support structure is worn by the patient;one or more sensors configured to acquire patient physiological signals during a time interval, the patient physiological signals including electrocardiogram (ECG) data of the patient;a processor configured to select a plurality of aggregation periods within the time interval and, for each aggregation period, to: a) identify one or more QRS complexes of the ECG data within the aggregation period, b) identify a representative width value for the identified one or more QRS complexes, and c) determine a representative heart rate value for the aggregation period;a memory configured to store, for at least some of the aggregation periods during the time interval, the rendered representative width values in association with the determined representative heart rate values; andwherein the processor is further configured to analyze a plurality of stored QRS width values in relation to their respective stored heart rate values and to determine a treatment to be provided to the patient based, at least in part, on that analysis. 2. The WCD system of claim 1, in which the time interval is one day or longer than one day. 3. The WCD system of claim 1, in which the time interval is one month or longer than one month. 4. The WCD system of claim 1, in which the aggregation period is 5 sec. 5. The WCD system of claim 1, in which the identified representative width value is a value of an average width of the identified QRS complexes within the aggregation period. 6. The WCD system of claim 1, in which the identified representative width value is a value of a width of one of the identified QRS complexes within the aggregation period. 7. The WCD system of claim 1, in which the representative heart rate value is determined as a statistic of determined heart rate values within the aggregation period. 8. The WCD system of claim 1, further comprising a communication interface which is configured to output the plurality of stored width values in relation to their respective stored heart rate values while the patient is wearing the support structure, and has been so wearing continuously since the patient physiological signals were acquired. 9. The WCD system of claim 1, further comprising a remote user interface that is configured to plot the plurality of stored width values in relation to their associated stored heart rate values. 10. The WCD system of claim 9, in which the remote user interface comprises a screen and is configured to be coupled to the su... | - | A61B005/00 A61N001/39 A61N001/04 A61B005/024 A61B005/04 A61B005/046 A61B005/0464 A61B005/0472 A61B005/0205 A61B005/0456
US10105107 | B2 | 2018-10-23 | Medical system having combined and synergized data output from multiple independent inputs | 2015-12-29 | The present disclosure relates generally to medical systems and methods for combining and synergizing information in an expedient format for viewing on a display screen. In one embodiment, a method for combining and synergizing data from different medical systems comprises obtaining from a first medical system an image disposed relative to a first coordinate system, obtaining from a second medical system supplemental data; synchronizing first and second clocks of the first and second medical systems, respectively, and displaying in synchronicity the supplemental data combined with the image. In other embodiments, coordinate systems of the first and second medical systems can be co-registered. In another embodiment, sensor integration time and spatial accuracy of the first and second medical systems can be used with an algorithm to produce synergized information. | 1. A method for combining and synergizing data from different medical systems, the method comprising the following: Obtaining, by an electronic control unit (ECU) comprising a processor, from a first medical system an image disposed relative to a first coordinate system;Obtaining, by the ECU, from a second medical system supplemental data;synchronizing, by the ECU, first and second clocks of the first and second medical systems, respectively;interpolating, by the ECU, an image accuracy value of the first medical system with a three dimensional accuracy value of a sensor of the second medical system;receiving, by the ECU, the image and supplemental data by a third medical system that displays in synchronicity the supplemental data combined with the image in real-time, the third medical system including a magnetic position sensor to generate magnetic-based location data relative to a third coordinate system; anddisplaying in synchronicity, by the ECU, the supplemental data combined with the image. 2. The method of claim 1, further comprising resolving, by the ECU, an integration time for the image of the first medical system with an integration time of the supplemental data from the second medical system. 3. The method of claim 1, wherein the supplemental data comprises a least one of physiological data, electrocardiogram data, imaging data and bio-mechanical data. 4. The method of claim 1, wherein the supplemental data comprises location data and wherein the second medical system comprises an impedance-based location sensor and generates supplemental data comprising impedance-based location data relative to a second coordinate system, wherein the magnetic-based location data from the third medical system is co-registered with location data from the second medical system. 5. The method of claim 4, further comprising co-registering, by the ECU, the first, second, and third coordinate systems of the first, second, and third medical systems, respectively. 6. The method of claim 4, wherein the impedance-based location data from the second medical system is used to generate, by the ECU, an artifact relative to the magnetic-based location data from the third medical system. 7. The method of claim 6, wherein the artifact comprises a representation of at least one of: (a) a shaft of an elongate medical device overlaid onto the image in relation to a sensor of the third medical system; and(b) an electrode of a catheter overlaid onto the image in relation to the sensor of the third medical system. 8. The method of claim 1, wherein the second medical system comprises at least one of: (a) a force-sensing catheter, wherein the supplemental data associated with the force-sensing catheter includes force-related data; and(b) an optics-based sensing catheter, wherein the supplemental data associated with the optics-based sensing catheter includes blood pressure data. 9. The method of claim 1, wherein synchronizing the first and second clocks comprises at le... | St. Jude Medical International Holding S.à r.l. | G06K009/00 A61B005/00 A61B005/0402 A61B005/103 A61B005/0215 G06F017/30 G06F019/00 G16H010/60 H04L029/08 A61B005/042 A61B005/06 A61B018/14
US10070808 | B2 | 2018-09-11 | Apparatus for in vivo detection and quantification of analytes in the peritoneal fluid | 2016-06-03 | A device for in vivo detecting and quantifying a concentration of an analyte in a peritoneal fluid of a subject. The device includes (a) a catheter having an open proximal end configured to be disposed external to the subject, an open distal end configured to be disposed within the peritoneal cavity comprising the peritoneal fluid, an anchor portion, an outer wall, and an inner wall, (b) a sensor disposed adjacent to the open distal end and configured to detect and quantify the concentration of the analyte in the peritoneal fluid, and (c) a main control unit disposed external to the subject, connected to the sensor via a wire, and configured to control the sensor, receive and store detection and quantification data from the sensor, and transmit the data to a second device. A portion of the wire is disposed between the inner wall and the outer wall of the catheter. | 1. A device for in vivo detecting and quantifying a concentration of at least one analyte in a peritoneal fluid of a subject, the device comprising: (a) a catheter configured for insertion through an abdominal wall into a peritoneal cavity comprising the peritoneal fluid of the subject,wherein the catheter comprises an elongated tube having an open proximal end, an open distal end, an anchor portion disposed between the open proximal end and the open distal end, an outer wall, and an inner wall disposed within the outer wall and defining a central lumen for conveying the peritoneal fluid,wherein the open proximal end is configured to be disposed external to the subject, the open distal end is configured to be disposed within the peritoneal cavity of the subject, and the anchor portion is configured to be disposed within and anchored to the abdominal wall,(b) at least one sensor disposed on a surface of the inner wall of the catheter at or adjacent to the open distal end,wherein the at least one sensor is configured to contact the peritoneal fluid and to detect and quantify the concentration of at least one analyte in the peritoneal fluid in real time, wherein the at least one analyte is selected from the group consisting of glucose, hydrogen ion, urea, and creatinine, and(c) a processing circuitry disposed external to the subject and connected to the at least one sensor via at least one wire, wherein at least a portion of the at least one wire is disposed between the inner wall and the outer wall of the catheter,wherein the processing circuitry is configured to control the at least one sensor, to receive and store data of the detection and quantification of the at least one analyte in the peritoneal fluid from the at least one sensor via the at least one wire, and to transmit the data to a second device having a second processing circuitry,wherein the processing circuitry and/or the second processing circuitry of the second device are configured to determine a relationship of the concentration of the at least one analyte of glucose, hydrogen ion, urea, and creatinine with time based on the data received from the at least one sensor,wherein the relationship is represented by a curve indicative of the concentration at each time,wherein the processing circuitry and/or the second processing circuitry of the second device are configured to calculate an area under the curve indicative of the concentration at each time,wherein the processing circuitry and/or the second processing circuitry of the second device are further configured to generate and/or transmit an alert if the area under the curve varies from a pre-set value. 2. The device of claim 1, wherein the catheter further comprises a plurality of openings disposed on a distal portion of the catheter, wherein the plurality of openings pass through the outer wall and the inner wall without the at least one wire therebetween, and wherein the distal portion of the catheter is configured to contact t... | National Guard Health Affairs King Saud Bin Abdulaziz University for Health Sciences King Abdullah International Medical Research Center | A61B005/05 A61B005/145 A61B005/00
US10086216 | B2 | 2018-10-02 | Medical device | 2016-11-21 | A medical device includes a treatment module configured to apply a treatment to a patient. The medical device includes an interface configured to operatively connect to a removable storage device storing authorization data that identifies a level of treatment authorization. The medical device includes a processing device configured to perform operations in response to receiving user input indicating a treatment should be initiated. The operations include determining whether the removable storage device is valid for use with the medical device. If the removable storage device is determined to be valid, the authorization data is accessed. The processing device determines whether the treatment is authorized based on the accessed authorization data. If the treatment is determined to be authorized, the treatment module is controlled to apply the treatment. If the treatment is determined to not be authorized, the treatment module is controlled such that the treatment is not applied. | 1. An apparatus for treating a patient, the apparatus comprising: a treatment source configured to apply therapy to damaged tissue to facilitate healing of the damaged tissue;a memory device configured to store authorization data;a communication receiver configured to receive an update to the authorization data; anda processor configured to: prior to receipt of the update with the communication receiver, determine from the authorization data that the treatment source is authorized for use in a first geographic area and unauthorized for use in a second geographic area,determine a first location of the treatment source in response to receipt of a first user input,permit application of therapy by the treatment source in response to determinations that the first location is in the first geographic area and that the treatment source is authorized for use in the first geographic area,determine a second location of the treatment source in response to receipt of a second user input, andprevent application of therapy by the treatment source in response to determinations that the second location is in the second geographic area and that the treatment source is unauthorized for use in the second geographic area, andsubsequent to receipt of the update with the communication receiver, determine from the authorization data and the update that the treatment source is authorized for use in the second geographic area,determine a third location of the treatment source in response to receipt of a third user input, andpermit application of therapy by the treatment source in response to determinations that the third location is in the second geographic area and that the treatment source is authorized for use in the second geographic area. 2. The apparatus of claim 1, wherein the processor is configured to: cause the treatment source to initiate application of therapy in response to determinations that the first location is in the first geographic area and that the treatment source is authorized for use in the first geographic area; andcause the treatment source to initiate application of therapy in response to determinations that the third location is in the second geographic area and that the treatment source is authorized for use in the second geographic area. 3. The apparatus of claim 1, wherein the treatment source comprises a driver circuit configured to control application of therapy to the damaged tissue, andthe processor is configured to permit application of therapy by activation of the driver circuit or by failure to deactivate the driver circuit. 4. The apparatus of claim 1, wherein the treatment source comprises a driver circuit configured to control application of therapy to the damaged tissue, andthe processor is configured to prevent application of therapy by failure to activate the driver circuit or by deactivation of the driver circuit. 5. The apparatus of claim 1, wherein the processor is configured to determine one or more of the first location... | Smith & Nephew, Inc. | A61B008/00 A61N007/00 G16H040/63 G06F019/00 A61B005/1172 A61B034/00 A61B090/90 A61B090/00
US10072967 | B2 | 2018-09-11 | Integrated wearable noise dosimeter | 2015-04-28 | Systems and methods are described that may provide audio information about an environment around a wearable device. Such audio information may be correlated with other biometric data to provide physiological information, e.g. regarding a wearer of the wearable device. For example, an illustrative method includes receiving an audio signal via a microphone of a wearable device and rectifying the audio signal with a peak detector. The method further includes amplifying the rectified signal with a logarithmic amplifier and causing an analog to digital converter (ADC) to sample the logarithmic signal. The method also includes causing the ADC to convert the sampled logarithmic signal to a digital output and storing the digital output in a memory of the wearable device. In some embodiments, the method includes transmitting the digital output to a computing device, which may correlate the digital output with other biometric data. | 1. A system comprising: a microphone configured to provide an audio signal;a rectifier communicatively coupled to the microphone;a logarithmic amplifier communicatively coupled to the rectifier, wherein a combination of the logarithmic amplifier and the rectifier is configured to provide a rectified and logarithmically amplified signal based on a mathematical log function and the audio signal;an analog to digital converter (ADC) communicatively coupled to the logarithmic amplifier; anda controller comprising a memory and a processor, wherein the controller executes instructions stored in the memory so as to carry out operations, the operations comprising: at predetermined time intervals, causing the ADC to sample the rectified and logarithmically amplified signal and provide a digital output, wherein the rectified and logarithmically amplified signal comprises an output of the combination of the logarithmic amplifier and the rectifier;storing the digital output in the memorytransmitting the digital output to a computing device, wherein the computing device is configured to correlate the digital output with other biometric data; andtriggering an indication relating to a user's health via a user interface, wherein the indication is based on a comparison between the digital output and the other biometric data. 2. The system of claim 1, further comprising a pre-amplifier communicatively coupled to the microphone, wherein the pre-amplifier is configured to provide an amplified signal based on the audio signal. 3. The system of claim 1 wherein the rectifier comprises a peak detector circuit, wherein the peak detector circuit comprises a rectifier circuit and a filter circuit. 4. The system of claim 1 wherein the logarithmic amplifier comprises a baseband logarithmic amplifier. 5. The system of claim 1 wherein the rectifier and the logarithmic amplifier comprise a demodulating logarithmic amplifier. 6. The system of claim 1 wherein the system comprises a wearable device, wherein the wearable device comprises at least one other sensor, wherein the at least one other sensor is configured to obtain the other biometric data, and wherein the operations further comprise comparing the digital output with the other biometric data obtained by the at least one other sensor. 7. The system of claim 1 wherein the other biometric data comprises at least one of: respiration data, movement data, blood pressure data, heart rate data, blood oxygen saturation data, or galvanic skin response data. 8. The system of claim 1 wherein the microphone, rectifier, logarithmic amplifier, and ADC are housed within a housing. 9. A system comprising: a microphone configured to provide an audio signal;a logarithmic amplifier communicatively coupled to the microphone, wherein the logarithmic amplifier is configured to provide a logarithmically amplified signal based on a mathematical log function and the audio signal;a rectifier communicatively coupled to the logarithmic amplifi... | Verily Life Sciences LLC | G01H003/10 A61B005/0205 A61B005/00 G01H003/14 H04R029/00 A61B005/16 A61B005/021 A61B005/024 A61B005/053 A61B005/08 A61B005/11 A61B005/145 A61B007/00
US10105117 | B2 | 2018-10-23 | Compensation for heart movement using coronary sinus catheter images | 2015-02-13 | Cardiac catheterization is carried out by introducing a catheter into the coronary sinus, acquiring a first set of 2-dimensional images of the catheter, thereafter acquiring a second set of 2-dimensional images of the catheter, and creating respective 2-dimensional models of the catheter in synchronized frames of the first set and the second set. The 2-dimensional models include respective tracked 2-dimensional paths of the catheter. The first and second sets are synchronized by identifying frames that are in respective phases of the cardiorespiratory cycle. First and second 3-dimensional models of the catheter are constructed from the synchronized frames, and geometrically transformed to minimize a distance function between the two models. | 1. A method, comprising the steps of: introducing a catheter into a coronary sinus of a heart of a living subject;while the catheter is in the coronary sinus acquiring a first set of frames at first and second primary angles, the first set of frames comprising 2-dimensional images of the catheter using an imaging device;thereafter acquiring a second set of frames at first and second primary angles, the second set of frames comprising 2-dimensional images of the catheter using the imaging device;establishing respective 2-dimensional models of the catheter in frames of the first set and the second set, the 2-dimensional models comprising respective tracked 2-dimensional paths of the catheter;synchronizing the first set with the second set by identifying a first pair of frames from the first set and the second set taken at the first primary angle and a second pair of frames from the first set and the second set taken at the second primary angle that are in respective phases of a cardiorespiratory cycle;constructing first and second 3-dimensional models of the catheter from the synchronized frames using the respective 2-dimensional models;geometrically transforming the first and second 3-dimensional models to minimize a distance function there between; anddisplaying the transformed 3-dimensional models;wherein the subject has a sagittal plane and wherein the steps of acquiring the first set and acquiring the second set each comprise acquiring frames at a first primary angle and at a second primary angle with the sagittal plane; andwherein the difference between first and second primary angles varies by up to 120°. 2. The method according to claim 1, wherein geometrically transforming comprises applying a rotation matrix and a translation vector to one of the first and second 3-dimensional models and displaying comprises superimposing the transformed 3-dimensional models. 3. The method according to claim 1, wherein the first primary angle is 30° and the second primary angle is −30° with the sagittal plane. 4. The method according to claim 1, further comprising acquiring frames at the first primary angle and the second primary angle simultaneously. 5. The method according to claim 1 wherein said step of establishing respective 2-dimensional models comprises the steps of: filtering the first set and the second set of frames;sampling a corridor about a catheter path in the filtered frames; andthereafter determining an optimal path of the catheter in the filtered frames. 6. The method according to claim 5, wherein filtering comprises performing a fast radial transform on a determinant of a hessian of the synchronized frames. 7. The method according to claim 5, wherein filtering comprises applying monogenic filters on a determinant of a hessian of the synchronized frames. 8. The method according to claim 5, wherein filtering comprises applying matched filters to tubes in the synchronized frames. 9. The method according to claim 1, wherein construct... | BIOSENSE WEBSTER (ISRAEL) LTD. | A61B006/00 A61B006/12 A61B005/042 G06T015/08 G06T019/20 G06T007/38
US10067206 | B2 | 2018-09-04 | Medical image diagnosis apparatus and PET-MRI apparatus | 2014-08-04 | A medical image diagnosis apparatus according to an embodiment includes: a first image taking unit, a second image taking unit, a position specifying unit, and a moving controlling unit. The first image taking unit performs an image taking process by implementing PET while using a first PET detector and a second PET detector. The position specifying unit specifies positions of the first PET detector and the second PET detector, on the basis of a medical image taken by the second image taking unit. The moving controlling unit controls moving of the first PET detector and the second PET detector in accordance with the specified positions. The first image taking unit and the second image taking unit each perform the image taking process after the first PET detector and the second PET detector have been moved. | 1. A medical image diagnosis apparatus, comprising: a first imaging apparatus configured to perform a first image taking process by implementing Positron Emission Tomography (PET) while using a first PET detector and a second PET detector, each PET detector being configured to detect annihilation radiation emitted from a positron emission nuclide and being provided so that an interval therebetween is adjustable;a second imaging apparatus configured to perform a second image taking process different from that of the first imaging apparatus; andprocessing circuitry configured to cause the first imaging apparatus and the second imaging apparatus to perform the first and second image taking processes, respectively,specify positions of the first PET detector and the second PET detector, based on a medical image taken by the second imaging apparatus,control moving of the first PET detector and the second PET detector in accordance with the specified positions, andcause the first imaging apparatus and the second imaging apparatus to again perform the first and second image taking processes, respectively, after the first PET detector and the second PET detector have been moved. 2. The medical image diagnosis apparatus according to claim 1, wherein the processing circuitry is further configured to specify, within the medical image, an image taking region that includes an image taking target site, and specify the positions of the first PET detector and the second PET detector based on the specified image taking region. 3. The medical image diagnosis apparatus according to claim 2, wherein the processing circuitry is further configured to specify, within the medical image, the image taking region that includes the image taking target site, and specify the positions of the first PET detector and the second PET detector so that the specified image taking region is included in an effective field of vision that is for PET image taking processes and is formed by the first PET detector and the second PET detector. 4. The medical image diagnosis apparatus according to claim 3, wherein the processing circuitry is further configured to cause a display to display a screen that shows, in a superimposed manner, the medical image and the effective field of vision formed by the first PET detector and the second PET detector,receive a change instruction to change either the positions of the first PET detector and the second PET detector or the effective field of vision, and show the effective field of vision, which changes in accordance with the positions, andspecify the positions of the first PET detector and the second PET detector by receiving the change instruction on the screen. 5. The medical image diagnosis apparatus according to claim 4, wherein the processing circuitry is further configured to cause the display to display, as the screen, a schematic diagram in which it is possible to visualize a relationship between the positions of the first PET detector and... | Toshiba Medical Systems Corporation | A61B005/055 A61B006/00 G01R033/48 A61B006/03 A61B005/00 G01T001/16 G01T001/29 A61B006/04
US10073280 | B2 | 2018-09-11 | Method for assessing spectacle lens by evoked activity in visual cortex of brain or the like, and method for designing spectacle lens using said method for assessment | 2012-10-09 | [Problem] To provide an evaluation method for evaluating spectacle lenses that is capable of objectively evaluating spectacle lenses suitable for a user by measuring brain activity, and a design method for designing spectacle lenses using the evaluation method.;[Solution] A subject is allowed to wear to-be-evaluated lenses, and the subject is allowed to visually observe a visual stimulus object used to evoke an activity of a specific part of the visual cortex of the brain through the to-be-evaluated lenses, and an evoked activity of the specific part of the brain's visual cortex when the visual stimulus object is visually observed by the to-be-evaluated lenses is measured by an electroencephalograph or by a magnetoencephalograph, and the spectacle lenses are evaluated based on time (latency) from when a visual stimulus is received till when a change is caused thereby or based on the magnitude (amplitude) of activity. | 1. A method for evaluating spectacle lenses by an evoked activity of a visual cortex of a subject's brain, the method comprising: presenting the subject with a visual stimulus object for observation at a peripheral part away from a fixation point to which attention of the subject is paid, wherein the subject is wearing a lens to be evaluated while observing the visual stimulus object, and wherein the visual stimulus object evokes an activity of a specific part of the brain's visual cortex;measuring the evoked activity of the specific part of the brain's visual cortex as a change in at least one of an electric potential or a magnetic field of the brain's visual cortex when the visual stimulus object is visually observed by the subject through the lens to be evaluated, wherein the evoked activity is measured using an electroencephalograph, a magnetoencephalograph, or a combination thereof;determining an evaluation index for the lens to be evaluated from the measured evoked activity by calculating a magnitude of the change in at least one of the electric potential or magnetic field and a latency in response of the visual cortex to the visual stimulus; andevaluating the performance of the lens relative to the subject based on the evaluation index. 2. The method for evaluating spectacle lenses by an evoked activity of a brain's visual cortex according to claim 1, wherein measuring the evoked activity includes separating an evoked activity of a primary visual cortex or an evoked activity of a secondary visual cortex from the evoked activity of the brain's visual cortex; andwherein evaluating the performance of the lens relative to the subject is based on an evaluation index of the evoked activity of the primary visual cortex separated therefrom or the evoked activity of the secondary visual cortex separated therefrom. 3. The method for evaluating spectacle lenses by an evoked activity of a brain's visual cortex according to claim 1, wherein the visual stimulus object is disposed in a visual lower half area. 4. The method for evaluating spectacle lenses by an evoked activity of a brain's visual cortex according to claim 2, wherein the visual stimulus object is disposed in a visual lower half area. 5. The method for evaluating spectacle lenses by an evoked activity of a brain's visual cortex according to claim 1, wherein measuring the evoked activity includes measuring an evoked potential of an N130 component that is opposite in peak extreme value to a P100 component immediately after the P100 component is evoked by visually stimulating a primary visual cortex of the subject. 6. The method for evaluating spectacle lenses by an evoked activity of a brain's visual cortex according to any one of claim 2 to claim 5, wherein the visual stimulus object consists of a combination of line segments. 7. The method for evaluating spectacle lenses by an evoked activity of a brain's visual cortex according to claim 6, wherein the visual stimulus object consists ... | TOKAI OPTICAL CO., LTD. INTER-UNIVERSITY RESEARCH INSTITUTE CORPORATION NATIONAL INSTITUTES OF NATURAL SCIENCES | A61B005/0484 A61B005/04 G02C007/02 A61B003/10
US10092164 | B2 | 2018-10-09 | Device and method for assisting laparoscopic surgery—rule based approach | 2012-08-21 | The present invention provides a surgical tracking system for assisting an operator to perform a laparoscopic surgery of a human body, said surgical tracking system comprising: a. at least one endoscope adapted to acquire real-time images of a surgical environment within said human body; b. a maneuvering subsystem adapted to control the spatial position of said endoscope during said laparoscopic surgery; and, c. a tracking subsystem in communication with said maneuvering subsystem, adapted to control the maneuvering system so as to direct and modify the spatial position of said endoscope to a region of interest. | 1. A surgical tracking system for assisting an operator to perform a laparoscopic surgery of a human body, said surgical tracking system comprising: at least one endoscope configured to acquire real-time images of a surgical environment within said human body;an automated maneuvering subsystem configured to control the spatial position of said endoscope during said laparoscopic surgery; and,an automated tracking subsystem in communication with said automated maneuvering subsystem, configured to control the automated maneuvering subsystem so as to direct and modify the spatial position of said endoscope to a region of interest;wherein said automated tracking subsystem comprises a data processor; said data processor is configured to perform real-time image processing of said surgical environment and to instruct said automated maneuvering subsystem to modify the spatial position of said endoscope according to input received from a maneuvering function f(t); said maneuvering function f(t) is configured to (a) receive input from at least two instructing functions gi(t), where i is 1, . . . , n and n≥2; where t is time; i and n are integers, said instructing functions gi(t) being functions configured to assess said surgical environment of said at least one endoscope and said laparoscopic surgery, and to output data configured to guide said tracking subsystem; and, to (b) output instructions to said automated maneuvering subsystem based on said input from said at least two instructing functions gi(t), so as to spatially position said endoscope to said region of interest; wherein each of said instructing functions gi(t) is weighted by a weighting function αi(t); further wherein said weighting functions αi(t) are time-varying functions, wherein the value of which at said time t is determined by said operator, said instructing functions gi(t) and any combination thereof, said weighting functions αi(t) being configured to arbitrate between said at least two instructing functions gi(t) to move said automated maneuvering system. 2. The surgical tracking system of claim 1, wherein each of said instructing functions gi(t) is selected from a group consisting of: most used tool function, a right tool function, left tool function, field of view function, preferred volume zone function, preferred tool function, no fly zone function, a tool detection function, a movement detection function, an organ detection function, a collision detection function, an operator input function, a prediction function, a past statistical analysis function, proximity function, a tagged tool function, and any combination thereof. 3. The surgical tracking system of claim 2, wherein said tool detection function is configured to detect surgical tools in said surgical environment and to output instruction to said automated tracking subsystem to instruct said automated maneuvering subsystem to direct said endoscope on said detected surgical tools. 4. The surgical tracking system of claim ... | M.S.T. MEDICAL SURGERY TECHNOLOGIES LTD | A61B001/00 A61B001/313 A61B005/06 A61B001/04 A61B001/06 A61B006/03 A61B008/08 A61B008/12 A61B017/00 A61B090/10 A61B034/20 A61B034/30 A61B034/00 A61B090/00 A61B034/10
US10086231 | B2 | 2018-10-02 | Systems and methods for integrated automated sports data collection and analytics platform | 2017-03-06 | Systems and methods for integrated automated sports data collection and analytics are disclosed. Different types of data, for example but not limited, location data, movement data, impact data and biometric data for individual players are collected via wearable sensors in real time during a sports activity and transmitted to a cloud-based platform together with other sports data, including video, timing, scoring, statistics, and events with time code. The cloud-based platform is operable to aggregate, correlate, organize and synchronize various data related to the sports activity; store, query and retrieve various live data and historical data in and from a proprietary database; and perform analytics and provide intelligence to different parties involved in a sports activity, including coaches, trainers, medical staff, live announcers, broadcasters, displays, viewers, and fans and etc. These different parties may subscribe to licensed access to the cloud-based platform for tailored data feeds with real time push. | 1. A system for data collection and analytics for a sports activity, comprising: a server platform, a multiplicity of sensors, a multiplicity of application programs, and a multiplicity of user devices, wherein each of the user devices includes at least one of the multiplicity of application programs;wherein the multiplicity of sensors and the multiplicity of user devices are operable for network communication with the server platform;wherein the multiplicity of sensors are operable to collect and communicate in real time or near real time sports data related to the sports activity and a multiplicity of players in the sports activity to the server platform;wherein the sports data comprises a multiplicity of data inputs from the multiplicity of sensors;wherein the sports data includes real-time data relating to sports rules-based events and biometric data including heart rate, hydration, core body temperature, and impact metrics;wherein the sports rules-based events include flags, whistles, timeouts, and snaps;wherein the sports data includes disparate and asynchronous data from the multiplicity of players in the sports activity;wherein the server platform is operable to automatically aggregate the multiplicity of data inputs, automatically correlate each of the multiplicity of data inputs with a corresponding time code, automatically integrate the multiplicity of data inputs, automatically receive the time-coded timing information and scoring statistics including timeouts, play clock, penalties, scores, and attempts, and automatically synchronize a number of the multiplicity of data inputs which have identical time codes and store the synchronized number of the multiplicity of data inputs in a database, thereby creating a time-synchronized data set;wherein the server platform is operable to analyze the time-synchronized data set at a given time code based on user requested information for multiple players, thereby creating analyzed data;wherein the analyzed data includes a speed of a moving player, a distance a player ran compared to a gain in yards, a distance an offensive player pushed back a defensive player, and a total distance any player travelled during a play;wherein the server platform is operable to analyze relationships between the sports data and the analyzed data;wherein the server platform is operable to send the analyzed data to the multiplicity of user devices and the multiplicity of application programs on each user device is operable to display the analyzed data and social media feeds related to the sports activity in combination with real-time video of the sports activity;wherein the server platform is operable to provide a complete integration of dynamic statistical data and graphical content to the multiplicity of user devices;wherein the multiplicity of data inputs is available for live query, live access, and live push;wherein the multiplicity of data inputs is synchronized with the rules-based sports events;wherein the ser... | SPORTSMEDIA TECHNOLOGY CORPORATION | A63B024/00 A42B003/04 A61B005/11 A61B005/00 H04Q009/00 G06F019/00 A61B005/01 A61B005/0205 A61B005/091 A61B005/145
US10092229 | B2 | 2018-10-09 | Calibration of analyte measurement system | 2011-06-29 | A method of calibrating an analyte measurement system is provided. | 1. A method, the method comprising: positioning a portion of an analyte sensor through a skin surface in fluid contact with biofluid under the skin surface of a subject;generating a signal from the analyte sensor, the signal corresponding to an analyte concentration level in the biofluid;storing, using one or more processors, a pre-set calibration schedule and at least one user-defined time period having a beginning time set by the subject and an ending time set by the subject;prompting, using the one or more processors, the subject to assay a calibration sample of the subject's blood to obtain a calibration value only when a first condition is met;selecting, using the one or more processors, a first time frame and a maximum number of calibrations in the first time frame;confirming, using the one or more processors, that a time for prompting the subject to assay the calibration sample is outside of the user-defined time period; andcorrelating, using the one or more processors, the calibration value to at least one of the signals from the sensor when the first condition is met;wherein the first condition is met when fewer than the maximum number of calibrations have occurred in the first time frame; andprior to prompting the subject to assay the calibration sample, performing a data validation routine including a check for sensor electronics hardware error, a check on the data quality, and a check for current and/or voltage saturation. 2. The method of claim 1, further comprising selecting a second time frame. 3. The method of claim 2, further comprising selecting a maximum number of calibrations in the second time frame. 4. The method of claim 3, wherein the first condition is met when fewer than the maximum number of calibrations have occurred in the second time frame. 5. The method of claim 1, further comprising prompting the subject to assay a calibration sample of the subject's blood to obtain a calibration value, when a second condition is met. 6. The method of claim 5, further comprising prompting the subject to assay a calibration sample of the subject's blood to obtain a calibration value, when a third condition is met. 7. The method of claim 6, further comprising determining a presence of a condition relating to the subject. 8. The method of claim 7, wherein the condition relating to the subject comprises a determination of whether the subject is asleep. 9. The method of claim 7, wherein the third condition is met when the condition relating to the subject does not exist. 10. The method of claim 5, wherein the second condition is met when a waiting period between a previous calibration event associated with the pre-set calibration schedule and the time when the subject was prompted to assay the calibration sample has elapsed. 11. The method of claim 1, wherein the analyte concentration level is a glucose concentration level. 12. The method of claim 1, wherein obtaining the calibration value comprises determining a calibration ... | Abbott Diabetes Care Inc. | A61B005/00 A61B005/1468 A61B005/145 A61B005/1495
US10070973 | B2 | 2018-09-11 | Orthopaedic sensor module and system for determining joint forces of a patient's knee joint | 2012-03-31 | An orthopedic surgical device includes a tibial paddle shaped to be positioned in the patient's knee joint and a handle extending from the tibial paddle. The tibial paddle includes a sensor array positioned therein and configured to generate sensor signals indicative of the joint force of the patient's knee joint. The orthopedic surgical device also includes a control circuit configured to control a display located on the handle to provide a visual indication of the medial and lateral balance of the joint force. In some embodiments, various tibial trialing components may be coupled to the tibial paddle along with an associated adaptor. | 1. An orthopaedic surgical device for measuring a joint force of a patient's joint, the orthopaedic surgical device comprising: a tibial paddle shaped to be positioned between a proximal end of a patient's tibia and a distal end of a patient's femur, the tibial paddle having (i) a substantially planar upper surface, (ii) a substantially planar bottom surface, (iii) a top paddle housing having a first outer sidewall that defines an outer edge of the top paddle housing, a first opening defined in the substantially planar upper surface, and a first inner sidewall that defines a first centrally-located aperture that is spaced apart from the first outer sidewall and extends inwardly from the first opening, the first centrally-located aperture being enclosed completely by the first inner sidewall, (iv) a bottom paddle housing having a second outer sidewall that defines an outer edge of the bottom paddle housing, a second opening defined in the substantially planar bottom surface, and a second inner sidewall that defines a second centrally-located aperture that is spaced apart from the second outer sidewall and extends inwardly from the second opening, the second centrally-located aperture being enclosed completely by the second inner sidewall, and (v) a posterior notch extending inwardly from the first outer sidewall and the second outer sidewall, wherein the first and second apertures are in fluid communication with each other to define, in part, a vertical passageway through the tibial paddle that is spaced apart from the posterior notch,a sensor array positioned in the tibial paddle and configured to generate sensor signals indicative of a joint force between the patient's tibia and femur, the sensor array comprising a plurality of medial-anterior sensors to measure a medial-anterior force component of the joint force, a plurality of medial-posterior sensors to measure a medial-posterior force component of the joint force, a plurality of lateral-anterior sensors to measure a lateral-anterior force component of the joint force, and a plurality of lateral-posterior sensors to measure a lateral-posterior force component of the joint force, each of the medial-anterior sensors and lateral-anterior sensors having a substantially equal surface area and each of the medial-posterior sensors and lateral-posterior sensors having a substantially equal surface area,an elongated handle secured to the tibial paddle and defining a longitudinal axis that is offset from an anterior-to-posterior bisecting axis of the tibial paddle,a first display secured to an end of the handle distal from the tibial paddle, anda circuit positioned in the handle, the circuit configured to receive the sensor signals from the sensor array and to control the first display to provide a visual indication of the medial-lateral balance of the joint force. 2. The orthopaedic surgical device of claim 1, wherein the sensor array comprises a plurality of capacitive pressure sensors. 3. The ort... | DePuy Ireland Unlimited Company | A61B005/103 A61F002/46 A61B017/02 A61B090/00
US10091588 | B2 | 2018-10-02 | Removable middle ear implant sensor | 2017-04-10 | A middle ear implant includes a first interface portion configured to interface with a first structure of a middle ear of a patient, a second interface portion configured to interface with a second structure of the middle ear of the patient, a shaft that connects the first and second interface portions, a carrier plate removably mounted in one of the first or second interface portions, and a removable sensor disposed at one end of the shaft, between the shaft and one of the first interface portion or the second interface portion. The removable sensor is configured to provide a DC signal output indicative of static pressure on the sensor based on placement of the sensor between the first and second structures, and provide an AC signal output indicative of a frequency response of the implant. The removable sensor is disposed at a portion of the carrier plate. | 1. A method of employing a removable sensor for providing feedback on implant placement during surgical procedures for a middle ear implant comprising: a first interface portion configured to interface with a first structure of a middle ear of a patient;a second interface portion configured to interface with a second structure of the middle ear of the patient;a shaft configured to connect the first interface portion and the second interface portion;a carrier plate configured to be removably mounted in one of the first interface portion or the second interface portion; anda removable sensor configured to be removably mounted to one end of the shaft, between the shaft and one of the first interface portion or the second interface portion, the removable sensor being configured to provide a DC component indicative of static pressure on the removable sensor based on placement of the removable sensor between the first and second structures, and provide an AC component indicative of a frequency response of the implant,wherein the removable sensor comprises a sensing layer configured to have a first electrical lead contact a top surface of the sensing layer and a second electrical lead contact a bottom surface of the sensing layer,the method comprising:mounting the removable sensor on the carrier plate;installing the carrier plate into the implant with communication to a meter;placing the implant in the middle ear of a patient;generating electrical impulses based on mechanical forces imparted on the shaft;detecting, based on the generated electrical impulses, the DC component at the meter;detecting, based on the generated electrical impulses, the AC component at the meter;removing the carrier plate from the implant to enable removal of the removable sensor from the carrier plate; andreinstalling the carrier plate into the implant. 2. The method of claim 1, further comprising adjusting placement of the implant based on the detected DC and AC components. 3. The method of claim 1, further comprising: evaluating at least one of the detected DC component and the detected AC component relative to a respective predefined range to determine whether the placing of the implant results in the at least one of the detected DC component and the detected AC component being within the respective predefined range. | The Johns Hopkins University | A61F002/18 H04R025/00 A61B005/00
US10098532 | B2 | 2018-10-16 | Systems, methods and apparatus for tracking changes in an ocular scene | 2016-08-23 | Systems, methods and apparatus are provided through which in some aspects an ocular scene is imaged and changes in the ocular scene relative to a calibration image, are tracked. In one aspect, an imaging instrument includes an eyepiece, a light source operable to project light, an imaging system operable to image an ocular scene; and a processing system operable to receive a set of calibration images, and further operable to capture an image of the imaged ocular scene associated with a calibration image. In another aspect, a method to track changes in an ocular scene includes receiving a set of calibration images, receiving a set of landmarks on each calibration image, capturing a set of images of an ocular scene, associating each captured image with a calibration image, and detecting landmarks on each captured image wherein each detected landmark corresponds to a landmark on the associated calibration image. | 1. An imaging instrument comprising: an eyepiece;a light source operable to project light through the eyepiece;an imaging system operable to image an ocular scene through the eyepiece; anda processing system operable to receive a set of one or more calibration images, and further operable to capture an image of the imaged ocular scene associated with a calibration image in the set of calibration images. 2. The imaging system of claim 1 comprising: a sensor operable to image the ocular scene and further operable to transfer the imaged ocular scene to the processing system; anda lens system situated between the sensor and the ocular scene, operable to focus and magnify the imaged ocular scene onto the sensor based on a focus parameter and a magnification parameter. 3. The imaging system of claim 2 wherein the lens system comprises: a first lens;a second lens situated between the first lens and the sensor; anda mechanism operable to vary the distance between the first lens and second lens, and further operable to vary the distance between the second lens and the sensor based on the focus parameter and the magnification parameter. 4. The imaging system of claim 3 wherein the mechanism comprises: a motorized system operable to vary the distance between the first lens and second lens. 5. The imaging instrument of claim 2 further comprising: a positioning system operable to rigidly change the orientation of the imaging and lens systems relative to the eyepiece based on an orientation parameter. 6. The imaging instrument of claim 5 wherein the processing system further comprises: a control system operable to set the values of the focus parameter and the magnification parameter of the lens system based on the set of calibration images and the imaged ocular scene, and further operable to set the value of the orientation parameter of the positioning system based on the set of calibration images and the imaged ocular scene. 7. The imaging instrument of claim 1 wherein the processing system further comprises: a transceiver operable to transmit a set of captured images to a mobile device. 8. The imaging instrument of claim 7 wherein the mobile device is one from the set of a smartwatch, a mobile phone, a mobile tablet, a laptop, a desktop computer, and a server. 9. A system for imaging an ocular scene comprising: a set of machine readable instructions embodied in a non-transitory medium operable to receive a set of calibration images, further operable to receive a set of landmarks on each of the calibration images, and further operable to receive a set of captured images of an ocular scene from an imaging instrument, wherein each captured image is associated with a calibration image in the set of calibration images, and further operable to detect landmarks on each of the captured images wherein each detected landmark corresponds to a landmark in the set of landmarks on the associated calibration image. 10. The system of claim 9 wherein the machine rea... | Rakesh Lal | A61B003/14 A61B003/00 G02B015/14 A61B005/00 G02B007/10
US10097390 | B1 | 2018-10-09 | Implantable wireless device for transmitting data | 2018-04-17 | An implantable wireless device for transmitting data includes an external control device and an internal processing device. The external control device receives digital data and an alternating current carrier signal and uses the alternating current carrier signal to modulate the digital data into a phase shift keying modulation signal. The digital data have a plurality of time points that binary data change. The internal processing device includes a phase-lock loop (PLL)-based phase shift keying demodulator. The PLL-based phase shift keying demodulator obtains a ripple voltage signal according to the phase shift keying modulation signal. The ripple voltage signal decreases from a fixed voltage value at each of the plurality of time points and then increases to the fixed voltage value. The PLL-based phase shift keying demodulator demodulates the ripple voltage signal into the digital data. | 1. An implantable wireless device for transmitting data comprising: an external control device comprising: a phase shift keying (PSK) modulator receiving digital data and an alternating current (AC) carrier signal and using the AC carrier signal to modulate the digital data into a phase shift keying (PSK) modulation signal, and the digital data have a plurality of time points that binary data change; anda first wireless transmission coil whose quality factor is larger than 100, and the first wireless transmission coil is electrically connected to the phase shift keying modulator; andan internal processing device implanted in a physiological tissue and comprising: a second wireless transmission coil whose quality factor is larger than 100;a phase-lock loop (PLL)-based phase shift keying demodulator electrically connected to the second wireless transmission coil, receiving the phase shift keying modulation signal through the first wireless transmission coil and the second wireless transmission coil, and obtaining a ripple voltage signal according to the phase shift keying modulation signal, and the ripple voltage signal decreases from a fixed voltage value at each of the plurality of time points and then increases to the fixed voltage value, and the phase-lock loop-based phase shift keying demodulator demodulates the ripple voltage signal into the digital data; andan alternating current (AC) to direct current (DC) converter electrically connected to the second wireless transmission coil, receiving the phase shift keying modulation signal through the first wireless transmission coil and the second wireless transmission coil, and converting the phase shift keying modulation signal into a supplying direct current voltage. 2. The implantable wireless device for transmitting data according to claim 1, wherein the phase-lock loop-based phase shift keying demodulator further comprises: a phase-lock loop electrically connected to the second wireless transmission coil, receiving the phase shift keying modulation signal through the first wireless transmission coil and the second wireless transmission coil, and obtaining the ripple voltage signal according to the phase shift keying modulation signal;a triggering detector electrically connected to the phase-lock loop and receiving the ripple voltage signal, and generating a positive pulse signal at each of the plurality of time points; anda logic assembly electrically connected to the triggering detector to receive the positive pulse signal, thereby generating the digital data. 3. The implantable wireless device for transmitting data according to claim 2, wherein the triggering detector further comprises: a low pass filter electrically connected to the phase-lock loop and receiving the ripple voltage signal to generate a filtering signal;a comparator having a positive input terminal, a negative input terminal, and an output terminal, the negative input terminal of the comparator is electrically connected to ... | National Chiao Tung University | H04L027/00 H04L027/20 H04L027/227 H04B001/04 H04B005/00 A61B005/07 H03L007/08 H03L007/089 H03L007/099
US10115198 | B2 | 2018-10-30 | Methods of obtaining geometry from images | 2017-06-26 | In one aspect, a method of detecting at least on feature associated with a blood vessel in at least one image of at least one blood vessel using a matched filter adapted to respond to the at least one feature is provided. The method comprises applying a scale detection filter to selected voxels in the at least one image to determine a scale for the matched filter at each of the selected voxels, determining an orientation for the matched filter at each of the selected voxels, wherein determining the orientation is assisted by using the scale determined at each of the selected voxels, applying the matched filter at each of the selected voxels at the scale and the orientation determined at each of the selected voxels to obtain a filter response at each of the selected voxels, and analyzing the filter response at each of the selected voxels to determine if the respective voxel corresponds to the at least one feature. | 1. A method of extracting vessel geometry from one or more scan images, comprising: determining a scale for a voxel in the one or more scan images;determining an orientation of the voxel;applying a matched filter using the scale and orientation to generate a filter response;determining, based on the filter response, whether the voxel represents a centerline of a vessel;repeating the above acts to identify a plurality of centerline voxels; andlinking the plurality of centerline voxels together, wherein the linking comprises selecting a second voxel to link to a first voxel based on a likelihood that the second voxel is adjacent to the first voxel and part of the same vessel, wherein the likelihood is calculated by:determining a distance between the first voxel and other voxels;determining a difference between the orientation of the first voxel and other voxels; anddetermining a difference between the filter response of the first voxel and other voxels. 2. The method of claim 1, wherein the scale is determined using a scale detection filter. 3. The method of claim 1, wherein the orientation is determined using the scale. 4. The method of claim 1, wherein the vessel geometry comprises a poker chip representation at each of the centerline voxels, the poker chip representation including a location of the centerline voxel, a radius, and a direction. 5. The method of claim 4, further comprising sorting the centerline voxels into bins based on radius. 6. The method of claim 5, wherein a binned micro-vessel density (BMVD) analysis is performed using the bins. 7. The method of claim 6, wherein the BMVD is used to detect and diagnose diseases associated with tubular networks. 8. The method of claim 6, wherein the BMVD is used to track disease progression. 9. The method of claim 6, wherein the BMVD is used to monitor a response to therapy. 10. The method of claim 1, wherein distance between the first voxel and other voxels is weighted more heavily than other criteria. 11. The method of claim 1, wherein a curve representing the centerline of the vessel is obtained by integrating orientation vectors for all centerline voxels in the vessel. 12. The method of claim 11, wherein a curvature of the vessel is obtained using derivatives of the orientation vectors. | Bio-Tree Systems, Inc. | G06K009/00 G06T007/00 A61B005/055 A61B006/00 G06T015/08 G06K009/62 G06T007/60 G06T007/20 G06T007/73 G06K009/46 G06T007/62 A61B005/107 A61B005/00 A61B005/02
US10070929 | B2 | 2018-09-11 | Surgical operation support system, surgical operation support apparatus, surgical operation support method, surgical operation support program, and information processing apparatus | 2014-06-11 | A system of this invention is directed to a surgical operation support system that supports determination of an appropriate disposition of a bone in a living body during surgery. The surgical operation support system includes a storage that stores 3D data of a first target bone that is one of two divided surgery target bones and 3D data of a reference bone partially overlapping the first target bone in association with position data of a first marker fixed to the first target bone, and stores 3D data of a second target bone that is the other of the two divided surgery target bones in association with position data of a second marker fixed to the second target bone, an image capturer that captures the first marker fixed to the first target bone and the second marker fixed to the second target bone, and a display that changes display in accordance with a change in relative positions of the first marker and the second marker using the data stored in the storage such that the target position of the second marker with respect to the first marker when the second target bone overlaps the reference bone can be grasped. | 1. A surgical operation support system comprising: a storage that stores 3D data of target bones that undergoes a surgical operation and position data of markers in association with each other;an image capturer that captures the markers of the target bones; anda display that changes display of the target bones in accordance with a change in positions of the captured markers using the data stored in said storage,wherein said storage stores 3D data of a first target bone that is one of two divided surgery target bones and 3D data of a reference bone partially overlapping the first target bone in association with position data of a first marker fixed to the first target bone, and stores 3D data of a second target bone that is another of the two divided surgery target bones in association with position data of a second marker fixed to the second target bone,said image capturer captures the first marker fixed to the first target bone, the second marker fixed to the second target bone and an affected part of a patient incorporating the target bone, andsaid display displays a bone image of the first target bone, a bone image of the reference bone, and a bone image of the second target bone, which are overlaid on an image of the affected part, in accordance with relative positions of the first marker, the second marker and the affected part using the data stored in said storage, and changes display of the first target bone and the second target bone in accordance with a change in relative positions of the first marker and the second marker using the data stored in said storage such that the second target bone partially overlaps the reference bone. 2. The surgical operation support system according to claim 1, further comprising: a marker generator that virtually generates, on a screen, 3D markers placed on characteristic portions of the target bones; anda data output unit that outputs data of the generated 3D markers to a 3D printer configured to create the 3D markers. 3. The surgical operation support system according to claim 1, wherein said storage stores, as the markers, 3D data of portions of the target bones that undergo the surgical operation, and said image capturer comprises a depth sensor that captures the 3D data of the portions of the target bones that undergo the surgical operation. 4. The surgical operation support system according to claim 1, wherein the 3D data of the reference bone is mirror image data of an unaffected bone that exists at a position bilaterally symmetrical to the surgery target bone. 5. The surgical operation support system according to claim 1, wherein said display displays the bone image of the first target bone, the bone image of the second target bone, and the bone image of the reference bone such that the relative positions of the bone image of the first target bone and the bone image of the second target bone change in accordance with the change in the relative positions of the first marker and the second marke... | - | A61B005/00 A61B034/20 A61B090/50 A61B090/00 A61B034/10 A61B017/00
US10092185 | B2 | 2018-10-09 | Data transmission via wide band acoustic channels | 2015-11-23 | Embodiments of the present invention relate to ultrasound (acoustic) data transmission systems, in particular data transmission over wide-band acoustic channels with frequency-dependant multi-path propagation. More specifically, embodiments of the invention involve increasing the bit rate in the acoustic channel by means of utilization of the entire ultrasound spectrum available for data transmission inside a human body. | 1. A method of demodulating acoustic data, comprising: receiving a wide-band acoustic data signal;transforming the wide-band acoustic data signal into a plurality of frequency-divided sub-band signals, wherein the plurality of frequency-divided sub-band signals are modulated with a plurality of modulation schemes;generating a plurality of data streams by demodulating each sub-band signal in the plurality of frequency-divided sub-band signals into a data stream according to a respective frequency band and demodulation scheme, each data stream in the plurality of data streams corresponding to one of the plurality of frequency-divided sub-band signals; andcombining the plurality of data streams into an output data stream. 2. The method of claim 1, wherein the wide-band acoustic data signal is received over a wide-band acoustic data channel divided into N sub-bands, wherein the first sub-band corresponds to a maximum echo delay and a minimum signal attenuation and the Nth sub-band corresponds to a minimum echo delay and a maximum signal attenuation, such that echo delay decreases and signal attenuation increases as sub-bands increase in frequency from the first sub-band to the Nth sub-band. 3. The method of claim 2, wherein the plurality of frequency-divided sub-band signals are received over corresponding sub-bands in the wide-band acoustic data channel. 4. The method of claim 1, wherein generating the plurality of data streams comprises demodulating each sub-band signal according to a demodulation scheme that is different from modulation schemes used for other sub-band signals. 5. The method of claim 1, wherein the receiving comprises receiving the wide-band acoustic data signal via a combination of wide-band frequency selective transducers and narrow-band frequency selective acoustic transducers. 6. The method of claim 1, wherein generating a plurality of data streams by demodulating comprises demodulating data in a first sub-band signal and a second sub-band signal based on a first and second number of subcarriers, respectively, the first number of subcarriers being greater than the second number of subcarriers. 7. The method of claim 1, wherein generating a plurality of data streams by demodulating comprises demodulating a data stream corresponding to a sub-band signal at a lower frequency using more subcarriers than a data stream corresponding to a sub-band signal at a higher frequency. 8. The method of claim 1, wherein generating a plurality of data streams by demodulating comprises demodulating data using differential quadrature phase-shift keying or quadrature amplitude demodulation. 9. The method of claim 1, wherein generating a plurality of data streams by demodulating comprises: demodulating a first sub-band signal using quadrature amplitude demodulation; anddemodulating a second sub-band signal using differential quadrature phase-shift keying demodulation. 10. The method of claim 9, wherein the first sub-band signal has a first ... | Innurvation Inc. | H04B011/00 A61B005/00 G01S001/72 A61B008/12 G10K011/34
US10092210 | B2 | 2018-10-09 | Impedance measuring device | 2015-11-09 | The present invention relates to an impedance measuring device obtaining impedance of portions of an object corresponding to two sensing electrodes by detecting, through the two sensing electrodes, an electrical variation shown on the object as an electrical signal is applied. A detector amplifying each of signals detected through the two sensing electrodes and then differential-operating the amplified signals to generate a signal for obtaining impedance is subjected to a calibration process for adjusting the gain of the amplifiers to reduce in-phase noise added due to an imbalance between the sensing electrodes. | 1. An impedance measuring device, comprising; a signal applying unit applying a driving signal for measuring impedance between two driving electrodes spaced apart from each other and contacting an object;a detector amplifying, by an amplifier, each of signals detected through two sensing electrodes by applying the driving signal by amplifiers and differential-operating the amplified signal by a differential operator, the two sensing electrodes spaced apart from each other and contacting the object; andan impedance obtaining unit outputting impedance of the object corresponding to the two sensing electrodes based on an output signal of the detector,wherein the impedance measuring device further comprises an operating unit extracting power of an in-phase noise mixed with the output signal of the detector, adjusting a gain of the amplifier of the detector to decrease the power of the in-phase noise, and then obtaining an impedance based on the output signal of the detector obtained by applying the adjusted gain. 2. The impedance measuring device of claim 1, wherein the signal applying unit sequentially applies an in-phase signal detected as an in-phase noise through the two sensing electrodes and the driving signal for measuring the impedance to the driving electrode, and wherein the operating unit extracts the power of an in-phase signal component from the output signal of the detector when applying the in-phase signal, adjusts the gain of the amplifier of the detector to decrease the power of the in-phase signal component, and then obtains the impedance based on the output signal of the detector when applying the driving signal. 3. The impedance measuring device of claim 1, wherein the signal applying unit simultaneously applies the driving signal for measuring impedance and an in-phase signal that is different from the driving signal and detected as in-phase noise through the two sensing electrodes to the driving electrodes, and wherein the operating unit extracts power of an in-phase signal component from the output signal of the detector, adjusts the gain of the amplifier of the detector to decrease the power of the in-phase signal component, and then obtains impedance based on the driving signal detected as the output signal of the detector. 4. The impedance measuring device of claim 1, wherein the in-phase noise is commercial current frequency component. 5. The impedance measuring device of claim 1, wherein the detector includes a pair of detectors outputting a signal obtained by unequally amplifying the detection signals respectively from the two sensing electrodes by the amplifiers, respectively, and then differential-operating the amplified signals by the differential operator, detection signals relatively highly amplified by the pair of detectors being different from each other, and wherein the operating unit includes a power normalizer normalizing output signals from the pair of detectors so that the power of the in-phase noise becom... | - | G01R027/00 A61B005/053 G01R027/18 A61B005/04
US10105105 | B2 | 2018-10-23 | Movement pattern measuring apparatus using EEG and EMG and method thereof | 2016-07-26 | Disclosed is an apparatus for measuring movements of a user, which may include: a sample pattern storing unit for storing one or more sample patterns which are obtained by patterning EEG waveforms and EMG values; a communication unit for receiving an EEG waveform and an EMG value of the user measured by the EEG and EMG sensors; a pattern normalizing unit for selecting sample patterns with the highest similarity to the received user's patterns among the stored sample patterns, and for normalizing the received user's patterns so that their amplitudes and periods coincide with those of the selected sample patterns; a movement estimating unit for estimating movement of the user by inputting the normalized EEG waveform and EMG value in an artificial neural network algorithm; and a movement determining unit for calculating the user's movement by applying each weight value of the EEG and EMG to each movement estimation value. | 1. An apparatus for measuring movements of a user by using an electroencephalogram (EEG) sensor and an electromyogram (EMG) sensor, which comprising: a sample pattern storing unit for storing one or more sample patterns which are obtained by patterning EEG waveforms and EMG values; a communication unit for receiving an EEG waveform and an EMG value of the user measured by the EEG and EMG sensors;a pattern normalizing unit for selecting sample patterns with the highest similarity to the received user's EEG waveform and EMG value among the stored sample patterns, and for normalizing the received EEG waveform and EMG value so that their amplitudes and periods coincide with those of the selected sample patterns; a movement estimating unit for estimating movement of the user by inputting the normalized EEG waveform and EMG value in an artificial neural network algorithm;a movement determining unit for determining the user's movement by applying a weight value of respective one of the EEG and EMG to each movement estimation value;a noise eliminating unit for eliminating noise for eye movement by applying the EEG waveform and EMG value, received from the EEG sensor and EMG sensor, to an independent component analysis algorithm; anda synchronization unit for synchronizing the normalized EEG waveform and the normalized EMG value with a time difference between the EEG waveform and EMG value measured by the EEG sensor and EMG sensor, whereinthe pattern normalizing unit normalizes the noise-eliminated EEG waveform and EMG value by using normalization ratios which are set with control ratios used for controlling the amplitudes and periods of the noise-eliminated EEG waveform and EMG value to coincide with those of the selected sample patterns or which are set by being externally inputted. 2. The apparatus of claim 1, wherein the movement estimating unit estimates the user's movement by using the synchronized EEG waveform and EMG value at the current time, the synchronized EEG waveform and EMG value at time prior to the current time, and a movement estimation value outputted through the artificial neural network at a time prior to the current time, as input values of the artificial neural network algorithm. 3. The apparatus of claim 2, wherein the sample pattern storing unit patterns the normalized EEG waveform and EEG value, and a movement estimation value outputted from the artificial neural network algorithm, and then stores them as one sample pattern. 4. The apparatus of claim 1, wherein the movement determining unit sets a movement estimation value depending on the EMG values to have a weight value larger than that of a movement estimation value depending on the EEG waveforms. 5. A computer-implemented movement pattern measuring method using a movement pattern measuring apparatus which includes at least one of units being configured and executed by a controller using algorithm associated with least one non-transitory storage device for controlling the... | SOONGSIL UNIVERSITY RESEARCH CONSORTIUM TECHNO-PARK | A61B005/00 A61B005/0476 A61B005/0488 A61B005/11
US10092279 | B2 | 2018-10-09 | System and methods for processing a biopsy sample | 2014-03-13 | A system further comprises a processing unit functionally associated with the display, wherein the processing unit comprises an image processing module. The system further comprises a camera functionally associated with the processing unit via a communication channel for transferring images from the camera to the processing unit and configured to obtain images of a biopsy sample obtained from the body of the patient. The processing unit is configured to receive image data from an imaging modality capable of obtaining images of internal patient's body parts not directly visible from outside the body, and to display to a user on a display images related to the image data. The processing unit is further configured to generate, from at least one image of a biopsy sample and using the image processing module, a processed image related to the biopsy sample, and to display the processed image on the display. | 1. A system for facilitating obtaining a biopsy sample from a body of a patient, the system comprising: a. a display for displaying images to a user;b. a processing unit including an image processing module, functionally associated with said display;c. a tracking system functionally associated with at least one tracking sensor having a known spatial relation with an imaging probe of an imaging modality capable of obtaining images of internal patient's body parts not directly visible from outside said body, and having a known spatial relation with a biopsy needle, said tracking system being functionally associated with said processing unit and configured to provide to said processing unit position data including location and orientation of said at least one tracking sensor along pre-selected coordinates substantially in real time; andd. a camera functionally associated with said processing unit through a communication channel for transferring images from said camera to said processing unit, said camera being configured to obtain images of a biopsy sample obtained from said body of a patient;e. wherein said camera is mechanically attached to a stand and said stand is configured to support a biopsy sample so that said camera is aimed to said biopsy sample to obtain an image thereof;f. wherein said stand is further configured to support a biopsy needle at a pre-defined position so that said camera is aimed to said biopsy needle to obtain an image of a biopsy sample carried thereon;wherein said processing unit is configured to, receive image data from the imaging modality;assign image position data corresponding to position data of said imaging probe received from said tracking system, to image data received from said imaging modality;assign image position data corresponding to position data of said biopsy needle received from said tracking system, to images received from said camera; andgenerate, from at least one image of a biopsy sample and using said image processing module, a combined image including image data received from said imaging modality and a processed image related to said biopsy sample, and to display on said display said combined image. 2. The system of claim 1 wherein said camera is configured to obtain images of a biopsy sample from several directions. 3. The system of claim 1, further comprising a length scale positioned proximal to said biopsy sample, thereby allowing an image of said biopsy sample to incorporate a length scale. 4. The system of claim 3 wherein said processing unit is configured to determine at least one dimension, selected from the group consisting of length and width, of said imaged biopsy sample. 5. The system of claim 1 wherein said communication channel is bidirectional, enabling transferring images from said camera to said processing unit and to transfer commands from said processing unit to said camera. 6. The system of claim 1, wherein said imaging modality includes at least one member selected from ... | UC-CARE LTD. | G06T007/00 A61B010/04 A61B008/08 A61B008/12 A61B010/02 A61B008/00 A61B090/13 A61B090/50 A61B005/055 A61B090/00 A61B034/20 A61B034/10
US10076258 | B2 | 2018-09-18 | Cardiac mapping using latency interpolation | 2014-10-30 | Medical devices and methods for using medical devices are disclosed. An example mapping medical device may include a catheter shaft with a plurality of electrodes. The plurality of electrodes may include a first pair of electrodes, a second pair of electrodes, a third pair of electrodes and a fourth pair of electrodes. The mapping medical device may further include a processor, wherein the processor may be configured to determine a first latency between the first pair of electrodes, determine a second latency between the second pair of electrodes, determine a third latency between the third pair of electrodes, determine a fourth latency between the fourth pair of electrodes, and determine a target signal by interpolating the first latency, the second latency, the third latency and the fourth latency. | 1. A mapping medical device, comprising: a catheter shaft with a plurality of electrodes coupled thereto, wherein each of the plurality of electrodes is configured to sense physiological signals and wherein the plurality of electrodes comprising a plurality of pairs of electrodes;a processor configured to: receive a plurality of physiological signals sensed by the plurality of electrodes;receive a location of a theoretical electrode;determine a latency for each of the plurality of pairs of electrodes;calculate a plurality of latencies for the theoretical electrode, wherein each of the plurality of latencies for the theoretical electrode uses one of the determined latencies for the plurality of pairs of electrodes;time shift each of the physiological signals using one of the plurality of calculated latencies;combine the time-shifted physiological signals to determine an interpolated physiological signal at the location of the theoretical electrode, wherein the physiological signals are electrograms, and, wherein the interpolated physiological signal is an interpolated electrogram; andoutput to a display device the interpolated physiological signal; anda display device configured to display the interpolated physiological signal. 2. The medical device of claim 1, wherein the plurality of electrodes comprises four electrodes; andthe plurality of pairs of electrodes comprises: a first pair of electrodes including a first electrode and a second electrode of the plurality of electrodes, wherein the location of the theoretical electrode has a horizontal position that is between a horizontal position of the first electrode and a horizontal position of the second electrode on a horizontal axis;a second pair of electrodes including a third electrode and a fourth electrode of the plurality of electrodes, wherein the location of the theoretical electrode has a horizontal position that is between a horizontal position of the third electrode and a horizontal position of the fourth electrode on the horizontal axis;a third pair of electrodes including the first electrode and the third electrode, wherein the location of the theoretical electrode has a vertical position that is between a vertical position of the first electrode and a vertical position of the third electrode on a vertical axis; anda fourth pair of electrodes including the second electrode and the fourth electrode, wherein the location of the theoretical electrode has a vertical position that is between a vertical position of the second electrode and a vertical position of the fourth electrode on the vertical axis. 3. The medical device of claim 2, wherein to combine the time shifted physiological signals, the processor is configured to: determine a first intermediate signal using a time-shifted physiological signal of the first electrode and a time-shifted physiological signal of the second electrode;determine a second intermediate signal using a time-shifted physiological signal of the third elec... | BOSTON SCIENTIFIC SCIMED, INC. | A61B005/0402 A61B005/042 A61B005/00 A61B018/14 A61B005/0452 A61B005/0464 A61B018/00 A61N001/06
US10111411 | B2 | 2018-10-30 | Imaging for determination of crustacean physical attributes | 2013-12-04 | The present disclosure relates to imaging for determination of crustacean physical attributes. An image of a shell of a live crustacean is captured and processed to determine a physical attribute of the live crustacean. In an embodiment a characteristic of a pattern indicative of moult stage of the live crustacean is detected, from the captured image. Multiple images may be used in some embodiments, including images of different types such as visible spectrum images, infrared spectrum images, and/or ultraviolet spectrum images. | 1. An apparatus comprising: a camera to capture an image of a shell of a live crustacean;an image processor, operatively coupled to the camera, to process the captured image to determine a physical attribute of the shell of the live crustacean, the image processor comprising a pattern detector to detect from the captured image a characteristic of a pattern on the shell indicative of moult stage of the live crustacean; anda controller, operatively coupled to the image processor, to control subsequent handling of the live crustacean based on the determined physical attribute. 2. The apparatus of claim 1, the physical attribute comprising any one or more of: carapace length;shell defects;missing or broken legs;tail width;shell morphometrics. 3. The apparatus of claim 1, the image comprising a visible spectrum image of the live crustacean, an infrared spectrum image of the live crustacean, or an ultraviolet spectrum image of the live crustacean. 4. The apparatus of claim 1, the image processor being further operable to determine a physical attribute of the shell of the live crustacean from a further image of the live crustacean captured by the camera, the physical attribute determined from the further image being different from the physical attribute determined from the image. 5. The apparatus of claim 1, the image processor comprising a processing device to execute vision detection software. 6. The apparatus of claim 1, further comprising: an illumination source to illuminate the live crustacean,the illumination source being operatively coupled to the camera, the camera controlling the illumination source to illuminate the live crustacean only under certain operating conditions. 7. The apparatus of claim 1, wherein the subsequent handling comprises one or more of:grading of the live crustacean;screening out lower quality crustaceans;allowing or blocking entry of the live crustacean into a trap. 8. The apparatus of claim 1, implemented in one or more of: a conveyor size grading system;a boat or plant environment, wherein the live crustacean is placed under the camera and a response as to its determined physical attribute is provided by the image processor;a packing area, wherein the live crustacean can be viewed by packers on a monitor to screen out lower quality crustaceans while packing a box for shipment;a mobile phone, wherein the camera comprises a built-in camera of the mobile phone;a hand held device;a trap that denies entry to lower quality live crustaceans based on the determination by the image processor. 9. The apparatus of claim 1, the image processor being operable to receive a plurality of images, including the captured image, captured by the camera, and to determine the physical attribute of the shell of the live crustacean based on the plurality of images, the plurality of images comprising images of different types. 10. The apparatus of claim 9, further comprising: a switchable filter comprising a plurality of light filters ... | Clearwater Seafoods Limited Partnership | G06K009/00 A01K061/90 A61B005/00 G01N021/956 G06T007/00 A01K069/08
US10083278 | B2 | 2018-09-25 | Method and system for displaying a timing signal for surgical instrument insertion in surgical procedures | 2015-02-11 | The present teaching relates to surgical procedure assistance. In one example, a plurality of similarity measures are determined between a first set of positions and a plurality of second sets of positions, respectively. The first set of positions is obtained with respect to a plurality of sensors coupled with a patient in an image captured prior to a surgical procedure. The plurality of second sets of positions are obtained from the plurality of sensors and change in accordance with movement of the patient. A target lesion is segmented in the image captured prior to the surgical procedure to obtain a lesion display object. The lesion display object is duplicated to generate a plurality of lesion display objects. The plurality of lesion display objects are presented on a display screen so that a distance between the plurality of lesion display objects changes in accordance with the plurality of the similarity measures. | 1. A method, implemented on a computing device having at least one processor, storage, and a communication platform capable of connecting to a network for surgical procedure assistance, comprising: determining a plurality of similarity measures between a first set of positions and a plurality of second sets of positions, respectively, wherein the first set of positions is obtained with respect to a plurality of sensors configured to be coupled with a patient, in an image captured prior to a surgical procedure, and the plurality of second sets of positions are obtained from the plurality of sensors and change in accordance with movement of the patient;segmenting a target lesion in the image captured prior to the surgical procedure to obtain a lesion display object;duplicating the lesion display object to generate a plurality of lesion display objects; andpresenting the plurality of lesion display objects on a display screen so that a distance between the plurality of lesion display objects changes in accordance with the plurality of the similarity measures. 2. The method of claim 1, wherein the distance between the plurality of lesion display objects decreases as the similarity measure increases. 3. The method of claim 1, wherein the plurality of lesion display objects overlap with each other at a time with respect to a largest one of the plurality of the similarity measures. 4. The method of claim 1, further comprising: presenting a graphic object on the display screen so that at least one visual characteristic associated with the graphic object changes in accordance with the plurality of similarity measures. 5. The method of claim 4, wherein the at least one visual characteristic includes at least one of color, blurriness, and grayscale. 6. The method of claim 4, wherein the graphic object includes a ring-shape object corresponding to a viewport from a surgical instrument used in the surgical procedure. 7. The method of claim 4, wherein the plurality of lesion display objects and the graphic object are presented simultaneously on the display screen. 8. The method of claim 1, further comprising: providing a warning when any one of the plurality of similarity measures is below a threshold. 9. The method of claim 1, wherein the plurality of second sets of positions are obtained in a time period corresponding to one or more breathing cycles of the patient. 10. The method of claim 6, wherein the plurality of lesion display objects are presented inside the ring-shape object. 11. A system for surgical procedure assistance, comprising: a timing signal extraction unit configured to determine a plurality of similarity measures between a first set of positions and a plurality of second sets of positions, respectively, wherein the first set of positions is obtained with respect to a plurality of sensors configured to be coupled with a patient, in an image captured prior to a surgical procedure, and the plurality of second sets of positions are obt... | EDDA TECHNOLOGY, INC. | A61B005/00 G06F019/00 A61B034/20 A61B017/34 A61B034/10 A61B017/00
US10089737 | B2 | 2018-10-02 | 3D corrected imaging | 2014-11-26 | A system and method for corrected imaging including an optical camera that captures at least one optical image of an area of interest, a depth sensor that captures at least one depth map of the area of interest, and circuitry that correlates depth information of the at least one depth map to the at least one optical image to generate a depth image, corrects the at least one optical image by applying a model to address alteration in the respective at least one optical image, the model using information from the depth image, and outputs the corrected at least one optical image for display in 2D and/or as a 3D surface. | 1. A system for corrected imaging, comprising: an optical camera that captures at least one optical image of an area of interest;a depth sensor that captures at least one depth map of the area of interest; andcircuitry configured toassociate depth information of the at least one depth map to the at least one optical image to generate a depth image,correct the at least one optical image by applying a distortion model and a deformation model to address alteration in the respective at least one optical image due to undesired effects of distortion caused by imaging abnormalities and image artifacts caused by imaging of a three-dimensional deformed surface, the distortion model using information from the depth image, optical image information associated with the captured at least one optical image, and prior information, the deformation model using the information from the depth image and the optical image information, but not the prior information, and the prior information including intensity and directionality of illumination in the area of interest, andoutput the corrected at least one optical image for display in two-dimensions (2D) and/or in three-dimensions (3D). 2. The system for corrected imaging according to claim 1, wherein the optical camera and the depth sensor are positioned at the distal end of a laparoscopic tool. 3. The system for corrected imaging according to claim 1, wherein the circuitry is further configured to weigh the correction applied by the distortion model against the correction applied by the deformation model, output a preview image, andreapply, based on a determination of quality acceptability of the preview image, correction of the at least one optical image using at least one new system parameter, the at least one new system parameter including a change to one or more of optical image-sensing circuitry, depth-sensing circuitry, camera or depth sensing sensor position, and camera or depth-sensor orientation. 4. The system for corrected imaging according to claim 1, wherein the distortion model addresses alteration in the respective at least one optical image based on a two dimensional image with additional information, including at least one of expected luminance, spectral response, and depth at each pixel producing a three-dimensional surface and applying this information to determine at least one of an amount of extra light due to reflection, an adjustment in illumination due to surface orientation and occlusion, and an expected radiance and diffusion due to surface roughness. 5. The system for corrected imaging according to claim 1, wherein the deformation model addresses alteration in the respective at least one optical image by segmenting the depth image into a multitude of polygons with a known size and orientation and grouping the polygons into discrete patches to generate a three-dimensional representation of a surface corresponding to the area of interest. 6. The system for corrected imaging according to ... | Children's National Medical Center | H04N007/12 H04N009/47 H04N007/18 G06T007/00 H04N013/00 G06T017/20 A61B005/00 G06T007/33 H04N013/02 H04N013/239 H04N013/271 A61B001/00 A61B005/107 A61B090/00 A61B034/20
US10105077 | B2 | 2018-10-23 | Method and system for calculating strain from characterization data of a cardiac chamber | 2014-05-05 | A method and system is provided for calculating a strain from characterization motion data. The method and system utilize an intravascular mapping tool configured to be inserted into at least one of the endocardial or epicardial space. The mapping tool is maneuvered to select locations proximate to surfaces of the heart, while collecting map points at the select locations to form a point cloud data set during at least one cardiac cycle. The method and system further include automatically assigning segment identifiers (IDs) to the map points based on a position of the map point within the point cloud data set. The method and system further select a first and second reference from a group of map points. Further, the method and system calculate a linear strain based on an instantaneous distance and a reference distance between the first and second references. | 1. A method for calculating a strain from characterization motion data, the method comprising: utilizing an intravascular mapping tool configured to be inserted into at least one of the endocardial or epicardial space, the mapping tool maneuvered to select locations proximate to surfaces of the heart, while collecting a group of map points at the select locations to form a portion of a point cloud data set during at least one cardiac cycle;utilizing one or more processors, when executing programmable instructions, for: selecting first and second reference locations from the point cloud data set, wherein the first and second reference locations include at least first and second map points, respectively, that are indicative of wall movement at local corresponding surfaces of the heart;determining a reference distance between the first and second reference locations at a pre-defined temporal reference point in time, and an instantaneous distance between the first and second reference locations at a select point in time;calculating a strain characteristic of wall tissue based on the wall movement at the local corresponding surfaces between the first and second reference locations using the formula:ɛ=d-dodo, wherein d is the instantaneous distance and d0 is the reference distance; anddisplaying strain information in connection with identifying a location for lead placement, the strain information representing the strain characteristic of wall tissue located between the first and second reference locations. 2. The method of claim 1, wherein the second reference location corresponds to an internal reference location, the first reference location including multiple map points of the group of map points that are within a first wall segment identifier (ID). 3. The method of claim 2, further comprising calculating an average strain based on multiple calculated strains, wherein the strain is calculated individually for each of the map points of the first reference location. 4. The method of claim 2, further comprising calculating an average position of the map points of the group of map points, wherein the first reference location is the average position. 5. The method of claim 1, wherein the displaying comprises displaying a strain graph as the strain information in connection with identifying the location for lead placement, the strain graph illustrating a strain waveform representing the strain characteristic. 6. The method of claim 5, further comprising calculating the reference distances between each of the map points within the group of map points, wherein the reference distance between the first and second map points is greater than the reference distances between the remaining map points within the group of map points. 7. The method of claim 5, wherein the selection of the first and second reference location is at least partially based on having circumferential positions of the first and second map points within a predetermined threshold. 8. T... | Pacesetter, Inc. | A61B005/11 A61B005/06 G06F019/00 A61B006/00 A61B006/12 A61B005/02 A61B005/042
US10101809 | B2 | 2018-10-16 | Systems, articles, and methods for capacitive electromyography sensors | 2017-10-31 | Systems, articles, and methods for improved capacitive electromyography (“EMG”) sensors are described. The improved capacitive EMG sensors include one or more sensor electrode(s) that is/are coated with a protective barrier formed of a material that has a relative permittivity εr of about 10 or more. The protective barrier shields the sensor electrode(s) from moisture, sweat, skin oils, etc. while advantageously contributing to a large capacitance between the sensor electrode(s) and the user's body. In this way, the improved capacitive EMG sensors provide enhanced robustness against variations in skin and/or environmental conditions. Such improved capacitive EMG sensors are particularly well-suited for use in wearable EMG devices that may be worn by a user for an extended period of time and/or under a variety of skin and/or environmental conditions. A wearable EMG device that provides a component of a human-electronics interface and incorporates such improved capacitive EMG sensors is described. | 1. A method of fabricating a differential capacitive electromyography (“EMG”) sensor, the method comprising: forming at least a portion of at least one circuit on a first surface of a substrate;forming a first sensor electrode on a second surface of the substrate, the second surface of the substrate opposite the first surface of the substrate across a thickness of the substrate, wherein the first sensor electrode comprises an electrically conductive plate;forming at least one electrically conductive pathway that communicatively couples the first sensor electrode and the at least a portion of at least one circuit;forming a second sensor electrode on the second surface of the substrate, wherein the second sensor electrode comprises an electrically conductive plate;forming at least one electrically conductive pathway that communicatively couples the second sensor electrode and the at least a portion of at least one circuit;coating the first sensor electrode with a dielectric layer comprising a dielectric material that has a relative permittivity of at least about 10; andcoating the second sensor electrode with the dielectric layer. 2. The method of claim 1 wherein coating the first sensor electrode with a dielectric layer includes coating the first sensor electrode with a ceramic material. 3. The method of claim 1, further comprising: forming a ground electrode on the second surface of the substrate, wherein the ground electrode comprises an electrically conductive plate; andforming at least one electrically conductive pathway that communicatively couples the ground electrode and the at least a portion of at least one circuit. 4. The method of claim 3 wherein coating the first sensor electrode with a dielectric layer includes either selectively coating the first sensor electrode with the dielectric layer and not coating the ground electrode with the dielectric layer, or coating both the first sensor electrode and the ground electrode with the dielectric layer and forming a hole in the dielectric layer to expose the ground electrode. 5. The method of claim 1 wherein coating the first sensor electrode with a dielectric layer comprises: depositing a layer of electrically conductive adhesive on the first sensor electrode; anddepositing the dielectric layer on the layer of electrically conductive adhesive, and wherein the electrically conductive adhesive is selected from the group consisting of electrically conductive epoxy and electrically conductive solder. 6. A method of fabricating a capacitive electromyography (“EMG”) sensor, the method comprising: forming at least a portion of at least one circuit on a first surface of a substrate;forming a first sensor electrode on a second surface of the substrate, the second surface of the substrate opposite the first surface of the substrate across a thickness of the substrate, wherein the first sensor electrode comprises an electrically conductive plate;forming at least one electrically conductive pathway... | THALMIC LABS INC. | A61B005/00 G06F003/01 A61B005/0492 G06F001/16
US10111617 | B2 | 2018-10-30 | Systems and methods for EEG monitoring | 2015-09-18 | A patient monitoring system includes an electroencephalography (EEG) monitor and an EEG sensor array. The EEG sensor array includes a plurality of electrodes configured to acquire EEG signals from a patient. The EEG monitor may be configured to calculate one or more depth of anesthesia indices for the patient based on received EEG signals from the EEG sensor array. Additionally, the EEG monitor may be configured to generate and display a topographic color map of the calculated depth of anesthesia indices. | 1. A medical monitoring system, comprising: an electroencephalography (EEG) sensor array comprising a plurality of electrodes configured for EEG monitoring, wherein the plurality of electrodes are configured to be disposed about a patient's head, and wherein the plurality of electrodes comprise a ground electrode, a reference electrode, and a plurality of sensing electrodes; andan EEG monitor operatively coupled to the EEG sensor array, wherein the EEG monitor comprises: input circuitry configured to receive EEG signals from the plurality of sensing electrodes;a processor configured to: determine a plurality of depth of anesthesia indices based at least in part on the EEG signals, wherein the depth of anesthesia indices comprise bispectral indices; andgenerate a topographic color map of the depth of anesthesia indices based on a color scale, wherein the color scale comprises a predetermined set of colors, wherein each color of the predetermined set of colors represents a predetermined depth of anesthesia index; anda display configured to display the topographic color map;wherein the EEG monitor is configured to receive a user selection of one or more regions of the patient's head to monitor, wherein the display is configured to display an anesthesia index for each of the one or more regions, and wherein the processor is configured to determine a correlation between depth of anesthesia indices associated with a first region of the patient's head and depth of anesthesia indices associated with a second region of the patient's head, and wherein the processor is configured to detect a clinically adverse event based at least in part upon the correlation. 2. The system of claim 1, wherein the plurality of electrodes comprises between 64 and 256 electrodes. 3. The system of claim 1, wherein the display is configured to display the color scale associated with the topographic color map. 4. The system of claim 1, wherein the processor is configured to analyze the topographic color map for one or more features or patterns of EEG activity indicative of a clinically adverse event. 5. The system of claim 4, wherein the clinically adverse event comprises a seizure or an ischemic event. 6. The system of claim 4, wherein the EEG monitor is configured to cause the monitor to display an indication of a clinically adverse event in response to a determination that the topographic color map includes the one or more features or patterns of EEG activity indicative of a clinically adverse event. 7. The system of claim 6, wherein the indication identifies a region of the patient's head on the topographic color map that is associated with the detected clinically adverse event. 8. The system of claim 4, wherein the EEG monitor comprises a memory, wherein the memory stores a plurality of reference topographic color maps comprising one or more features or patterns of EEG activity indicative of a clinically adverse event, and wherein the processor is configured to compa... | Covidien LP | A61B005/04 A61B005/00 A61B005/0476
US10070046 | B2 | 2018-09-04 | Information processing device, recording medium, and information processing method | 2014-09-29 | A non-transitory computer readable storage device includes a storage medium having a downloaded application stored therein. The downloaded application has instructions that when executed by processing circuitry configure the processing circuitry to receive sensor data from a sensor. The sensor is attached to a person or attached to an item used by the person. The processing circuitry also analyzes a motion pattern in the sensor data to identify a predetermined event in the motion pattern, the predetermined event captured in an image or series of images by an image capture device. | 1. A non-transitory computer readable storage device having computer-readable instructions of an application thereon which when executed by processing circuitry cause the processing circuitry to perform a method comprising: receiving sensor data from a sensor, the sensor being attached to a person or attached to an item used by the person;analyzing a motion pattern in the sensor data to identify a predetermined event in the motion pattern, the predetermined event being captured in an image or series of images by an image capture device;generating a control signal to control an image capture process in the image capture device to select the image or series of images;generating the control signal with information that specifies a time that serves as an image selection reference; andselecting a portion of a series of consecutive images captured before and after the predetermined event by skipping, at unequal intervals with reference to the predetermined event, some images of the series of consecutive images before and after the predetermined event. 2. The non-transitory computer readable storage device of claim 1, wherein the item is an object. 3. The non-transitory computer readable storage device of claim 2, wherein the control signal includes an image capture start command and/or end command based on an analysis result of the motion pattern. 4. The non-transitory computer readable storage device of claim 2, wherein the method further comprises: transmitting the control signal to another device, and receiving the sensor data from the another device, the another device being a smartphone or wearable computer. 5. The non-transitory computer readable storage device of claim 4, wherein the image capture device is a different device than the another device. 6. The non-transitory computer readable storage device of claim 5, wherein image capture device uploads images directly to the processing circuitry and the another device relays the sensor data to the processing circuitry. 7. The non-transitory computer readable storage device of claim 2, wherein the method further comprises: synchronizing the sensor data with the image or series of images captured by the image capture device. 8. The non-transitory computer readable storage device of claim 1, wherein the method further comprises: generating the control signal with a time adjust command to adjust a time associated with the sensor data to match an image capture time. 9. The non-transitory computer readable storage device of claim 1, wherein the method further comprises: receiving images from the image capture device,wherein the item is an object. 10. The non-transitory computer readable storage device of claim 9, wherein the method further comprises: learning the motion pattern from the images received from the image capture device. 11. The non-transitory computer readable storage device of claim 1, wherein the time corresponds with a predetermined event in the motion pattern. 12. The non-t... | SONY CORPORATION | H04N005/232 G09B019/00 G06K009/00 G06F003/01 G06F003/0488 A61B005/11 H04N021/84 H04N021/845
US10111969 | B2 | 2018-10-30 | uPAR targeting peptide for use in peroperative optical imaging of invasive cancer | 2015-09-03 | There is provided a novel conjugate that binds to the cell surface receptor uPA (uPAR). The conjugate is based on a fluorescence-labeled peptide useful as a diagnostic probe to the surfaces of cells expressing uPAR. The conjugate is capable of carrying a suitable detectable and imageable label that will allow qualitative detection and also quantitation of uPAR levels in vitro and in vivo. This renders the surgical resection of tumors more optimal. | 1. A fluorophore labeled uPAR-targeting peptide conjugate comprising the formulaand pharmaceutically acceptable salts thereof. 2. A method of optical imaging of cancer of a subject involving administering a compound of claim 1 to the subject and generating an optical image of at least a part of the subject to which said compound has distributed. 3. Method of claim 2, wherein the compound of claim 2 is administered to the subject in a dose of 0.1-1000 mg per subject. | RIGSHOSPITALET | A61B010/00 A61B005/00 A61B008/00 A61K049/00
US10098534 | B2 | 2018-10-16 | Optical measurement system and method including blink rate monitor and/or tear film breakup detector | 2017-07-11 | An optical measurement system and method measure a characteristic of a subject's eye. The optical measurement system receives from an operator, via a user interface of the optical measurement instrument, a begin measurement instruction indicating the start of a measurement period for objectively measuring at least one characteristic of the subject's eye. Subsequent to receiving the begin measurement instruction, the optical measurement system determines whether a criterion associated with the tear film quality of the subject's eye is not satisfied. In response to determining that the criterion is not satisfied, the optical measurement instrument takes one or more corrective actions to measure the characteristic of the subject's eye under a condition wherein the criterion is satisfied. | 1. A method for measuring a characteristic of a subject's eye, the method comprising: an optical measurement instrument receiving from an operator, via a user interface of the optical measurement instrument, a begin measurement instruction indicating the start of a measurement period for objectively measuring at least one characteristic of the subject's eye;subsequent to receiving the begin measurement instruction, determining whether a criterion associated with the tear film quality of the subject's eye is not satisfied, by one of: (1) performing an initial wavefront measurement of the eye to obtain wavefront data pertaining to the eye, and determining from the wavefront data whether the criterion associated with the tear film quality of the subject's eye is not satisfied, and(2) capturing a series of images of the subject's eye, and employing pattern recognition to detect from the series of images when a blink of the subject's eye occurs, and determining that the criterion associated with the tear film quality of the subject's eye is not satisfied when an elapsed time period since detection of the blink exceeds a threshold; andin response to determining that the criterion is not satisfied, taking one or more corrective actions to measure the characteristic of the subject's eye under a condition wherein the criterion is satisfied. 2. The method of claim 1, including determining whether the criterion associated with the tear film quality of the subject's eye is not satisfied by performing the initial wavefront measurement of the eye to obtain the wavefront data pertaining to the eye, and determining from the wavefront data whether the criterion associated with the tear film quality of the subject's eye is not satisfied. 3. The method of claim 2, wherein the criterion associated with the tear film quality of the subject's eye is a number of missing light spots on a wavefront sensor while performing the initial wavefront measurement of the eye. 4. The method of claim 2, wherein the criterion associated with the tear film quality of the subject's eye is a size of light spots produced on a wavefront sensor while performing the initial wavefront measurement of the eye. 5. The method of claim 1, including determining whether the criterion associated with the tear film quality of the subject's eye is not satisfied by capturing the series of images of the subject's eye, and employing pattern recognition to detect from the series of images when the blink of the subject's eye occurs, and determining that the criterion associated with the tear film quality of the subject's eye is not satisfied when the elapsed time period since detection of the blink exceeds the threshold. 6. The method of claim 1, wherein taking the one or more corrective actions comprises, in response to determining that the elapsed time period associated with the subject blinking exceeds the threshold providing an indication via the user interface to the operator that the subject sh... | AMO WAVEFRONT SCIENCES, LLC | A61B003/14 A61B003/10 A61B005/11 A61B003/113 A61B003/00 A61B003/15
US10072983 | B2 | 2018-09-11 | Spectrometric systems and mechanical methods for improved focus localization of time and space-varying measurements | 2017-07-06 | A system and method of dynamically localizing a measurement of parameter characterizing tissue sample with waves produced by spectrometric system at multiple wavelengths and detected at a fixed location of the detector of the system. The parameter is calculated based on impulse response of the sample, reference data representing characteristics of material components of the sample, and path lengths through the sample corresponding to different wavelengths. Dynamic localization is effectuated by considering different portions of a curve representing the determined parameter, and provides for the formation of a spatial map of distribution of the parameter across the sample. Additional measurement of impulse response at multiple detectors facilitates determination of change of the measured parameter across the sample as a function of time. | 1. An apparatus for collection of optical data, the apparatus comprising: a source of light including at least one transmitter configured to emit a beam of first light at at least one corresponding wavelength along a first axis;a device including a first set of selectively and individually re-orientable reflecting elements disposed parallel to a first plane when each of said reflecting elements from the first set is in a first reference orientation;a reflecting element from the first set configured to redirect the first light, received from said beam, towards a predetermined point, wherein the predetermined point is separate from the first set;an optical receiver disposed in optical communication with said device to receive second light, the second light being the first light that has been scattered at the predetermined point;and a computer-readable processor and tangible, non-transitory storage medium containing program code thereon which, when downloaded onto the processor, causes the processor to receive reference data representing an empirically-defined spectrally-dependent characteristic of an object present at said predetermined point;to determine an impulse response of the object, the impulse response being associated with emission of the first light by the source; andto determine, as a function of time, at least one of (i) a wavelength-dependent material parameter characterizing the object and (ii) a position-dependent parameter characterizing the object, based on the determined impulse response and the reference data. 2. An apparatus according to claim 1, further comprising a second set of selectively and individually re-orientable reflecting elements disposed parallel to a second plane when each of said reflecting elements from the second set is in a second reference orientation, the second plane being transverse to the first plane and substantially parallel to the first axis. 3. An apparatus according to claim 2, wherein a reflecting element from the second set is configured to receive said second light and to redirect the second light towards the optical receiver. 4. An apparatus according to claim 2, configured to vary an optical path associated with propagation of the first light from the reflecting element from the first set to the predetermined point and then to the reflecting element from the second set as a result of spatially reorienting at least one of (i) the reflecting element from the first set and (ii) the reflecting element from the second set. 5. An apparatus according to claim 1, wherein the device comprises a baffle disposed to prevent said optical receiver from i) receiving said first light that has not been scattered at the predetermined point and from ii) receiving said second light that has interacted with the reflecting element from the first set. 6. An apparatus according to claim 1, configured to satisfy at least one of the following conditions: (i) different reflecting elements of the first set are configu... | Mayo Foundation for Medical Education and Research | G01N021/47 G01J003/42 G01J003/02 A61B005/00 G01N033/49 A61B005/1455 A61B005/145 G01N021/49
US10098586 | B2 | 2018-10-16 | Oral cavity inspection device and information display method | 2013-09-06 | A bio-information acquiring terminal for acquiring bio-information includes a bath device (300). The bath device (300) is provided with a bio-information measuring unit (320) configured to measure bio-information of a user taking a bath, and a fingerprint authentication unit (303) configured to specify the user. According to the above configuration, it is possible to easily manage daily changes of the health condition of the user in his or her daily life. | 1. A toothbrush, comprising: a grip part to be held by a user;an oral cavity insertion part to be inserted in an oral cavity of the user;a plurality of protrusions on the oral cavity insertion part, wherein at least one of the protrusions is configured to cause bleeding of a part of the oral cavity of the user;a light source;a light receiver;at least one optical fiber provided as at least one of the protrusions, respectively, to guide light from the light source to the oral cavity and guide the light reflected in the oral cavity to the light receiver, the at least one optical fiber having a longer length than the other protrusions;a blood component measuring unit configured to measure a blood component contained in a body fluid in the oral cavity of the user based on the light received by the light receiving unit, the blood component measuring unit comprising at least one of: an absorption spectrum measuring unit that measures an absorption spectrum of blood in the oral cavity of the user; an optical rotation measuring unit that measures an optical rotation of the blood in the oral cavity of the user; or Raman spectroscopic measuring unit that measures a scattering spectrum of Ramen scattering light from the blood in the oral cavity of the user;a detector that detects that blood component analysis has been completed by detecting that the concentration of a component that is not contained in saliva but is contained only in blood is not lower than a predetermined threshold value; anda notifying unit configured to notify the user of unnecessity of further bleeding for analysis of the blood component when the detector detects that the concentration of the component that is contained only in blood is not lower than the predetermined threshold value;wherein the blood component measuring unit measures the concentration of a target component contained in saliva before the bleeding caused by the protrusion, and separately and subsequently measures the concentration of the target component contained in the blood obtained by the protrusion at the time of bleeding. 2. The toothbrush according to claim 1, further comprising: a driving unit configured to apply vibrations to the brush. 3. The toothbrush according to claim 2, wherein the driving unit is configured to stop vibrations when a force of not smaller than a predetermined force is applied. 4. The toothbrush according to claim 1, further comprising a temperature measuring unit configured to measure an oral cavity temperature of the user. 5. The toothbrush according to claim 1, further comprising a body temperature measuring unit disposed on the grip part and configured to measure a body temperature of the user. 6. The toothbrush according to claim 1, further comprising: a personal authentication unit configured to specify the user. 7. The toothbrush according to claim 6, wherein the personal authentication unit includes a fingerprint authentication unit configured to acquire a fingerprint of the us... | PANASONIC INTELLECTUAL PROPERTY CORPORATION OF AMERICA | A61B005/1455 A61B005/00 A46B015/00 A61B005/1172 A61B005/01 A61B005/0402 A61B005/08
US10101289 | B2 | 2018-10-16 | Textile articles and systems for liquid detection | 2016-09-23 | Systems and methods are provided for detecting liquid in a textile article using one or more flexible sensors integrated in the textile article. The sensor data is forwarded to a computing device via a communication link by an interface element associated with the textile article. The computing device detects a location of liquid in the textile article proximate to the one or more flexible sensors based on a determination that a criterion is met. | 1. A system configured to detect liquid in a bed, the system comprising: at least one textile article configured to be positioned on a bed, the textile article having: a face;a back opposite to the face;a textile material that extends from the face to the back;a barrier component that defines at least a portion of the back, wherein the barrier component is configured to inhibit moisture from traveling through the back of the textile article;at least one flexible sensor that includes a conductive element that is integrated with the textile material so that the conductive element is disposed at least partially on the face of the textile article; andan interface element that is electrically connected to the at least one flexible sensor, wherein 1) the at least one flexible sensor obtains sensor data that is indicative of liquid in the textile material that is in contact with the at least one flexible sensor, and 2) the interface element is configured to forward the sensor data provided by the at least one flexible sensor; andat least one software application configured for execution by a computer processor that is in electronic communication with the interface element of each of the at least one textile article, wherein the at least one software application is configured to, in response to receiving sensor data from the plurality of textile articles, a) determine if the sensor data indicates that a criterion is met for one or more of the plurality of textile articles, b) based on the determination that the criterion is met for the one or more of the plurality of textile articles, determine if a respective one of the at least one flexible sensors is in contact with liquid, and c) identify a pattern among occurrences where the criterion is met, wherein the pattern includes a predicted time that the at least one flexible sensor is likely to be in contact with liquid. 2. The system of claim 1, wherein the conductive element is a conductive yarn. 3. The system of claim 1, wherein the conductive element is a pattern of conductive inks deposited onto the textile material. 4. The system of claim 1, wherein the conductive element is a conductive laminate disposed onto the textile material. 5. A system configured to detect liquid, the system comprising: a textile article having a face, a back opposite to the face, and a textile material that includes at least one textile layer that extends along the face;at least one flexible sensor that obtains sensor data that is indicative of liquid in the textile material that is in contact with the at least one flexible sensor, wherein the at least one flexible sensor includes a conductive element that is integrated into the textile material so that the conductive element is disposed at least partially along the face of the textile article;an interface element coupled to the textile article that is electrically connected to the at least one flexible sensor, the interface element comprising a first connector defining ... | Welspun India Limited | G01N027/04 A47C031/00 A47G009/00 A61B005/00 A61F013/42 D06P005/30 D02G003/44 D04B001/14 A61B005/02 H05K003/12 A61F013/15
US10111615 | B2 | 2018-10-30 | Sleep scoring based on physiological information | 2017-03-11 | Assessing the sleep quality of a user in association with an electronic device with one or more physiological sensors includes detecting an attempt by the user to fall asleep, and collecting physiological information associated with the user. The disclosed method of assessing sleep quality may include determining respective values for one or more sleep quality metrics, including a first set of sleep quality metrics associated with sleep quality of a plurality of users, and a second set of sleep quality metrics associated with historical sleep quality of the user, based at least in part on the collected physiological information and at least one wakeful resting heart rate of the user, and determining a unified score for sleep quality of the user, based at least in part on the respective values of the one or more sleep quality metrics. | 1. A method of assessing sleep quality of a user at an electronic device having one or more processors and a non-transitory computer readable storage medium, the method comprising: receiving one or more signals indicating an attempt by the user to fall asleep;receiving physiological information associated with the user including at least one sleeping heart rate, the physiological information generated by one or more physiological sensors;determining respective values for one or more sleep quality metrics based at least in part on the physiological information and at least one wakeful resting heart rate of the user; anddetermining a unified score for sleep quality of the user, based at least in part on the respective values of the one or more sleep quality metrics. 2. The method of claim 1 wherein the at least one wakeful resting heart rate includes a representative value of one or more of the user's heart rate values during a period of relative inactivity while the user is awake. 3. The method of claim 1 wherein the one or more sleep quality metrics includes a first set of sleep quality metrics associated with sleep quality of a plurality of users, and a second set of sleep quality metrics associated with historical sleep quality of the user. 4. The method of claim 1, wherein determining the unified score for sleep quality includes: determining a respective metric-score for each of the one or more sleep quality metrics; andapplying a respective weighting for each of the one or more sleep quality metrics. 5. The method of claim 1 further comprising determining the at least one wakeful resting heart rate of the user before receiving one or more signals indicating an attempt by the user to fall asleep. 6. The method of claim 1 wherein the physiological information associated with the user includes one or more sets of values associated with: movement of the user, total sleep duration, total deep sleep duration, duration of wake time after sleep onset (WASO), total rapid-eye-movement (REM) sleep duration, total light sleep duration, breathing patterns of the user, breathing disturbances of the user and temperature of the user. 7. The method of claim 1 further comprising: receiving sleep quality feedback information from the user; anddetermining the unified score for sleep quality of the user based at least in part on the sleep quality feedback information. 8. The method of claim 1, wherein determining respective values for the one or more sleep quality metrics includes comparing the at least one sleeping heart rate of the user and the at least one wakeful resting heart rate of the user. 9. The method of claim 1 further comprising: receiving one or more signals indicating an onset of sleep by the user; anddetermining a duration of time from the attempt to fall asleep to the onset of sleep. 10. The method of claim 9 further comprising: receiving one or more signals indicating that the user is awake after the detected onset of sleep; anddetermin... | Fitbit, Inc. | G08B023/00 A61B005/00 A61B005/02 A61B005/04
US10080499 | B2 | 2018-09-25 | Implantable medical system including multiple sensing modules | 2008-07-30 | A medical system includes at least two sensing modules that each generate an optical signal that changes as a function of a physiological parameter of a patient. The sensing modules may be coupled to a common light source and a common receiver via an optically transmissive member. At least a first sensing module that is closest to the light source along a length of the optically transmissive member may include a waveguide to split the light emitted by the light source. A first portion of the light may be directed toward the first sensing module and a second portion of the light may be directed toward a second sensing module that is placed downstream of the first sensing module in a direction substantially along the direction of light flow through the optically transmissive member and away from the light source. | 1. An implantable medical system comprising: a light source configured to emit light;an implantable optically transmissive member comprising a waveguide comprising an optical cavity, a first segment and a second segment, the first segment optically coupled to the light source and configured to propagate the light emitted by the light source to a distal end of the first segment, the distal end of the first segment received at a first end of the waveguide so that the light emitted by the light source and propagated from the light source through the first segment toward the distal end of the first segment exits the distal end of the first segment and is received at the optical cavity, the second segment having a proximal end received at a second side of the waveguide, the first side of the waveguide separated from the second side of the waveguide by the optical cavity, wherein the first segment is physically separated from the second segment by the optical cavity and is optically coupled to the second segment through at least one optical path formed through the optical cavity:a light dividing member positioned within the optical cavity and configured to divide the light from the light source received at the optical cavity through the first segment into at least a first portion and a second portion, wherein the light dividing member comprises at least one surface within the optical cavity that occludes a first portion of the optical cavity and is configured to direct the first portion of the light, and wherein a second portion of the optical cavity is unobstructed by the light dividing member, the second portion of the optical cavity comprising the at least one optical path between the first segment and the second segment through the optical cavity for the second portion of light:a first sensing module optically coupled to the first and second segments of the optically transmissive member, the first sensing module configured to receive the first portion of light and generate a first optical signal; anda second sensing module optically coupled to the second segment of the optically transmissive member, the second sensing module configured to receive only the second portion of the light and generate a second optical signal,wherein the first sensing module and the second sensing module are configured to modulate one or more properties of the first and second portions of light as a function of one or more physiological parameters of a patient. 2. The implantable medical system of claim 1, wherein the light dividing member comprises a first light dividing member, the system further comprising a second light dividing member that divides the second portion of the light into at least a third portion and at least a fourth portion, wherein the second sensing module is configured to receive the third portion of the light. 3. The implantable medical system of claim 2, further comprising a third sensing module optically coupled to the optically transmissive mem... | Medtronic, Inc. | A61B005/1459 A61B005/01 A61B005/0215 A61B005/11 A61B005/00 A61B005/145 A61B005/0205 A61N001/365
US10098552 | B2 | 2018-10-16 | Blood pressure measurement device | 2013-01-24 | A blood pressure and pulse measurement device includes a cuff including a first air bladder, a pressure sensor, a pressing member, a pulse wave sensor, and an operation unit. When measurement of the blood pressure is instructed by the operation unit, the first air bladder of the cuff is inflated to increase inner pressure to a sufficient level such that the blood pressure of the patient can be measured by the pressure sensor and then deflated. When measurement of the blood pressure is not instructed by the operation unit, air of the first air bladder of the cuff is released such that the measurement location of the patient is not substantially pressed by the first air bladder, and the measurement location of the patient is pressed by the pressing member with sufficient pressure such that pulse of the patient can be detected by the pulse wave sensor. | 1. A blood pressure and pulse measurement device comprising: a cuff comprising a first air bladder for wrapping around a measurement location of a patient, wherein the first air bladder is an air bladder for measuring;a pressure sensor connected to the cuff that measures an inner pressure of the first air bladder;a pressing member mounted on a portion of an inner face of the first air bladder for contacting the measurement location of the patient when the cuff is wrapped therearound;a pulse wave sensor mounted on the pressing member for detecting a pulse of the patient; anda CPU that receives instructions via an operation unit to cause the device to measure a blood pressure and pulse,wherein when a measuring routine is activated, and the CPU receives instructions to measure the blood pressure, the first air bladder of the cuff is inflated to increase the inner pressure to a sufficient level such that the blood pressure of the patient can be measured by the pressure sensor, and then the first air bladder of the cuff is deflated,wherein at a time of measuring blood pressure, only the first air bladder pressurizes,wherein when the measuring routine is activated, and the CPU does not receive instructions to measure the blood pressure, air of the first air bladder of the cuff is released such that the measurement location of the patient is not substantially pressed by the first air bladder, and, while the first air bladder of the cuff is not pressurized, the measurement location of the patient is pressed by the pressing member with sufficient pressure such that the pulse of the patient can be detected by the pulse wave sensor at a position where the measurement location of the patient is contacted by the pulse wave sensor, andwherein at a time of measuring pulse, only the pressing member pressurizes. 2. The device according to claim 1, wherein the pulse wave sensor is mounted on the pressing member at a position where the pressing member contacts the measurement location. 3. The device according to claim 1, wherein the pressing member is constituted such that the pulse wave sensor is positioned above an artery of the patient. 4. The device according to claim 1, wherein the pressing member comprises a second air bladder, and at the time of measuring blood pressure, air of the second air bladder is released such that the measurement location of the patient is substantially pressed only by the first air bladder. 5. The device according to claim 1, wherein the pulse wave sensor is a photoelectronic sensor. 6. The device according to claim 1, wherein the pulse wave sensor is an impedance sensor. 7. The device according to claim 1, wherein the cuff and the pressing member are constituted such that the cuff and the pressing member can be mounted on a wrist of the patient. 8. The device according to claim 1, wherein measurement of blood pressure is instructed by the operation unit at a predetermined interval. 9. The device according to claim 1, wherei... | OMRON HEALTHCARE Co., Ltd. | A61B005/022 A61B005/024 A61B005/0235 A61B005/0225
US10098578 | B2 | 2018-10-16 | Alertness device, seat, and method for determining alertness | 2014-10-20 | An alertness device includes: a respiration sensor that obtains respiratory data of a person; a calculation unit; a waveform generation unit that generates a respiratory interval (RI) waveform which is a transition in a predetermined time period of an RI which is an interval for one respiration; and a determination unit. The calculation unit calculates an average value of the RI and RrMSSDn in a predetermined time period. In a case where an average value of the subsequent RI is greater than an average value of the RI directly previous to the subsequent RI and in a case where the RrMSSDn of the subsequent RI is greater than a value which is obtained by multiplying the RrMSSDn of the previous RI by a constant β, the determination unit determines on the basis of values calculated by the calculation unit that the person is in a state of low alertness. | 1. An alertness device comprising: a respiration sensor that obtains respiratory data of a person;a calculation unit configured to calculate the respiratory data obtained from the respiration sensor;a waveform generation unit that comprises a central processing unit configured to generate a respiratory interval (RI) waveform for a respiratory waveform associated with the respiratory data, the RI waveform being a transition in a predetermined time period of a respiratory interval which is an interval for one respiration;a determination unit configured to determine a state of alertness of the person on the basis of the respiratory data;an alarm device that alarms the person or people around the person; anda drive unit configured to drive the alarm device so that the alarm device alarms the person or the people around the person when the determination unit determines that the person is in a state of low alertness,wherein a Respiration root Mean Square Successive Differences (RrMSSDn) is defined by the following formula: RrMSSDn=√{square root over ({RI(t)−RI(t−1)}2+ . . . +{RI(t+n−1)−RI(t+n−2)}2)},where the t-th RI in the RI waveform generated by the waveform generation unit is determined as RI (t), and the n-th RI after the t-th RI in the generated RI waveform is defined as RI (t+n),the calculation unit calculates, over successive time intervals having a predetermined duration, i) an average value RIm of the RIs in a given time interval, and ii) the RrMSSDn in the given time interval, andthe determination unit is configured to determine that the person is in the state of low alertness when an average value RIm of a first time interval is greater than an average value RIm of a second time interval that is directly previous to the first time interval and where the RrMSSDn of the first time interval is greater than a value which is obtained by multiplying the RrMSSDn of the second time interval by a constant value β. 2. The alertness device according to claim 1, wherein the constant value β is from 1.0 to 3.0. 3. The alertness device according to claim 1, wherein the calculation unit calculates the average value RIm of the RI and the RrMSSDn every time interval of the successive time intervals, wherein the predetermined duration is 20 seconds to 300 seconds. 4. The alertness device according to claim 2, wherein the constant value β is 1.5. 5. The alertness device according to claim 1, wherein the calculation unit calculates the average value RIm of the RI and the RrMSSDn every time interval of the successive time intervals, wherein the predetermined duration is 120 seconds. 6. A seat comprising: a seat cushion at which an occupant is to be seated;a seat back which is a backrest for the seated occupant; andthe alertness device according to claim 1,wherein the respiration sensor is arranged in the seat cushion. 7. A method for determining alertness, comprising: obtaining a respiration signal;generating an RI waveform for a respiratory waveform asso... | TS Tech Co., Ltd. Public University Corporation Nagoya City University | A61B005/08 A61B005/18 B60N002/90 A61B005/00 A61B005/16
US10092196 | B2 | 2018-10-09 | Method for analysis of complex rhythm disorders | 2016-09-09 | A method of analyzing a complex rhythm disorder in a human heart includes accessing signals from a plurality of sensors disposed spatially in relation to the heart, where the signals are associated with activations of the heart, and identifying a region of the heart having an activation trail that is rotational or radially emanating, where the activation trail is indicative of the complex rhythm disorder and is based on activation times associated with the activations of the heart. | 1. A computer-implemented method for identifying a cause of a heart rhythm disorder, the method comprising: computing diagnostic values from data received from a plurality of sensor locations corresponding to a plurality of points within a cardiac anatomy;comparing the diagnostic values for each of the plurality of points within the cardiac anatomy to a reference comprising previously-stored diagnostic values to assign probability values indicating a likelihood that the cause of the cardiac rhythm disorder is associated with the points, the likelihood being associated with a rate of activation at each point;generating a probability map based on the probability values in relation to the plurality of points within the cardiac anatomy; andgenerating a clinical representation based on the probability map indicating the likelihood that one or more points within the cardiac anatomy corresponds to the cause of the heart rhythm disorder. 2. The method of claim 1, wherein the probability map represents a map of one or more causes of a complex heart rhythm disorder. 3. The method of claim 2, wherein the diagnostic values are one or more of phase singularities, an activation trail, phase values, and an activation trail surrogate. 4. The method of claim 3, wherein the diagnostic values are phase values, and computing diagnostic values comprises generating a phase map to identify phase singularities. 5. The method of claim 4, wherein locations of the phase singularities within the phase map indicate that a potential source of a complex heart rhythm disorder is located at a corresponding point of the cardiac anatomy. 6. The method of claim 3, wherein the diagnostic values are an activation trail that represents one or more of a rotor, a focal source or another source of the complex heart rhythm disorder. 7. The method of claim 3, wherein the activation trail surrogate comprises one or a combination of: sites of rapid rate during the rhythm disorder, presence of more regular sites surrounded by less regular sites, presence of stable beat-to-beat configuration for successive signals as opposed to varying signal configurations, signals having a relatively low amplitude, signals that are prolonged for each activation, proximity to anatomic features known to be associated with rhythm disorders, and vectorial analysis of an ECG for regions of regularity and rate. 8. The method of claim 1, wherein the plurality of points is derived from one or more of an electrocardiogram, magnetocardiogram, echocardiogram, ultrasound, electromagnetic radiation, sound waves, microwaves, and electrical impedance changes. 9. The method of claim 1, wherein the probability value is assigned a higher relative value for locations: at which core regions sustain for longer periods of time, at which the rate of activation is faster, at which the rate of activation is more organized, that activate surrounding tissue in a 1:1 fashion, and activate larger regions of tissue in phase, when... | The Regents of the University of California The United States of America as Represented by the Department of Veterans Affairs | A61B005/04 A61B005/024 A61B005/02 A61B005/0402 A61B005/046 A61B005/0464 A61B005/00 A61B018/14 A61B005/0452 A61B018/12 A61B005/0245 A61B005/044 A61B005/042 A61B007/04 A61B008/08 A61B018/00
US10092222 | B2 | 2018-10-09 | Method and apparatus for user authentication using raman spectrum | 2016-08-22 | A user authentication apparatus using a Raman spectrum is provided. The user authentication apparatus includes a Raman spectrum analyzer configured to analyze user characteristic information from a Raman spectrum of a user, and an authenticator configured to authenticate the user, based on the analysis. | 1. A user authentication apparatus using a Raman spectrum, the user authentication apparatus comprising: a light source configured to irradiate light to skin of a user, for a predetermined time; anda Raman spectrum acquirer configured to: receive that is reflected from the skin; andacquire the Raman spectrum of the user, from the light that is received;a Raman spectrum analyzer configured to analyze, in response to fluorescence bleaching occurring in the Raman spectrum over time: extract a fluorescence bleaching range from the Raman spectrum; andanalyze the fluorescence bleaching range that is extracted, as user characteristic information; andan authenticator configured to authenticate the user, based on the user characteristic information that is analyzed. 2. The user authentication apparatus of claim 1, wherein the Raman spectrum analyzer is further configured to: extract, from the Raman spectrum, data comprising any one or any combination of a type of the Raman spectrum, a Raman shift of a peak point, and an intensity of the peak point; andanalyze the data that is extracted, as the user characteristic information. 3. The user authentication apparatus of claim 1, wherein the Raman spectrum analyzer is further configured to: extract, from the fluorescence bleaching range that is extracted, data comprising either one or both of a principal component composition ratio of the skin of the user and feature information of a first principal component; andanalyze the data that is extracted, as the user characteristic information. 4. The user authentication apparatus of claim 3, wherein the Raman spectrum analyzer is further configured to extract, from the fluorescence bleaching range that is extracted, the principal component composition ratio of the skin of the user, using a principal component analysis method. 5. The user authentication apparatus of claim 3, wherein the feature information of the first principal component occupies a largest proportion of the principal component composition ratio. 6. The user authentication apparatus of claim 3, wherein the Raman spectrum analyzer is further configured to: repeatedly measure the feature information of the first principal component at an arbitrary time; andverify reproducibility of the feature information that is measured. 7. The user authentication apparatus of claim 1, further comprising: a storage configured to store the user characteristic information that is analyzed,wherein the authenticator is further configured to authenticate an identify of the user by comparing the user characteristic information that is analyzed and pre-stored user characteristic information. 8. The user authentication apparatus of claim 1, further comprising: an information provider configured to: process the user characteristic information that is analyzed, with respect to the user that is authenticated; andprovide information of a health status of the user that is authenticated. 9. A user authentication method usin... | SAMSUNG ELECTRONICS CO., LTD. | G06K009/00 A61B005/117 G01N021/65 A61B005/00
US10111620 | B2 | 2018-10-30 | Enhanced motion tracking using transportable inertial sensors to determine that a frame of reference is established | 2015-02-27 | Technologies are described herein for providing enhanced motion tracking using a transportable inertial sensor. Configurations disclosed herein utilize a first inertial sensor mounted to a device to determine a frame of reference, and a second inertial sensor mounted to an object to determine movement of the object within the frame of reference. Configurations disclosed herein determine if the frame of reference is established. If it is determined that the frame of reference is established, the first inertial sensor and the second inertial sensor are used to detect movement of the object within the frame of reference. | 1. An apparatus comprising: a first inertial sensor mounted on a portable device of a user;a second inertial sensor mounted on a tracking device of the user being carried by a moving platform; anda computer-readable storage medium storing executable instructions configured to: receive, from the portable device, input that indicates the portable device is affixed or secured to the moving platform,receive, from the first inertial sensor, a signal useable to determine an established frame of reference based at least in part on the portable device being affixed or secured to the moving platform,receive, from the second inertial sensor, a signal useable to determine movement of the tracking device within the established frame of reference;provide a notification,receive a response to the notification, andbased on the response indicating an acceptance, process the signal received from the second inertial sensor and the signal received from the first inertial sensor to determine the movement of the tracking device within the established frame of reference. 2. The apparatus of claim 1, wherein the executable instructions are further configured to track the movement of the tracking device within the established frame of reference. 3. The apparatus of claim 1, wherein the executable instructions are further configured to determine that the established frame of reference has been established based, at least in part, on the signal received from the first inertial sensor. 4. The apparatus of claim 1, wherein the executable instructions are further configured to determine that the established frame of reference has been established based, at least in part, on the signal received from the second inertial sensor. 5. The apparatus of claim 1, wherein the executable instructions are further configured to determine that the established frame of reference has been established based, at least in part, on the signal received from the first inertial sensor and the signal received from the second inertial sensor. 6. The apparatus of claim 1, wherein the executable instructions are further configured to determine that the established frame of reference has been established based, at least in part, on the signal received from the first inertial sensor and contextual data received by the tracking device. 7. The apparatus of claim 6, wherein the contextual data identifies a location of the portable device. 8. The apparatus of claim 1, wherein the tracking device comprises a processor in communication with the computer-readable storage medium, the executable instructions further configured to cause the tracking device to: interpret a pattern of the signal received from the first inertial sensor, anddetermine that the established frame of reference has been established based, at least in part, on the pattern. 9. The apparatus of claim 1, wherein the tracking device comprises a processor in communication with the computer-readable storage medium, the executable instruct... | MICROSOFT TECHNOLOGY LICENSING, LLC | A61B005/00 G06F003/0346 G01C021/16 G06F001/16 H04M001/725
US10085733 | B2 | 2018-10-02 | Endoscopic system for accessing constrained surgical spaces | 2015-06-08 | A retractor instrument for minimally invasive surgery may include a housing with a longitudinal axis, an arm extending from a distal end of the housing, and an actuation mechanism, wherein actuation of the actuation mechanism causes radial expansion of the arm relative to the longitudinal axis. The device may be adapted for use with an endoscope or arthroscope or may be an integral part of one such scope. A method of performing surgery in constrained areas within the body is also included and may be applicable to the carpal tunnel of a wrist and palm or the cubital tunnel of an elbow. | 1. A medical instrument for minimally invasive surgery comprising an outer housing having a tubular shape, a distal end and a proximal end, and defining a longitudinal axis;a tubular body positioned within the outer housing and configured to slide longitudinally with respect to the outer housing;a sleeve positioned between the outer housing and the tubular body and configured to slide longitudinally with respect to both the outer housing and the tubular body, wherein the sleeve tapers in thickness from an intermediate longitudinal location to a distal end;a plurality of retractor arms extending from the distal end of the outer housing and coupled to the distal end of the outer housing via respective hinged connections, wherein each of the retractor arms defines a convex curved rib extending radially inward from and along a longitudinal length of an inner surface of each of the retractor arms;an additional retractor arm extending from the distal end of the outer housing and coupled to the distal end of the outer housing via a respective hinged connection, wherein the additional retractor arm has a smooth inner surface with no rib; anda first actuation mechanism attached to the sleeve and configured to move the sleeve longitudinally with respect to the outer housing; whereinlongitudinally advancing the sleeve distally with the first actuation mechanism causes an outer surface of the sleeve to slide along the convex curved ribs thereby expanding each of the retractor arms radially outward relative to the longitudinal axis. 2. The medical instrument of claim 1, wherein the distal end of the outer housing defines a plurality of distally extending tabs and a base of each of the retractor arms and the additional retractor arm define a slit for receiving respective tabs of the plurality of distally extending tabs to form the hinged connections. 3. The medical instrument of claim 2, wherein the base of each of the retractor arms defines an inner shell portion that defines a portion of the respective slit; andthe sleeve further defines a stepped down portion adjacent to and proximal to the intermediate longitudinal location that forms an annular shelf that interfaces with a proximal edge of the inner shell portion when the plurality of retractor arms are fully extended radially outward. 4. The medical instrument of claim 1, wherein the convex curved rib of each of the retractor arms is oriented substantially normal to the inner surface of the retractor arm. 5. The medical instrument of claim 1, wherein the tubular body is configured to extend telescopically beyond a distal end of the sleeve. 6. The medical instrument of claim 1, wherein the tubular body is further configured to rotate with respect to the outer housing. 7. The medical instrument of claim 1, wherein the sleeve is configured to rotate with respect to both the outer housing and the tubular body. 8. The medical instrument of claim 1, wherein the tubular body is an endoscope or arthroscop... | - | A61B017/02 A61B001/018 A61M025/09 A61B001/00 A61B001/04 A61B001/317 A61B001/32 A61B005/00 A61B017/00
US10083335 | B2 | 2018-09-25 | Image acquisition apparatus, terminal device, liquid crystal terminal device and image acquisition method | 2014-12-26 | An image acquisition apparatus, a terminal device, a liquid crystal terminal device, and an image acquisition method are provided. The image acquisition apparatus (8) includes a light guide plate (1) and an image scanner (16) disposed to be spaced apart from the light guide plate (1), a light source (2) being disposed at a side of the light guide plate (1). The image acquisition apparatus (8) is integrated into the terminal device (7). The liquid crystal terminal device includes a LCD panel (11), a backlight element (12) and the image acquisition apparatus (8), an image scanner (16) of the image acquisition apparatus (8) being disposed in the backlight element (12). The image acquisition method includes: making at least part of light emitted by the light source (2) enter and propagate inside the light guide plate (1) through TIR, and acquiring an image of an object on the other side of the light guide plate (1) by an image scanner (16). An ultra-thin image acquisition apparatus (8), terminal device (7) and liquid crystal terminal device formed based on a waveguide principle and a multi-pinhole imaging principle significantly reduce the size and thickness of an image acquisition module in the device and greatly facilitate the implementation of mobile devices and embedded devices in which an image acquisition function is required. | 1. An image acquisition apparatus, comprising: a light guide plate;a light source for emitting light into the light guide plate, wherein the light source is disposed at one side of the light guide plate;a pinhole imaging plate disposed to be spaced apart from the light guide plate, wherein the pinhole imaging plate has at least one imaging pinhole; andan image sensor for acquiring an image of an object above the light guide plate, wherein the image sensor is disposed to be spaced apart from the pinhole imaging plate;wherein, vertical distance from a surface of the light guide plate away from the pinhole imaging plate to a center plane of the pinhole imaging plate is defined as object distance hobject and the object distance hobject satisfies a formula ofhobject≥2⁢r2⁢⁢tg⁡(α/2),wherein r represents distance between centers of two adjacent imaging pinholes, and α represents angular field of view of the imaging pinhole, wherein the image acquisition apparatus is configured for:making at least part of light emitted by the light source enter and propagate inside the light guide plate through total internal reflection;establishing multiple scanning regions corresponding to multiple imaging pinholes for the object above the light guide plate, wherein adjacent scanning regions are overlapping with each other;capturing multiple imaging regions corresponding to multiple imaging pinholes by the image sensor as partial images of the object above the light guide plate being scanned in corresponding scanning regions, wherein the partial images do not overlap with each other; andstitching together the partial images in each of the imaging regions to obtain a complete image of the object being scanned. 2. The image acquisition apparatus according to claim 1, wherein, distance r between centers of two adjacent imaging pinholes satisfies a formula of r≥2·himagetg(α/2), wherein himage represents image distance, which is vertical distance from the image sensor to a center plane of the pinhole imaging plate, and α represents angular field of view of the imaging pinhole. 3. A terminal device, comprising the image acquisition apparatus according to claim 1. 4. A terminal device, comprising the image acquisition apparatus according to claim 2. 5. An image acquisition method for an image acquisition apparatus, the method comprising: making at least part of light emitted by a light source enter and propagate inside a light guide plate through total internal reflection;establishing multiple scanning regions corresponding to multiple imaging pinholes for the object above the light guide plate, wherein adjacent scanning regions are overlapping with each other;capturing multiple imaging regions corresponding to multiple imaging pinholes by the image sensor as partial images of the object above the light guide plate being scanned in corresponding scanning regions, wherein the partial images do not overlap with each other; andstitching together the partial images in each of ... | Vkansee Technology Company Ltd. | G06K009/00 F21V008/00 G02F001/1333 G06K009/20 A61B005/1172 G02F001/1335
US10105069 | B2 | 2018-10-23 | Induction heating applications | 2017-04-19 | A system and method for inductive heating applications includes positioning one or more inductive heating elements in a location, delivering electromagnetic radiation, by a radiation source, to heat at least a portion of the one or more inductive heating elements, and detecting, by a detector, the heat generated by the one or more inductive heating elements. The system and method also include controlling, by a processing unit, a condition based on the detected heat. | 1. A method comprising: positioning one or more inductive heating elements in a location;directing the electromagnetic radiation to a capsule encasing the one or more inductive heating elements and swallowed by a subject;delivering electromagnetic radiation, by a radiation source, to heat at least a portion of the one or more inductive heating elements;controlling a temperature of the capsule by adjusting an amount of the electromagnetic radiation delivered to the capsule;detecting, by a detector, the heat generated by the one or more inductive heating elements; andcontrolling, by a processing unit, a condition based on the detected heat, wherein controlling the condition comprises tracing a path followed by the capsule within the subject. 2. The method of claim 1, wherein the one or more inductive heating elements are ferrofluid. 3. The method of claim 2, wherein the ferrofluid is encased in the capsule. 4. The method of claim 1, further comprising: injecting one or more second inductive heating elements into a bloodstream of a subject; anddetecting heat emanated from the one or more second inductive heating elements for identifying a duration of travel of the one or more inductive heating elements within the bloodstream of the subject. 5. A method comprising: positioning one or more inductive heating elements in a location, wherein the positioning comprises positioning a thermal paper in contact with a ferrous substrate formed of the one or more inductive heating elements;delivering electromagnetic radiation, by a radiation source, to heat at least a portion of the one or more inductive heating elements, wherein the delivering the electromagnetic radiation comprises targeting the electromagnetic radiation to the ferrous substrate in a pattern for heating portions of the ferrous substrate along the pattern;detecting, by a detector, the heat generated by the one or more inductive heating elements; andcontrolling, by a processing unit, a condition based on the detected heat, wherein the controlling the condition comprises transferring heat from the heated portions of the ferrous substrate to the thermal paper for forming the pattern on the thermal paper. 6. The method of claim 5, further comprising a computing device connected to the radiation source for controlling the delivery of the electromagnetic radiation to the ferrous substrate along the pattern. 7. A method comprising: positioning one or more inductive heating elements in a location, wherein the positioning comprises injecting the one or more inductive heating elements into a tumor of a subject;delivering electromagnetic radiation, by a radiation source, to heat at least a portion of the one or more inductive heating elements;detecting, by a detector, the heat generated by the one or more inductive heating elements; andcontrolling, by a processing unit, a condition based on the detected heat, wherein the controlling the condition comprises targeting the electromagnetic radiation to ... | - | A61B005/028 A61N002/00 A61B005/01 A61F007/00 A61M005/00 A61N002/02
US10104363 | B2 | 2018-10-16 | Optical system in 3D focus scanner | 2017-08-22 | A scanner for obtaining and/or measuring a 3D geometry of at least a part of a surface of an object includes a camera having an array of sensor elements, a first device for generating a probe light, a device for transmitting the probe light rays towards the object, a device for transmitting light rays returned from the object to the array of sensor elements, an optical system for imaging with a first depth of field on the camera the transmitted light rays, a device for varying the position of the focus plane on the object, a device for obtaining at least one image from said array of sensor elements, a device for determining the in-focus position(s) of sensor elements, and a device for transforming the in-focus data into 3D coordinates. | 1. A scanner for obtaining and/or measuring a 3D geometry of at least a part of a surface of an object, said scanner comprising: a first light source configured for generating probe light rays;a first camera comprising an array of sensor elements, where said first camera is configured for obtaining at least one image from said array of sensor elements;an arrangement of optical components configured for: transmitting the probe light rays towards the object such that at least a part of the object can be illuminated;transmitting light rays returned from the object to the array of sensor elements; andimaging with a first depth of field at least part of the transmitted light rays returned from the object onto the array of sensor elements;where the arrangement of optical components comprises focusing optics that define a focus plane for the scanner, and where at least part of the optical components forms a first optical system that provides the imaging of light onto the array of sensor elements;a positioning device configured for varying the position of the focusing optics, such that the position of the focus plane relative to the scanner is changed;a second camera arranged to capture a portion of the light rays returned from the object, where the light rays have been transmitted through at least a part of the first optical system, to provide a second depth of field image with a second depth of field, where the second camera is arranged in the aperture in the first optical system;a data processing device, configured for: determining the in-focus position(s) of: each of a plurality of the sensor elements for a range of focus plane positions, oreach of a plurality of groups of the sensor elements for a range of focus plane positions,and for transforming the in-focus data into 3D coordinates;where a ratio between the second depth of field and the first depth of field is in the range of 10 to 2000, and a region of the aperture, where the light rays are captured from by the second camera, is less than 30% of an area of the aperture. 2. The scanner according to claim 1, wherein the second camera is adapted for forming at least one image in 1D and 2D of at least some of the captured light rays. 3. The scanner according to claim 1, wherein the second depth of field image has the same perspective as the first depth of field image. 4. The scanner according to claim 1, wherein the focusing optics is arranged outside the path of the captured portion of the returned light rays to the second camera such that the second depth of field image is unaffected by varying the position of the focus plane on the object. 5. The scanner according to claim 1, wherein the second camera is arranged in front of the focusing optics such that the light rays are captured by the second camera without intersecting the focusing optics when returning from the object. 6. The scanner according to claim 1, wherein the first camera and the second camera are adapted to operate simultaneou... | 3SHAPE A/S | H04N013/00 A61B005/00 A61B005/107 A61C009/00 G01B011/24 G01B011/25 H04N013/204
US10082504 | B2 | 2018-09-25 | Apparatuses and methods for generating and measuring environmental levels of allergens | 2015-11-17 | The present disclosure provides an apparatus comprising an air circulating device, an allergen source comprising an allergen, and a housing. The housing can be collapsible, portable, disposable and configurable. The present disclosure also provides a method comprising positioning an allergen source comprising an allergen in a chamber, distributing at least a portion of the allergen from the allergen source within the chamber, and collecting at least a portion of the distributed allergen. In an embodiment, the level of the shed allergen can be used to measure the effectiveness of various measures implemented to reduce airborne Fel d1 that is emitted from soiled cat litter. In another embodiment, the allergen can be introduced at a desired level in the chamber, and the resultant symptoms of a subject (e.g. a human) within the chamber can be identified and correlated with the amount of allergen. | 1. A method comprising: positioning a first allergen source comprising an allergen in a chamber;distributing at least a portion of the allergen from the first allergen source within the chamber; andcollecting at least a portion of the distributed allergen;wherein the chamber is in a first configuration during the positioning of the allergen source, the distributing of the allergen, and the collecting of the allergen, and the method further comprises arranging the chamber in a second configuration that has a size smaller than the first configuration. 2. The method of claim 1, wherein the allergen is Feline domesticus allergen number 1. 3. The method of claim 1, further comprising measuring the amount of the collected allergen by performing a Fel d1 enzyme-linked immunosorbent assay (ELISA) on the collected allergen. 4. The method of claim 1, wherein an individual is present in the chamber during at least a portion of the distributing of the allergen, and the method further comprises measuring symptoms of the individual. 5. The method of claim 1, wherein the distributing of the allergen comprises maintaining at least a portion of the allergen in suspension in the chamber. 6. The method of claim 1, wherein the distributing of the allergen comprises circulating air in the chamber using a first fan. 7. The method of claim 6, wherein the distributing of the allergen comprises circulating air in the chamber using a second fan positioned on an opposite side of the allergen source relative to the first fan. 8. The method of claim 7, wherein the second fan is an oscillating fan. 9. The method of claim 1, wherein the distributing of the allergen is performed for a predetermined time period. 10. The method of claim 1, wherein the allergen source comprises a predetermined amount of the allergen when positioned in the chamber. 11. A method comprising: performing a first test comprising positioning a first allergen source comprising a first amount of an allergen in a first chamber, distributing at least a portion of the first amount of the allergen within the first chamber by circulating air in the first chamber using a first fan and a second fan, the second fan be positioned on an opposite side of the first allergen source relative to the first fan, collecting at least a portion of the distributed allergen as a first sample, and measuring the amount of the collected allergen by performing a Fel d1 enzyme-linked immunosorbent assay (ELISA) on the first sample; andperforming a second test comprising positioning a second allergen source comprising a second amount of the allergen in a second chamber, distributing at least a portion of the second amount of the allergen within the second chamber by circulating air in the second chamber using a first fan and a second fan, the second fan be positioned on an opposite side of the second allergen source relative to the first fan, collecting at least a portion of the distributed allergen as a second sample, and ... | Nestec S.A. | A61G010/00 G01N033/566 A61B005/00 A61G010/02 G01N033/68
US10092233 | B2 | 2018-10-09 | Method and apparatus for non-invasive liver function testing | 2015-04-24 | Disclosed are a non-invasive liver function testing apparatus and method. The non-invasive liver function testing apparatus includes a light source configured to irradiate light onto an object, a light detector configured to detect information about light reflected from the object, a raw data extractor configured to extract raw data, associated with at least one target material constituting the object, from the information detected by the light detector, and a data processor configured to extract liver function-related information, including a correlation with the at least one target material, from the raw data. | 1. A non-invasive liver function testing apparatus comprising: a data processor configured to store information about a correlation between first raw data, associated with at least one target material of a plurality of first objects and extracted by irradiating light onto the plurality of first objects, and liver function-related information obtained by collecting blood from the plurality of first objects;a light source configured to irradiate light onto a second object, the second object comprising the at least one target material;a light detector configured to detect information about light reflected from the second object; anda raw data extractor circuitry configured to extract second raw data, associated with the at least one target material of the second object, from the information detected by the light detector,wherein the data processor is further configured to determine liver function-related information corresponding to the second raw data, by using the information about the correlation. 2. The non-invasive liver function testing apparatus of claim 1, wherein the light detector comprises a spectrometer configured to divide the light reflected from the second object to generate a spectrum. 3. The non-invasive liver function testing apparatus of claim 2, wherein the raw data extractor circuitry comprises a spectrum analyzer configured to extract the second raw data, associated with the at least one target material of the second object, from the spectrum. 4. The non-invasive liver function testing apparatus of claim 2, wherein the spectrometer comprises an infrared spectrometer. 5. The non-invasive liver function testing apparatus of claim 4, wherein the spectrometer comprises a mid-infrared spectrometer or a near-infrared spectrometer. 6. The non-invasive liver function testing apparatus of claim 4, wherein the spectrometer comprises a Fourier transform-infrared (FT-IR) spectrometer. 7. The non-invasive liver function testing apparatus of claim 4, wherein the spectrometer further comprises an attenuated total reflectance prism. 8. The non-invasive liver function testing apparatus of claim 2, wherein the spectrometer comprises a Raman spectrometer. 9. The non-invasive liver function testing apparatus of claim 1, wherein the information about the correlation comprises a correlational formula or a lookup table. 10. The non-invasive liver function testing apparatus of claim 1, wherein the at least one target material comprises at least one functional group selected from the group consisting of a COOH group, a —C═O group, and a C—N group. 11. The non-invasive liver function testing apparatus of claim 1, wherein the liver function-related information corresponding to the second raw data comprises a concentration of at least one enzyme selected from the group consisting of aspartate transaminase (AST), liver transminase (ALT), and γ-gamma glutamyl transpeptidase (GTP). 12. The non-invasive liver function testing apparatus of claim 1, ... | SAMSUNG ELECTRONICS CO., LTD. | A61B005/00 A61B005/145 A61B005/1455
US10085670 | B2 | 2018-10-02 | Apparatus and method for treatment of pain with body impedance analyzer | 2011-11-18 | A patient treatment unit and method analyzes and treats pain in tissues by applying an electrical pulse train to the affected tissue. The impedance of the affected tissue is measured, and the measured impedance is correlated to a level of pain in the patient. The pulse train is further applied in response to the measured impedance to reduce the patient's pain. The patient treatment unit includes a probe stimulus generator that outputs the pulse train. The treatment unit also includes a pair of probes for contacting the patient's body and receiving the pulse train. The pulse has improved shaping based on isolation of high voltage from a low voltage control. The unit further includes a body impedance analysis circuit that senses voltage and current via the probes when the probes are contacting the patient and observe the impedance. A monitor is electrically coupled to the body impedance analysis circuit and provides an indication of the measured impedance indicative of the patient's level of pain in real-time. | 1. A patient treatment unit for analyzing and treating pain in human or animal tissues, the treatment unit comprising: a probe stimulus generator circuit that outputs a sequence of electrical pulses, the electrical pulses having a pulse width, a pulse frequency in a range of substantially above 10 kHz and at or below 20 kHz, a peak pulse amplitude of approximately 190 V, and a maximum output current of about 8.9 mA, the probe stimulus generator controlling the pulse frequency and the pulse width of the electrical pulses;a primary vibrating spherical probe and a secondary spherical probe configured to contact a body of a patient, the primary vibrating spherical probe and the second spherical probe being electrically coupled to the probe stimulus generator to receive the sequence of electrical pulses;a body impedance analysis circuit that senses voltage or current via the primary vibrating spherical probe and the secondary spherical probe in real-time as the sequence of electrical pulses are applied to the tissues when the probes are contacting the body of the patient;a monitor device electrically coupled to the body impedance analysis circuit that provides an indication of the sensed voltage or current as an impedance measurement in real-time as the sequence of electrical pulses are applied to the tissues; anda display device that plots the impedance measurement graphically in real-time. 2. The patient treatment unit of claim 1, further comprising a storage device to store data representing the sensed impedance measurement. 3. The patient treatment unit of claim 1 further comprising a treatment counter circuit that detects and tracks an elapsed treatment time indicative of the time the primary probe is receiving the sequence of electrical pulses. 4. The patient treatment unit of claim 1, wherein the monitor device electrically coupled to the body impedance analysis circuit includes an audio voice output that provides a voice indication of the sensed voltage or current. 5. The patient treatment unit of claim 1, wherein the display device displays a derivative of the impedance measurement graphically in real-time. 6. The patient treatment unit of claim 1 further comprising a memory device that stores initial conditions for the probe stimulus generator. 7. The patient treatment unit of claim 6, wherein the initial conditions include positions for placement of the primary and secondary probes and wherein the display device displays the positions. 8. The patient treatment unit of claim 6, wherein the initial conditions include patient specific data and wherein the display device displays the patient specific data. 9. The patient treatment unit of claim 1 further comprising a memory device, the memory device storing data representing the real-time impedance measurement in correlation with data relating to the patient. 10. The patient treatment unit of claim 1 further comprising a security module, the security module allowing activation of the p... | NewLife Sciences LLC | A61B005/053 A61B005/00 A61N001/36 A61H039/00 A61N001/08
US10080505 | B2 | 2018-09-25 | Electrocardiograph and bioelectrode pad | 2011-11-02 | An electrocardiograph measures an electrocardiac signal by processing electric signals detected by bioelectrode pads. The bioelectrode pads each includes a plurality of sheets of electrodes disposed by being stacked on each other; conductive gel sheets disposed alternately with the sheets of electrodes and interposed between the electrodes; and a dynamic pressure stabilizing plate. The electrocardiograph includes a first differential circuit for obtaining an electrocardiac source signal by taking the difference between signals each obtained from any one of the electrodes of each of two bioelectrode pads; a second differential circuit for obtaining a body motion noise signal by taking the difference between signals obtained from any two of the electrodes of each of said two bioelectrode pads; and a body motion noise removing circuit for removing the low frequency components of the body motion noise signal of each of said two bioelectrode pads from the electrocardiac source signal. | 1. An apparatus for measuring an electrocardiac signal comprising: a plurality of bioelectrode pads adapted to apply to a skin of a living body, each of the plurality of bioelectrode pads including:a plurality of electrode sheets mutually stacked, the plurality of electrode sheets including an outermost electrode sheet positioned farthest from the skin and an inner electrode sheet positioned nearer from the skin than the outermost electrode sheet, each of the plurality of electrode sheets having an independent electrical connector; andat least one conductive gel sheet arranged alternately with the plurality of electrode sheets and each of the at least one conductive gel sheet being interposed between adjacent two of the plurality of electrode sheets among the plurality of electrode sheets, at least one electrode sheet has a shape different from another of the plurality of electrode sheets, and the at least one electrode sheet having a different shape has a net-like shape or a porous shape; andan electrocardiograph for measuring an electrocardiac signal by processing an electrical signal detected by the plurality of bioelectrode pads, the electrocardiograph including:a first difference circuit for determining an original electrocardiac signal by obtaining a difference between signals supplied respectively from the inner electrode sheet among the plurality of electrode sheets in one of the plurality of bioelectrode pads and the inner electrode sheet among the plurality of electrode sheets in another one of the plurality of bioelectrode pads;a second difference circuit for determining a body motion noise signal by obtaining a difference between signals supplied respectively from two of the plurality of electrode sheets in either one of the plurality of bioelectrode pads, the two electrode sheets including at least the outermost electrode sheet; anda body motion noise removing circuit for removing from the original electrocardiac signal a low frequency component of the body motion noise signals supplied from the second difference circuit for either one of the plurality of bioelectrode pads. 2. An apparatus for measuring an electrocardiac signal comprising: a plurality of bioelectrode pads adapted to apply to a skin of a living body, each of the plurality of bioelectrode pads including:a plurality of electrode sheets mutually stacked, the plurality of electrode sheets including an outermost electrode sheet positioned farthest from the skin and an inner electrode sheet positioned nearer from the skin than the outermost electrode sheet, each of the plurality of electrode sheets having an independent electrical connector, the plurality of electrode sheets includes three electrode sheets stacked with each other; andat least one conductive gel sheet arranged alternately with the plurality of electrode sheets and each of the at least one conductive gel sheet being interposed between adjacent two of the plurality of electrode sheets among the plurality of e... | NIPRO CORPORATION HARDA ELECTRONICS CO., LTD | A61B005/0428 A61B005/0408 A61B005/00
US10076264 | B2 | 2018-09-18 | System and method for quantitative magnetic resonance (MR) analysis using T1 mapping | 2016-05-31 | Example apparatus and methods concern determining whether a target material appears in a region experiencing nuclear magnetic resonance (NMR). One method acquires a baseline value for a magnetic resonance parameter (MRP) while the region is not exposed to a molecular imaging agent that affects the MRP and acquires a series of quantitative values for the MRP while the sample is influenced by a molecular imaging agent. Quantitative values may be acquired during a clinically relevant time period (e.g., 60 minutes) during which the change in the MRP (e.g., T1) caused by the molecular imaging agent is at least 90% of the peak change caused by the molecular imaging agent. The molecular imaging agent may be SBK2 and may produce a desired change in T1 for at least thirty minutes in glioblastoma. | 1. A method, comprising: acquiring a nuclear magnetic resonance (NMR) data set from a volume during a period of time in which a change in T1 in the volume due to a molecular imaging agent remains within ninety percent of a peak change in spin-lattice relaxation time (T1) in the volume due to the molecular agent, wherein the molecular imaging agent binds to a tumor in the volume and changes T1 in the tumor; anddetecting a tumor that is less than the size of a voxel in the volume based on identifying characteristic changes in T1 over time using quantitative T1 relaxation time mapping of the NMR data set. 2. The method of claim 1, comprising: displaying an image of the tumor, where the image is reconstructed from the NMR data set. 3. The method of claim 1, where acquiring the NMR data from the volume comprises: acquiring a set of pre-agent NMR data from the volume before the molecular imaging agent is introduced into the volume; andacquiring one or more sets of post-agent NMR data during a period of time during which a change in T1 caused by the molecular imaging agent in the volume remains within at least 90% of a peak change in T1 caused by the molecular imaging agent in the volume, where the period of time is at least fifteen minutes. 4. The method of claim 3, where the period of time is at least thirty minutes. 5. The method of claim 3, where the period of time is at least sixty minutes. 6. The method of claim 3, where identifying characteristic changes in T1 over time is based on quantitative T1 relaxation time mapping applied to the one or more sets of post-agent NMR data indicating that a concentration of at least 0.08 mM is reached in the volume and that a concentration of Gd of at least 0.07 mM is maintained for the period of time in the volume. 7. The method of claim 3, where identifying characteristic changes in T1 over time is based on quantitative T1 relaxation time mapping applied to the one or more sets of post-agent NMR data and the set of pre-agent NMR data, where the quantitative T1 relaxation time mapping indicates a concentration of at least 0.08 mM is reached and that a concentration of Gd of at least 0.07 mM is maintained for the period of time. 8. The method of claim 2, comprising acquiring another set of NMR data from the volume after the molecular imaging agent has been introduced into the volume; reconstructing a T2 weighted image from the another set of NMR data; andselecting a sub-volume of the volume from which one or more sets of NMR data will be acquired based, at least in part, on the T2 weighted image. 9. The method of claim 3, where acquiring members of the one or more sets of NMR data includes acquiring data using a T1 based acquisition approach, a T2 based acquisition approach, or a proton density acquisition approach. 10. The method of claim 9 further comprising acquiring at least one member of the sets of data using magnetic resonance fingerprinting. 11. The method of claim 9 further comprising; produc... | CASE WESTERN RESERVE UNIVERSITY | A61B005/055 G01R033/56 A61B005/00 A61K049/10 G08C023/06 G01R033/50
US10070776 | B2 | 2018-09-11 | Endoscope device with lens moving unit for changing observation depth based on captured images | 2016-04-25 | This endoscope device can simplify the determination of the moving direction of a focusing lens, and can improve the accuracy of auto focusing. The endoscope has the following elements: an optical system having a focusing lens; a lens moving unit which moves the focusing lens along an optical axis thereof; an image capturing unit which obtains an optical image of an object from the optical system as a plurality of images each of which has a different focal position from each other; a moving direction determining section which determines whether to change the observation depth on the basis of the plurality of images, and determines a moving direction toward which the focusing lens is to be moved on the bases of the images; and a drive control unit which controls the lens moving unit to move the focusing lens toward a determined moving direction. | 1. An endoscope device comprising: an optical system having a focusing lens;a lens moving unit which moves the focusing lens along an optical axis thereof in order to change an observation depth when observing an object;an image capturing unit which simultaneously obtains a plurality of images of the object through the optical system when the focusing lens is located at a position by the lens moving unit, focal positions of the plurality of images being different from each other when the focusing lens is located at the positiona moving direction determining section which determines whether to change the observation depth on the basis of the plurality of images, and determines, when the observation depth is determined to be changed, a moving direction toward which the focusing lens is to be moved on the bases of the images; anda drive control unit which controls the lens moving unit to move the focusing lens toward a determined moving direction. 2. The endoscope device according to claim 1, further comprising a position detector for detecting position information which indicates a position of the focusing lens at the time of obtaining the plurality of images, wherein the moving direction determining section calculates contrasts of the plurality of images, respectively, and determines that the observation depth is to be changed when all of the calculated contrasts are smaller than threshold values which are respectively set for the calculated contrasts and which are predetermined in relation to the position information. 3. The endoscope device according to claim 2, wherein the moving direction determining section determines the moving direction of the focusing lens so that the observation depth is changed toward a direction by which the observation depth is moved from a focal position of an obtained image corresponding to a minimum contrast of the calculated contrasts to a focal position of an obtained image corresponding to a maximum contrast of the calculated contrasts. 4. The endoscope device according to claim 1, wherein the image capturing unit captures a near point image whose focal position is at a near point and a distant point image whose focal position is at a distant point, wherein the moving direction determining section calculates a contrast F1 of the near point image and a contrast F2 of the distant point image, and determines that the observation depth is to be changed when the following conditional expression (1) is satisfied, (F1≤Th1)∩(F2≤Th2) (1)wherein the near point threshold Th1 and the distant point threshold Th2 are predetermined so as to correspond to the position information of the focusing lens at the time of obtaining the near point image and the distant point image. 5. The endoscope device according to claim 4, wherein the moving direction determining section determines that the moving direction is a direction toward the near point when the following conditional expression (2) is satisfied, and that the moving direc... | OLYMPUS CORPORATION | A61B001/06 A61B001/04 A61B001/00 G02B023/26 A61B001/045 G02B007/38 G02B023/24 A61B005/06 H04N005/232 A61B001/05 H04N005/225
US10116504 | B2 | 2018-10-30 | Package integrated security features | 2016-09-30 | Embodiments of the invention include a physiological sensor system. According to an embodiment the sensor system may include a package substrate, a plurality of sensors formed on the substrate, a second electrical component, and an encryption bank formed along a data transmission path between the plurality of sensors and the second electrical component. In an embodiment the encryption bank may include a plurality of portions that each have one or more switches integrated into the package substrate. In an embodiment each sensor transmits data to the second electrical component along different portions of the encryption bank. In some embodiments, the switches may be piezoelectrically actuated. In other embodiments the switches may be actuated by thermal expansion. Additional embodiments may include tri- or bi-stable mechanical switches. | 1. A microelectronic package, comprising: a package substrate;a first electrical component;a second electrical component; andan encryption bank formed along a data transmission path between the first electrical component and the second electrical component, wherein the encryption bank comprises a plurality of switches integrated into the package substrate. 2. The microelectronic package of claim 1, wherein the plurality of switches are piezoelectrically driven switches. 3. The microelectronic package of claim 2, wherein each of the plurality of switches comprise: a first electrode;a piezoelectric layer formed on the first electrode; anda second electrode formed on the piezoelectric layer. 4. The microelectronic package of claim 3, wherein the first electrode is formed below the piezoelectric layer and along a first sidewall of the piezoelectric layer, and wherein the second electrode is formed along a second sidewall of the piezoelectric layer that is opposite to the first sidewall. 5. The microelectronic package of claim 4, wherein the second electrode is also formed over a portion of a top surface of the piezoelectric layer. 6. The microelectronic package of claim 4, wherein the first electrode and the second electrode extend over a cavity formed in the package substrate and are electrically coupled to anchors on the package substrate. 7. The microelectronic package of claim 6, further comprising: a conductive trace formed along a sidewall of the cavity, wherein one of the first or second electrodes contact the conductive trace when the switch is actuated. 8. The microelectronic package of claim 3, wherein the first electrode is formed below the piezoelectric layer and the second electrode is formed above the piezoelectric layer. 9. The microelectronic package of claim 8, wherein a bridge trace is formed on the switch below the piezoelectric layer, and wherein the bridge trace is electrically isolated from the first electrode by an insulator material. 10. The microelectronic package of claim 8, wherein the bridge trace formed on the piezoelectric switch completes a circuit when the piezoelectric switch is actuated. 11. The microelectronic package of claim 3, wherein the piezoelectric layer is lead zirconate titanate (PZT), potassium sodium niobate (KNN), zinc oxide (ZnO). 12. The microelectronic package of claim 1, wherein the plurality of switches each include a first portion and a second portion, wherein a cross-sectional area of the first portion is greater than a cross-sectional area of the second portion. 13. The microelectronic package of claim 1, wherein the plurality of switches are bi-stable or tri-stable switches. | Intel Corporation | H01L041/047 H01L041/09 H04L012/24 H01H057/00 H01L041/187 A61B005/0205 A61B005/00 A61B005/024 A61B005/021 A61B005/08 A61B005/145
US10086302 | B2 | 2018-10-02 | Doll companion integrating child self-directed execution of applications with cell phone communication, education, entertainment, alert and monitoring systems | 2016-02-26 | The presented cell phone-enabled doll companion allows a child novel ways to self-select and self-execute applications while requiring no intervention or supervision from the parent. Further, it provides learning, entertainment and safety by integrating cell phone communication, education, entertainment, alert and monitoring systems. While providing a convenient means of communication between the child and parent, the system allows surveillance of a child's real-time environment, GPS monitoring and SIDS/health monitoring. The functionality and the physical elements of the system are programmable through installation of applications downloadable from an application store. Various options for parental access to a configuration interface to modify settings and download applications are provided, including via a cell phone, a website, customer service call center and/or the doll companion touch screen. | 1. A toy device, comprising: a doll housing comprising a housing exterior and an interior cavity disposed within said housing exterior;a computer system disposed within said interior cavity, wherein said computer system comprises at least one processor-readable storage medium, comprises at least one processor in communication with said at least one processor-readable storage medium, and comprises multiple sets of processor-executable application instructions; wherein, upon execution of an application, said processor performs the commands of at least one of said multiple sets of processor-executable application instructions;a display screen in operational communication with said at least one processor;a visually-distinguishable indicator marker, said indicator marker comprising a colored shape, letter, number, or symbol disposed upon said housing exterior;an NFC initiator in signal communication with said at least one processor, and having a radio frequency field-generating portion generating a radio frequency field with said radio frequency field-generating portion disposed directly interior of said indicator marker; andmultiple passive NFC-type tags separate from said doll housing, not connected to a power source, each embedded with a first set of data corresponding to at least one of said multiple sets of processor-executable application instructions; wherein, when a first one of said NFC-type tags is brought within four centimeters of said indicator marker, said first one of said NFC-type tags is powered by said radio frequency field and transmits said first set of data to said NFC initiator;wherein said at least one processor performs the steps of:(1.) receiving said transmitted first set of data from said NFC initiator;(2.) associating at least part of said transmitted first set of data to one of said multiple sets of processor-executable application instructions on said storage medium; and(3.) outputting a request for a second one of said NFC-type tags having a second set of data, wherein, when said second one of said NFC-type tags is brought within four centimeters of said indicator marker, said second one of said NFC-type tags is powered by said radio frequency field and transmits said second set of data to said NFC initiator; the processor outputting a response to said second set of data. 2. The toy device, as recited in claim 1, wherein said housing exterior comprises an opening allowing access into said interior cavity. 3. The toy device, as recited in claim 1, wherein said display screen consists of a touch screen comprising a touch-sensitive surface for receiving touch input data related to a location on said touch-sensitive surface. 4. The toy device as recited in claim 1, wherein said NFC initiator operates at the 13.56 MHz radio band. 5. The toy device, as recited in claim 1, further comprising at least one tactile button accessible from said housing exterior, wherein said at least one processor performs the further steps of: ... | - | A63H003/00 H04B005/00 A61B005/00 H04W008/22 H04W004/02 A63H003/36 A63H003/28 G09B005/06
US10102638 | B2 | 2018-10-16 | Device and method for image registration, and a nontransitory recording medium | 2017-02-02 | A first registration unit performs first registration between a live view and an associated image associated with an object to be imaged. A second registration unit performs second registration between the object captured in the live view and the associated image based on the result of the first registration. At least while the second registration is performed, a display control unit superimposes the associated image on the object captured in the live view, and displays an enlarged view of a partial region of the live view, on which the associated image is superimposed. The second registration unit performs the second registration using a region of the live view larger than the partial region while the enlarged view of the partial region of the live view is displayed. | 1. An image registration device comprising: an image obtaining unit configured to obtain a live view comprising two or more images taken at different times, the live view capturing an object to be imaged;an associated image obtaining unit configured to obtain an associated image associated with the object;a display control unit configured to display the live view and the associated image on a display unit;a first registration unit configured to perform, according to a first registration instruction, first registration between the object captured in the live view and the associated image; anda second registration unit configured to perform second registration between the object captured in the live view and the associated image based on the result of the first registration,wherein, at least while the second registration is performed, the display control unit superimposes the associated image on the object captured in the live view to achieve a registration between the associated image and the live view, and displays an enlarged view of a partial region of the live view, on which the associated image is superimposed, on the display unit, andthe second registration unit performs the second registration using a region of the live view larger than the partial region while the enlarged view of the partial region of the live view is displayed. 2. The image registration device as claimed in claim 1 further comprising an input unit configured to receive specification of the partial region. 3. The image registration device as claimed in claim 2, wherein the display control unit extracts the specified partial region from the live view, and enlarges only the extracted partial region to display an enlarged view of the extracted partial region on the display unit. 4. The image registration device as claimed in claim 1, wherein the second registration unit performs the second registration using the entire region of the live view while the enlarged view of the partial region of the live view is displayed. 5. The image registration device as claimed in claim 1, wherein, if the object includes at least one structure, the associated image is an image representing three-dimensional shapes of the object and the at least one structure. 6. An image registration method comprising the steps of: obtaining a live view comprising two or more images taken at different times, the live view capturing an object to be imaged;obtaining an associated image associated with the object;displaying the live view and the associated image on a display unit;performing, according to a first registration instruction, first registration between the object captured in the live view and the associated image;performing second registration between the object captured in the live view and the associated image based on the result of the first registration;superimposing the associated image on the object captured in the live view to achieve a registration between the associated image and the l... | FUJIFILM Corporation | G06K009/00 G06T007/30 G06T007/00 A61B005/055 A61B006/03 A61B006/00 A61B090/00
US10089074 | B2 | 2018-10-02 | Relationship analysis utilizing biofeedback information | 2017-07-07 | First sensor data may be acquired from a first galvanic skin response sensor monitoring a first user. Second sensor data may be acquired from a second galvanic skin response sensor monitoring a second user. At least one programmable processor may generate a compatibility score between the first user and the second user. The generating may include executing a compatibility algorithm to generate the compatibility score based at least on a comparison of at least one type of response contained in the first sensor data and the second sensor data. A client device may generate an electronic indication of the compatibility score. | 1. A computer program product comprising a non-transitory, machine-readable medium storing instructions which, when executed by at least one programmable processor, cause the at least one programmable processor to perform operations comprising: receiving, at the at least one programmable processor, first sensor data acquired from a first galvanic skin response sensor monitoring a first user;receiving, at the at least one programmable processor, second sensor data acquired from a second galvanic skin response sensor monitoring a second user;receiving user input from the first user specifying a desired feature of the second user;generating, at the at least one programmable processor, a compatibility score between the first user and the second user, the generating comprising: executing a compatibility algorithm that performs an ongoing analysis of the first sensor data to generate the compatibility score based at least on a comparison of at least one type of response contained in the first sensor data and the second sensor data, where the monitoring of the first user is performed simultaneous with the ongoing analysis of the first sensor data; andincreasing, by the compatibility algorithm, the compatibility score when the second sensor data reflects the desired feature; andgenerating, at a client device, an electronic indication of the compatibility score. 2. The computer program product of claim 1, wherein the at least one type of response includes a tonic response and a phasic response, wherein the first sensor data includes first phasic data and first tonic data, and wherein the second sensor data includes second phasic data and second tonic data, the phasic data corresponding to the phasic response and the tonic data corresponding to the tonic response, the operations further comprising: separating, by at least a first discrete decomposition analysis, the first sensor data into a first tonic response and a first phasic response; andseparating, by at least a second discrete decomposition analysis, the second sensor data into a second tonic response and a second phasic response. 3. The computer program product of claim 1, further comprising extracting first tonic data and second tonic data from the first sensor data and the second sensor data, wherein the comparison is further based on the first tonic data and the second tonic data. 4. The computer program product of claim 3, further comprising extracting first phasic data and second phasic data from the first sensor data and the second sensor data, wherein the comparison is further based on the first phasic data and the second phasic data. 5. The computer program product of claim 4, further comprising generating the compatibility score by at least performing statistical analysis of first tonic data and second tonic data extracted from the first sensor data and the second sensor data. 6. The computer program product of claim 1, further comprising generating the compatibility score by at least... | ONTOLEAD, INC. | G01N033/48 G01N033/50 G06F007/02 A61B005/053 A61B005/16
US10105103 | B2 | 2018-10-23 | Remotely powered sensory implant | 2014-03-24 | An implant (110) includes an antenna unit (130) and an encapsulation. The antenna unit includes an elongated ferrite core (142) having a first length and an antenna coil (146) wound around the ferrite core, and is configured to communicate with an external unit (120) using inductive coupling of a magnetic field. The encapsulation encapsulates the antenna unit, and includes one or more openings (134) that are aligned with the ferrite core and have respective second lengths that are equal to or greater than the first length of the ferrite core. | 1. An implant, comprising: an antenna, which is configured to communicate with an external unit using inductive coupling of a magnetic field;circuitry, which is configured to produce data for transmission to the external unit, and to receive electrical power from the magnetic field via the antenna for powering the circuitry;a voltage clamping element, which is coupled to clamp a voltage induced by the magnetic field across the antenna; anda modulation switch, configured to modulate a load impedance applied to the antenna as a function of the data, so as to transmit the data,wherein the electrical power that powers the circuitry is provided to the circuitry from a connection point between the modulation switch and the voltage clamping element, such that the circuitry is disconnected from the antenna while the modulation switch is open. 2. The implant according to claim 1, wherein the voltage clamping element applies a low load impedance across the antenna only when the modulation switch is closed. 3. The implant according to claim 1, wherein the voltage clamping element comprises at least one Zener diode. 4. The implant according to claim 1, wherein the voltage clamping element comprises one or more diodes connected in forward conduction relative to the voltage. 5. The implant according to claim 1, wherein the voltage clamping element comprises a transistor circuit. 6. The implant according to claim 1, wherein the modulation switch and the voltage clamping element are connected in series to one another at the connection point, and wherein the serially-connected modulation switch and voltage clamping element are connected across the antenna. 7. The implant according to claim 1, further comprising an energy backup element, wherein: while the modulation switch is closed, the electrical power is provided to the circuitry from the antenna and also charges the energy backup element; and while the modulation switch is open and the circuitry is disconnected from the antenna, the electrical power is provided to the circuitry from the energy backup element. 8. A method for operating an implant, the method comprising: producing, using circuitry in the implant, data for transmission to an external unit, and modulating a load impedance applied to an antenna using a modulation switch as a function of the data so as to transmit the data to the external unit using inductive coupling of a magnetic field;receiving via the antenna electrical power from the magnetic field for powering the circuitry; andusing a voltage clamping element, clamping a voltage induced by the magnetic field across the antenna,wherein the electrical power that powers the circuitry is provided to the circuitry from a connection point between the modulation switch and the voltage clamping element, such that the circuitry is disconnected from the antenna while the modulation switch is open. 9. The method according to claim 8, wherein the voltage clamping element comprises at least one Z... | VECTORIOUS MEDICAL TECHNOLOGIES LTD. | H04B005/00 A61B005/00 H02J050/90 H02J050/80 H02J050/70 H02J050/12 A61B005/0215 H02J007/06 H02J005/00
US10116924 | B2 | 2018-10-30 | Color analysis and control using an electronic mobile device transparent display screen | 2017-04-03 | A mobile electronic device includes a transparent display screen for comparing and accurately determining the color of a predetermined object, for various applications, including augmented reality. Color data for a perceived color stores in a memory and displays images as perceived through the transparent display screen. Image difference values are determined between a first set of optical processing data and a second set of optical processing data. The transparent display screen indicates image difference values from including differences in color, texture, transparency, lighting, etc., especially for augmented reality applications. A memory stores optical processing data and optical processing instructions and algorithms. A computer processor executes optical processing instructions and algorithms and in response to optical processing data generated. An optical lens captures an image of an object for display on the transparent display screen. A transparent portion of the transparent display screen of the mobile electronic device displays the object. | 1. A method for comparing the image data of a predetermined object using an electronic mobile device, comprising the steps of: using at least one transparent display screen associated with the electronic mobile device for generating optical processing data;storing said optical processing data, and optical processing instructions, and computer processor algorithms in a memory associated with the electronic mobile device;operating a computer processor associated with the electronic mobile device and said memory for executing said optical processing instructions and computer processor algorithms in response to said optical processing data;directing an optical lens of the electronic mobile device to capture an object image of an object for display on said at least one transparent display screen;collecting a first set of optical processing data using data deriving from the capture of the object image, said first set of optical processing data comprising a first set of color image data;displaying the object for display through a transparent portion of the said at least one transparent display screen and generating there from a second set of optical processing data comprising a second set of image data;receiving and storing in said the memory a said second set of image data associated with perceiving the object through the at least one transparent display screen;executing instructions on the computer processor for determining image difference values between said first set of image data and said second set of image data; anddisplaying on the at least one transparent display screen image difference values from the group consisting of color differences, texture differences, transparency differences, lighting differences, motion differences, focus differences and the like. 2. The method of claim 1, further comprising the step of adjusting the color value of the object as captured through said optical lens of said electronic mobile device using said computer processor, said memory, and said at least one transparent display screen. 3. The method of claim 1, further comprising the step of performing an augmented reality computer process using said optical processing data said optical processing instructions, and computer processor algorithms executing the computer processor associated with the electronic mobile device. 4. The method of claim 1, wherein said at least one transparent display screen comprises a single display screen having at least one bonded monolithic form. 5. The method of claim 1, wherein said at least one transparent display screen comprises a layered monolithic form. 6. The method of claim 1, further comprising the step of controllably varying the translucence of said at least one transparent display screen through a translucence range of zero translucence or opaque to 100% translucence or transparent. 7. The method of claim 1, further comprising the steps of generating suggestions to a user for determining possible factors causing sa... | - | G06K009/00 H04N013/225 A63F013/25 A63F013/2145 G06Q030/02 H04N013/128 H04N013/207 H04N013/31 H04N013/324 H04N013/398 H04N013/243 H04N013/388 A61B090/00 A61B005/00 A61B005/055 A61B006/00 G06T007/90 G06T007/40 H04N007/18 G06F003/0354 G06F003/041 A61B034/00 A61B034/20
US10100941 | B2 | 2018-10-16 | Valve positioning structure | 2013-10-10 | A valve positioning structure is provided for pressing down a switch arranged in a valve so that fluid is allowed to flow through an inlet opening of the valve when the switch is pressed down in order to control the fluid to flow into/out of at least one bladder. The valve positioning structure includes a casing that receives the valve therein and the casing is provided with a contact member and a manipulation member respectively and movably on upper and lower surfaces of the casing. The contact member and the manipulation member are coupled to each other so that the contact member is operable to drive the manipulation member to move. The manipulation member includes an operation section, where the operation section is movable toward and is enabled to press down the switch when the manipulation member is driven by the contact member to move toward the switch. | 1. A valve positioning structure for pressing down a switch arranged in a valve so that a fluid is allowed to flow through an inlet opening of the valve when the switch is pressed down in order to control the fluid to flow into/out of at least one bladder, comprising: a casing receiving the valve therein;a contact member movable on an upper surface of the casing in a first linear direction; anda manipulation member movable on a lower surface of the casing, the contact member and the manipulation member being coupled to each other so that the contact member is operable to drive the manipulation member to move, when the manipulation member is driven by the contact member to move toward the switch, the manipulation member has a C-shaped portion with an opening at a side of the C-shaped portion configured to be moved in the first linear direction to receive the switch from the opening and to press down the switch in a second linear direction, substantially perpendicular to the first linear direction, to allow the fluid to flow through the valve, wherein the C-shaped portion has two side parts opposite to each other, between which the switch is received when the manipulation member is moved in the first linear direction toward the switch, wherein each of the side parts has a slope surface configured to move in the first direction over a flange of the switch radially protruding from an annular surface of the switch to press down the flange of the switch in the second linear direction. 2. The valve positioning structure of claim 1, wherein the casing is provided with an inner space receiving the switch. 3. The valve positioning structure of claim 1, wherein the casing is provided with a longitudinal guide hole therein, the contact member comprising a coupling element received in the longitudinal guide hole to have the contact member configured to be moved along the longitudinal guide hole in the first direction and to couple with the manipulation member, whereby the manipulation member is configured to be driven by the contact member to move along the longitudinal guide hole toward the switch in the first direction. 4. The valve positioning structure of claim 1, wherein the casing is provided with multiple longitudinal through holes therein, the contact member comprising multiple guiding elements respectively received in the longitudinal through holes to move along the longitudinal through holes in the first direction. 5. The valve positioning structure of claim 1, wherein the contact member comprises multiple projections thereon to have a finger touch and press the projections. 6. The valve positioning structure of claim 1, wherein the contact member comprises a bearing section thereon to have a finger to contact and push the bearing section. 7. The valve positioning structure of claim 1, wherein said each of the side parts has a horizontal surface extending from a free end thereof, wherein said each of the side parts has its slope surface sloped... | - | F16K001/00 F16K001/52 F16K031/524 A61B005/02 A61M039/22 A61M025/10 F16K015/20 A61B005/0235
US10085767 | B2 | 2018-10-02 | Methods and apparatuses for fluoro-less or near fluoro-less percutaneous surgery access | 2016-05-03 | A needle access assembly and method for obtaining percutaneous needle access with little or no fluoroscopy. The method can include selecting a target for percutaneous access, directing a laser guide at a desired needle-insertion angle and in line with the selected target, aligning the needle access assembly with the laser, and inserting the needle into the target. | 1. A needle access device configured for insertion into a patient with reduced fluoroscopy, the device comprising: a needle connected to a hub portion, the hub portion comprising: an opaque cap portion;a non-opaque body portion positioned between the opaque cap portion and the needle;a reflective surface positioned in the non-opaque body portion, wherein the reflective surface comprises a dome reflector; anda channel extending through the opaque cap portion, the channel positioned such that the non-opaque body portion only illuminates when a light source is aligned with the channel. 2. The needle access device of claim 1, wherein the channel has a diameter that is less than or equal to an outer diameter of the needle. 3. The needle access device of claim 1, wherein the reflective surface is positioned across a transverse plane of the hub portion. 4. The needle access device of claim 1, further comprising at least two concentric circles disposed on a proximal end of the hub portion. 5. The needle access device of claim 1, further comprising a crosshatch disposed on a proximal end of the hub portion. 6. The needle access device of claim 1, wherein the hub portion further comprises a luer connector configured to connect to a cannula. 7. The needle access device of claim 1, wherein the opaque cap portion is removably secured to the non-opaque body portion. 8. The needle access device of claim 7, wherein the opaque cap portion is threadably secured to the non-opaque body portion. 9. The needle access device of claim 1, wherein an inner diameter of the non-opaque body portion is larger than a diameter of the channel. 10. The needle access device of claim 1, wherein an outer diameter of the non-opaque body portion is at least two times larger than an outer diameter of the needle. 11. The needle access device of claim 1, wherein an outer diameter of the non-opaque body portion is at least five times larger than an outer diameter of the needle. 12. The needle access device of claim 1, wherein the non-opaque body portion is translucent. 13. The needle access device of claim 1, wherein the non-opaque body portion is transparent. | FACULTY PHYSICIANS AND SURGEONS OF LOMA LINDA UNIVERSITY | A61B017/34 A61B005/06 A61B001/00 A61B017/00 A61M025/00 A61B001/06 A61B008/08 A61B006/00 A61M025/10 A61B034/20 A61B090/13 A61B001/307 A61B001/018 A61B006/12 A61B090/00
US10092207 | B1 | 2018-10-09 | Tissue-penetrating electrochemical sensor featuring a co-electrodeposited thin film comprised of polymer and bio-recognition element | 2017-05-09 | A method and device to impart the ability to selectively quantify chemical/biochemical analytes occupying physiological fluids via an automated process that allow the precise and spatially-defined simultaneous deposition of a thin-film of polymer containing an immobilized biorecognition element dispersed therein. A tissue penetrating electrochemical sensor comprises at least one working electrode and at least one of a reference electrode and a counter electrode. | 1. A tissue-penetrating electrochemical sensor device for the quantification of a chemical or biochemical entity in a physiological fluid, the device comprising: a tissue-penetrating electrochemical sensor comprising at least one spatially-defined working electrode;a conducting polymer film comprising an organic electroactive monomer precursor and at least one biorecognition element, the organic electroactive monomer precursor and the at least one biorecognition element dispersed uniformly and physically entrapped in the conducting polymer film;wherein the conducting polymer film is produced by immersing the tissue-penetrating electrochemical sensor in a solution containing the at least one biomolecular recognition element and the organic electroactive monomer precursor which is dissolved in the solution, and wherein application of an oxidizing potential or a reducing potential at the spatially-defined working electrode causes the co-electrodeposition of the conducting polymer film. 2. The device of claim 1 wherein the organic electroactive monomer precursor is selected for at least one of its perm-selective properties following conversion to a thin-film of polymer, its charge rejection properties following conversion to a thin-film of polymer, its anti-biofouling properties following conversion to a thin-film of polymer, its porosity following conversion to a thin-film of polymer, its diffusion-limiting nature following conversion to a thin-film of polymer, or its self-limited growth during conversion to a thin-film of polymer. 3. The device of claim 1 wherein the biomolecular recognition element comprises at least one of an enzyme, biocatalyst, inorganic catalyst, ion-selective material, antibody, oligonucleotide, electrochemical redox mediator, cell, or organelle. 4. The device of claim 1 wherein the tissue-penetrating electrochemical sensor further comprises a counter electrode. 5. The device of claim 1 wherein said tissue-penetrating electrochemical sensor further comprises a reference electrode. 6. The device of claim 1 wherein the oxidizing potential or reducing potential is either a fixed potential or a time-varying potential. 7. The device of claim 6 wherein the oxidizing potential or reducing potential is applied using one of an amperometric technique, a voltammetric technique, a conductometric technique, or a coulometric technique. 8. The device of claim 6 wherein the oxidizing potential or the reducing potential is selected to result in the formation of a precise thickness of the conducting polymer film. 9. The device of claim 6 wherein the oxidizing potential or the reducing potential is applied for a specified time duration to result in the formation of a precise thickness of the conducting polymer film. 10. The device of claim 6 wherein the oxidizing potential or the reducing potential is selected to pass a specified amount of charge through at least one of the working electrode to result in the formation of a precise thic... | Biolinq, Inc. | H01M008/16 A61B005/05 A61B005/145 A61M005/172 A61N001/05 A61N001/30
US10101571 | B2 | 2018-10-16 | Perfusion assessment multi-modality optical medical device | 2013-07-05 | A perfusion assessment multi-modality optical medical device comprising ⋅ a white light image sensor (320) and optical system configured to image a body area of interest (130, 340),a coherent light source (330) for illuminating said body area of interest with wavelength of 760-810 nm,an optical coherence imaging (OCI) image sensor (310) detecting the fluctuations of the backscattered light (302) near the illumination wavelength from at least part of said illuminated body area of interest (340),a fluorescence image sensor (315) to detect the fluorescence signal at higher wavelength than the illumination wavelength from at least part of said illuminated body area of interest (340),a screen (115, 210) to show the results from the modalities, all previous items being included in a single movable unit (200) which furthermore comprisesa processing unit (105, 110) to calculate perfusion map from the OCI image sensor (310) using LDI or LSI algorithms, wherein said white light image sensor (320), said OCI image sensor (310) and said fluorescence image sensor (315), at least partially, use a common optical path (610). | 1. A perfusion assessment multi-modality optical medical device comprising: a coherent light source for illuminating a body area of interest;an optical coherent imaging (OCI) image sensor that detects fluctuations of backscattered light near the illumination wavelength from at least part of said illuminated body area of interest;a fluorescence image sensor to detect a fluorescence signal at a wavelength different from the illumination wavelength from at least part of said illuminated body area interest;a screen, the coherent light source, the OCI image sensor, the fluorescence image sensor, and the screen are included in a single movable unit, said OCI image sensor, and said fluorescence image sensor, at least partially, use a common optical path; anda processing unit coupled to the OCI image sensor and the fluorescence image sensor for comparing the blood flow or perfusion information in the OCI image and in the fluorescence image to differentiate microcirculatory blood perfusion from larger vessels with the blood flow being faster in the larger vessels and wherein the results of the comparison are displayed on the screen. 2. The device according to claim 1, wherein said OCI image sensor and said fluorescence image sensor are a single image sensor. 3. The device according to claim 1, further including a white light image sensor and an optical system configured to image the body area of interest and wherein the white light image sensor is configured such that a body area of interest can be shown with at least 1.5×magnification. 4. The device according to claim 1, further comprising detecting means for the position and orientation of the device head in relation to a patient. 5. The device according to claim 4, wherein the processing unit renders stored images and/or metadata related to the currently visualized body area. 6. The device according to claim 1, wherein the processing unit is used to generate an overlay image from the OCI image information and fluorescence image information. 7. The device according to claim 3, further comprising an auto-focus system for the white light image wherein the focus point is automatically detected by locating the point on the screen which is focused by the user's eye. 8. The device according to claim 1 wherein coherent light source generates a wavelength of 760-810 nm. 9. A perfusion assessment multi-modality optical medical device comprising: a coherent light source for illuminating a body area of interest;an optical coherent imaging (OCI) image sensor that detects fluctuations of backscattered light near the illumination wavelength from at least part of said illuminated body area of interest;a fluorescence image sensor to detect a fluorescence signal at a wavelength different from the illumination wavelength from at least part of said illuminated body area interest, said OCI image sensor, and said fluorescence image sensor, at least partially, use a common optical path;a screen; anda processing unit ... | NOVADAQ TECHNOLOGIES ULC | G02B021/36 G02B021/16 A61B005/00 A61B005/026 A61B090/00
US10099060 | B2 | 2018-10-16 | Hybrid system forming an active implantable medical device | 2015-06-19 | A hybrid system forming an active implantable medical device includes a subcutaneous autonomous capsule and at least one intracorporeal autonomous leadless capsule. The subcutaneous capsule is a hybrid capsule having a seal body of dimensions comparable to those of a leadless capsule, but extended by a detection/stimulation microlead, without any intermediate connector. The leadless capsule includes a seal body, anchoring means in a wall of an organ and a detection/stimulation electrode. The hybrid capsule and the leadless capsules each include transmitter/receiver means for intracorporeal mutual wireless communication so as to constitute a network wherein the hybrid capsule is the master and leadless capsules are the slaves. The hybrid capsule further includes means for centralizing data transmitted by the leadless capsules and for exchanging data with remote external equipment. | 1. A system forming an active implantable medical device comprising: a subcutaneous autonomous unit, comprising: a first seal body housing electronic circuitry and power supply means for the electronic circuitry; andat least one lead for detecting and/or delivering therapy extending from said first seal body, such lead comprising at least one electrode; andat least one intracorporeal autonomous leadless capsule suitable for implantation in or against a body and comprising: a second seal body housing electronic circuitry and power supply means for these circuits;anchoring means coupled to a wall of said second seal body; andat least one electrode suitable for coming into direct contact with said second seal body,in which the subcutaneous autonomous unit and the leadless capsule each include transmitter/receiver means for intracorporeal mutual wireless communication, the subcutaneous autonomous unit operating as master and the leadless capsules operating as slaves under the control of the subcutaneous autonomous unit,and wherein the subcutaneous autonomous unit further comprises: centralization means of the data transmitted by the leadless capsules, andmeans of communication with the outside, able to operate a remote transmission, to a remote device, of the data collected by the means of centralization of data,wherein the at least one detection and/or therapy delivery lead is a microlead comprising at least one microcable formed of an electrically conductive core cable connected to one pole of said electronic circuits, with an insulation layer surrounding the core cable and comprising at least a selectively exposed area formed in the insulation layer and for forming said electrode for detection and/or therapy delivery, the diameter of the microlead being at most 1 French (0.33 mm) in its distal region comprising said selectively exposed area; andwherein the subcutaenous autonomous unit is a hybrid capsule whose volume is at most 1 cm3 and wherein:the microlead is directly connected to the electronic circuits of the hybrid capsule,the at least one microlead extends said first seal body on one side thereof, andthe core cable of the microcable, or of each microcable, is directly connected to a respective pole of the electronic circuits of the hybrid capsule. 2. The system of claim 1, wherein the hybrid capsule is devoid of means for anchoring to a wall of an organ. 3. The system of claim 1, wherein the seal body of the hybrid capsule is a metal body comprising at least one hermetic and electrically insulating bushing for passage of the connection of the core cable of the microcable, or of each core cable of each microcable, to the respective pole of the electronic circuits contained in the body of the hybrid capsule. 4. The system of claim 1, wherein the body of the hybrid capsule supports, at the side opposite to the side closed by the microlead, an antenna for transmitting/receiving wireless communication with said remote device. 5. The system o... | Sorin CRM SAS | A61N001/372 A61N001/375 A61N001/368 A61B005/00 A61B005/07
US10105527 | B2 | 2018-10-23 | Bayonet coupling assembly | 2015-07-29 | A female coupling device includes: a main body defining a fluid passage therethrough; and a clip member coupled to the main body, with the clip member including two opposing arms that extend from the clip member at generally a 45 degree angle relative to a mating male coupling device, the arms being positioned to engage the male coupling device when the male coupling device is mated to the female coupling device. | 1. A female coupling device, comprising: a main body defining a fluid passage therethrough along a longitudinal axis of the female coupling device; anda clip member movably coupled to the main body, the clip member being movable transversely to the longitudinal axis between a locked position and an unlocked position, the clip member including two opposing cantilevered arms that extend at generally 45 degree angles relative to the longitudinal axis while the clip member is in the locked position,wherein transversely depressing the clip member relative to the main body moves: (i) the clip member toward the unlocked position, and (ii) the arms along a direction that is transverse to, and away from, the longitudinal axis. 2. The female coupling device of claim 1, wherein each of the arms includes an end that is contoured. 3. The female coupling device of claim 2, wherein the arms are configured to deform transversely outward away from the longitudinal axis. 4. The female coupling device of claim 1, further comprising at least one seal coupled to the main body and female coupling device, the seal being positionable to seal against a male coupling device when the male coupling device is inserted into the main body of the female coupling device. 5. The female coupling device of claim 4, further comprising a retaining member coupled to the main body and positioned to maintain the seal within the main body. 6. The female coupling device of claim 5, wherein the retaining member defines openings that the arms each pass through. 7. The female coupling device of claim 5, wherein the main body defines at least one support structure to engage the retaining member. 8. The female coupling device of claim 1, further comprising a termination configured to be coupled to a fluid line. 9. The female coupling device of claim 1, wherein the clip member is integrally molded the arms. 10. The female coupling device of claim 1, further comprising one or more springs that force the clip member toward the locked position. 11. The female coupling device of claim 10, wherein the one or more springs get compressed when the clip member is depressed relative to the main body. 12. A female coupling device, comprising: a main body defining a fluid passage therethrough along a longitudinal axis of the female coupling device;a clip member movably coupled to the main body, the clip member movable transversely to the longitudinal axis between a locked position and an unlocked position, the clip member including two opposing cantilevered arms that extend at acute angles relative to the longitudinal axis while the clip member is in the locked position; andat least one seal coupled to the main body and positionable to seal against a male coupling device when the male coupling device is inserted the female coupling device; anda retaining member coupled to the main body and positioned to maintain the seal within the female coupling device, wherein the retaining member defines ope... | Colder Products Company | F16L039/00 A61M039/10 A61B005/04 A61B005/022 F16L037/088 F16L037/098 A61B005/0402 A61B005/0476 A61B005/0488
US10067119 | B2 | 2018-09-04 | Method for analyzing droplets | 2016-06-20 | A method for analyzing droplets is described. The droplets can be received on an outer surface region of a sampler surface disposed on a substrate, wherein the sampler surface is increasingly less hydrophobic along a radial direction toward the center of the sampler surface. Next, the droplets can be aggregated and moved toward the center of the sampler surface. The droplets can then be received at an inner surface region of the sampler surface. Next, the droplets can be analyzed using an analysis mechanism in an area in the inner surface region. | 1. A method for condensing, transporting, and analyzing droplets, the method comprising: receiving the droplets on an outer surface region of a sampler surface disposed on a substrate, wherein the sampler surface is a flat surface, wherein the sampler surface is increasingly less hydrophobic along a radial direction toward the center of the sampler surface, wherein the sampler surface comprises a plurality of radially-oriented wall-groove pairs, wherein a density of the plurality of wall-groove-pairs increases toward the center of the sampler surface, and wherein a number of the plurality of wall-groove-pairs increases stepwise toward the center of the sampler surface;aggregating and moving the droplets radially along the flat surface toward the center of the sampler surface, wherein the drops are moved with a surface energy gradient;receiving the droplets at an inner surface region of the sampler surface; andanalyzing the droplets using an analysis mechanism in an area in the inner surface region. 2. The method of claim 1, wherein the outer surface region is micro-patterned to create a wettability gradient which is distributed axisymmetrically. 3. The method of claim 2, wherein the wettability gradient increases in an inward radial direction. 4. The method of claim 1, wherein the outer surface region comprises a set of micro-patterned concentric rings. 5. The method of claim 1, wherein the sampler surface receives a gas-phase sample that condenses into the liquid droplets. 6. The method of claim 5, wherein the outer surface region facilitates condensing of at least a component in the received gas-phase sample into the liquid-phase droplets on the sampler surface. | The Regents of the University of California | G01N001/02 G01N021/03 G01N033/497 G01N001/22 A61B005/083 A61B005/00 A61B010/00 G01N001/00 G01N001/40
US10098587 | B1 | 2018-10-16 | Physiology detecting garment and method thereof | 2017-12-27 | A physiology detecting garment is provided in the invention. The physiology detecting garment includes a garment, a first transmission line, a second transmission line, a first detecting device, a second detecting device, a first textile antenna and a second textile antenna. The first textile antenna is configured in the garment and receives a first sensing signal. The second textile antenna is configured in the garment and receives a second sensing signal. The first detecting device samples the first sensing signal to generate a first time index and the second detecting device samples the second sensing signal to generate a feedback signal. The first detecting device generates a second time index according to the feedback signal, and generates a time parameter according to the first time index and the second time index, and obtains physiological information according to the time parameter. | 1. A physiology detecting garment, comprising: a garment;a first transmission line, configured in the garment;a second transmission line, configured in the garment;a first detecting device;a second detecting device, electrically connected to the first detecting device through the first transmission line and the second transmission line;a first textile antenna, configured in the garment, electrically connected to the first detecting device, and receiving a first sensing signal; anda second textile antenna, configured in the garment, electrically connected to the second detecting device, and receiving a second sensing signal,wherein the first detecting device samples the first sensing signal to generate a first time index, and the second detecting device samples the second sensing signal to generate a feedback signal, andwherein the first detecting device generates a second time index according to the feedback signal generated by the second detecting device, and the first detecting device generates a time parameter according to the first time index and the second time index, and obtains physiological information according to the time parameter. 2. The physiology detecting garment of claim 1, wherein the first transmission line provides a reference signal to the first detecting device and the second detecting device. 3. The physiology detecting garment of claim 1, wherein the second detecting device transmits the feedback signal to the first detecting device through the second transmission line. 4. The physiology detecting garment of claim 1, wherein the first detecting device obtains a physiological parameter according to the time parameter and a distance between the first textile antenna and the second textile antenna, and the first detecting device obtains the physiological information according to the physiological parameter. 5. The physiology detecting garment of claim 1, wherein the first detecting device samples the first sensing signal according to a fixed sampling frequency to generate the first time index, and the second detecting device samples the second sensing signal according to the fixed sampling frequency to generate the feedback signal. 6. The physiology detecting garment of claim 1, further comprising: a third transmission line, configured in the garment and electrically connected to the first detecting device and the second detecting device, wherein the first detecting device transmit a synchronous signal to the second detecting device. 7. The physiology detecting garment of claim 6, wherein the first detecting device samples the first sensing signal according to the synchronous signal to generate the first time index, and the second detecting device samples the second sensing signal according to the synchronous signal to generate the feedback signal. 8. A physiology detecting method, applied to a physiology detecting garment, comprising: receiving a first sensing signal through a first textile antenna configured in the ph... | Industrial Technology Research Institute | A61B005/00 H04W004/80 H01Q001/27 A61B005/0205
US10105480 | B2 | 2018-10-23 | Control unit and method for determining the pressure in a blood vessel, in particular in an arteriovenous fistula | 2014-04-17 | The invention relates to a control unit (30) for determining the pressure in a blood vessel (A, V, F), in particular in an arteriovenous fistula (F), which is in fluid connection with at least one section (28, 41) of a blood line system (39), in particular an extracorporeal blood circulation (II), at least one pressure-generating device (3, 8, 19, 24, 26) being assigned to the blood line system (39), this pressure-generating device being suitable for acting on the section (28, 41), and the control unit (30) being configured to perform the following steps: a) being sure that none of the at least one pressure-generating device (3, 8, 19, 24, 26) acts on the section (28, 41),b) interrupting the fluid connection of the section (28, 41) with the blood vessel (A, V, F) by triggering an interrupt means (11, 29),c) setting the pressure in the section (28, 41) at a predetermined ideal value, in particular at the ambient pressure, with the help of a pressure sensor (13, 14) in the section (28, 41),d) restoring the fluid connection of the section (28, 41) with the blood vessel (A, V, F) by triggering the interrupt means (11, 29), ande) measuring a resulting pressure in the section (28, 41) with the help of the pressure sensor (13, 14). | 1. A control unit (30) for determining the pressure in a blood vessel in fluid connection with at least one section of a blood line system, at least one pressure-generating device assigned to the blood line system being suitable for acting on the section, the control unit being configured to perform the following steps: a) being sure that none of the at least one pressure-generating device acts on the section,b) interrupting the fluid connection of the section with the blood vessel by triggering an interrupt means,c) setting the pressure in the section, while the fluid connection is interrupted, at a predetermined ideal value as measured by a pressure sensor in the section,d) restoring the fluid connection of the section with the blood vessel by triggering the interrupt means, ande) measuring a resulting pressure in the section by the pressure sensor. 2. The control unit according to claim 1, which is configured to perform steps a) through e) on an arterial section of a blood supply line and/or on a venous section of a blood return line of the blood line system. 3. The control unit according to claim 1, which is configured to perform step a) by triggering the at least one pressure-generating device. 4. The control unit according to claim 1, which is configured to perform step a) as a pressure-generating device by triggering a blood pump. 5. The control unit according to claim 4, which is configured to trigger the blood pump so that it runs in reverse and thereby reduces a vacuum in the section, thereby raising it to the ideal value. 6. The control unit according to claim 5, wherein the ideal pressure value is ambient pressure. 7. The control unit according to claim 4, which is configured to perform step a) and/or c) as the pressure-generating device by triggering an ultrafiltration pump in a dialysis fluid circulation in fluid connection with the blood line system. 8. The control unit according to claim 1, which is configured to perform steps a) through e) in a blood treatment machine. 9. The control unit according to claim 1, which is configured to perform steps a) through e) at least once during a blood treatment session. 10. The control unit according to claim 1, which is configured to perform steps a) through e) during a plurality of blood treatment sessions. 11. The control unit according to claim 1, which is configured to trigger at least one additional interrupt means to interrupt the fluid connection between the at least one section and the remaining blood line system. 12. The control unit according to claim 1, which is configured to trigger an evaluation unit so that the evaluation unit subtracts the hydrostatic pressure from the pressure in the at least one section measured in step e). 13. The control unit according to claim 1, which is configured to transmit the pressure in the blood vessel and/or the pressure in the section, which is measured in step e), to an evaluation unit 34 which is configured to detect a plurality of... | FRESENIUS MEDICAL CARE DEUTSCHLAND GMBH | A61M001/36 A61M001/14 A61B005/00 A61B005/0215
US10111616 | B2 | 2018-10-30 | Apparatus, method and computer accessible medium for monitoring sleep quality and apparatus thereof | 2014-12-19 | Method, apparatus and computer-accessible medium for monitoring sleep quality of a user are described. For example, using such exemplary Method, apparatus and computer-accessible medium, it is possible to collect body movement signals of the user during sleep, and calculate body movement energy of a preset time-slot, based on the body movement signals collected during the preset time-slot. It is also possible to calculate an estimation threshold of a preset estimation time-span including the preset time-slot, based on body movement energy of preset time-slots which are included in the preset estimated time-span. Further, a determination can be made as to a sleep state of the user based on a comparison between the body movement energy of the preset time-slot and the estimation threshold of the preset estimation time-span. Such exemplary Method, apparatus and computer-accessible medium facilitate a strong adaptive ability and highly reliable sleep monitoring. | 1. A method for monitoring sleep quality of a user, comprising: with a radio frequency (RF) sensor located in a specifically-programmed computer, collecting RF body movement signals of a user during sleep;with the specifically-programmed computer, calculating body movement energy of a preset time-slot, based on the RF body movement signals collected during the preset time-slot, wherein the preset time-slot is one of a plurality of preset time-slots comprised in a preset estimation time-span;with the programmed computer, calculating an estimation threshold of the preset estimation time-span, based on an average value of the body movement energy of the plurality of preset time-slots which are comprised in the preset estimation time-span;with the programmed computer, determining a sleep state of the user in the preset time-slot based on a comparison between the body movement energy of the preset time-slot and the estimation threshold of the preset estimation time-span, wherein the determining of the sleep state includes determining the sleep state that is at least one of a stage of deep sleep, a stage of light sleep, a stage of intermediate sleep or an awake stage; andmonitoring the sleep quality of the user based on the determined sleep state of the user. 2. The method according to claim 1, wherein the calculating of the body movement energy comprises: obtaining, in sequence, the RF body movement signals collected during the preset time-slot at an end of the preset time-slot; andcalculating a sum of the obtained RF body movement signals to determine the body movement energy of the preset time-slot. 3. The method according to claim 1, wherein the calculating of the estimation threshold comprises: extracting, in sequence, the body movement energy of the plurality of preset time-slots at an end of the preset estimation time-span; andcalculating the average value of the extracted body movement energy to calculate the estimation threshold. 4. The method according to claim 1, wherein the determining of the sleep state comprises: calculating a ratio of the body movement energy of the preset time-slot to the estimation threshold; anddetermining the sleep stage of the user in the preset time-slot based on the calculated ratio. 5. The method according to claim 4, wherein the determining of the sleep stage comprises: determining that the user is at the stage of deep sleep when the calculated ratio is less than a first pre-assigned threshold;determining that the user is at the stage of intermediate sleep when the calculated ratio is greater than the first threshold and less than a second pre-assigned threshold;determining that the user is at the stage of light sleep when the calculated ratio is greater than the second threshold and less than a third pre-assigned threshold; anddetermining that the user is at the awake stage when the calculated ratio is greater than the third pre-assigned threshold, wherein the third threshold is greater than the second thre... | NEUSOFT XIKANG ALPS (SHENYANG) TECHNOLOGY CO., LTD. | A61B005/00 A61B005/11
US10092817 | B2 | 2018-10-09 | Sport pole with sensors and a method for using it | 2016-03-10 | The present invention relates to a sport stick that measures the driving force generated by the upper body, which is applied to the ground through poles during the natural performance of nordic walking or any other sport, where poles are used to drive/propel the body forward. An inclination sensor along with a pole length sensor (pole length constant in a fixed length pole) has been placed into the pole for the achievement of the most suitable biomechanical performance, i.e. proper technique. The sport pole uses the Global Positioning System along with a topographical map to ensure that the slope of terrain does not affect the inclination sensor measurements. All collected data is analyzed by a control center, wherein correct usage models have been saved along with a collection of the user's anthropometric and fitness levels. | 1. A sport's pole, comprising: a pole having a ground contacting end, a handle end, and a length which extends from the ground contacting end to the handle;at least one inclination sensor which senses an incline of the pole;at least one force sensor which senses a force applied by the ground contacting end against a surface;a controller which receives sensor information from the at least one inclination sensor and the at least one force sensor,wherein the controller is preprogrammed with one or more force application models which have a specified range of model performance parameters based on at least each of the length of the pole, the incline of the pole, and the force applied,wherein the controller determines one or more performance parameters based on information provided by the at least one inclination sensor, the at least one force sensor, and information pertaining to the length of the pole, and whether the one or more performance parameters are within the specified range of model performance parameters; anda signaling device operably connected to the controller to provide signals indicating whether the one or more performance parameters are within or not within the specified range of model performance parameters. 2. The sport's pole of claim 1 further comprising a global positioning system (GPS) associated with the pole for determining a geographical location of the pole, and wherein the controller is configured to access stored topographical information, and wherein the specified range of model performance parameters determined by the controller using the one or more force application models is adjustable depending on topographical information for the geographical location of the pole determined by the GPS. 3. The sport's pole of claim 2 wherein the GPS and the controller are in a handle at the handle end of the pole. 4. A method for using a sport's pole according to claim 2, comprising: repetitively contacting the surface with the ground contacting end of the pole and applying a force;determining the one or more parameters using the controller based on the repetitive contacting; andsignaling whether the one or more performance parameters are within or not within the specified range of model performance parameters. 5. The sport's pole of claim 1 wherein said controller is configured to receive anthropometric measurements of one or more user's, and wherein the specified range of model performance parameters determined by the controller using the one or more force application models is adjustable depending on the received anthropometric measurements. 6. The sport's pole of claim 5 wherein the length of the pole is adjustable, and wherein said controller is configured to cause said signaling device to provide a signal to adjust a length of the pole based on the one or more performance parameters determined by the controller. 7. A method for using a sport's pole according to claim 5, comprising: repetitively contacting the surface with... | - | A63C011/22 A63B069/18 A45B003/08 A63B071/06 A63B069/00 A61B005/00 A45B003/00 A63C011/00
US10098562 | B2 | 2018-10-16 | System and method for improved determination of a brain response state | 2013-03-05 | A device and a method for detecting a brain response state of a subject id disclosed. The detection comprises repeatedly presenting the subject with a sound stimulus for evoking a brain response. Detecting the evoked brain response signal related to each of said sound stimulus. Determining a window having a time width covering at least partly an area of at least one neuron's evoked response in the brain response signal. Calculating an average response signal over the window and comparing the at least one neuron's evoked response with the average response signal for determining a cellular variance and/or volatility. | 1. A method for detecting a brain response state of a subject, said method comprising: repeatedly presenting a sound stimulus to a subject;detecting evoked brainstem response signals during said repeatedly presenting said sound stimulus and storing said detected evoked brainstem response signals on a brainstem information storage device; wherein each of said evoked brainstem response signals is an electrophysiological signal comprising at least one peak from at least one neuron related to each of said sound stimulus;displaying using a computer a brainstem response display showing an average evoked response signal within a predetermined time window; said average evoked response signal being calculated based on said evoked brainstem response signals occurring during said predetermined time window;displaying using said computer in said brainstem response display either 1) each of said evoked brainstem response signals occurring during said predetermined time window, or 2) subparts of said evoked brainstem response signals occurring during said predetermined time window;wherein said evoked brainstem response signals or said subparts of said evoked brainstem response signals are positioned in said brainstem response display to show a variance relative to said average evoked response signal. 2. The method for detecting a brain response state of claim 1, wherein said evoked brainstem response signals or said subparts of said evoked brainstem response signals are aligned with said averaged evoked response signal so as to display said variance. 3. The method for detecting a brain response state of claim 1, wherein said variance is displayed as a difference in amplitude of said evoked brainstem response signals or said subparts of said evoked brainstem response signals and said averaged evoked response signal. 4. The method for detecting a brain response state of claim 1, wherein said variance is displayed as a difference in latency of said evoked brainstem response signals or said subparts of said evoked brainstem response signals and said averaged evoked response signal. 5. The method for detecting a brain response state of claim 1, wherein said average evoked response signal is calculated by said computer based on a subseries of said evoked brainstem response signals. 6. The method for detecting a brain response state of claim 1, wherein said sound stimulus comprises a first consecutive train of modified sound pulses and a second consecutive train of modified sound pulses. 7. A device for detecting a brain response state of a subject, comprising: a sound stimuli generating unit configured to repeatedly generate a sound stimulus to said subject;a detection electrode configured to detect evoked brainstem response signals while said sound stimuli generating unit generates said sound stimulus; wherein each of said evoked brainstem response signals is an electrophysiological signal comprising at least one peak from at least one neuron related to each o... | SensoDetect AB | A61B005/0484 A61B005/04 A61B005/16 A61B005/00
US10085656 | B2 | 2018-10-02 | Measurement device, measurement method, program and recording medium | 2012-11-16 | A measurement device according to the present disclosure includes a light source which emits at least one kind of measurement light belonging to a predetermined wavelength band toward a measurement region formed of at least part of a living body, a detection unit in which a plurality of sensors is regularly arranged in a predetermined arrangement and which detects the measurement light emitted from the light source and passing through the living body with the plurality of sensors, and an analysis unit which performs analysis processing of specifying a measurement position for measuring information on pulsation along with activities of the living body from the measurement region based on a temporal change in an amount of light of the detected measurement light by use of a detection result detected by the detection unit. | 1. A measurement device comprising: a light source to emit measurement light within a predetermined wavelength band, the light source being arrangeable to emit the measurement light toward a measurement region of a living body;a detection apparatus to detect emitted measurement light, the detection apparatus being arrangeable to detect the emitted measurement light from the living body, the detection apparatus having (i) a micro lens array which includes a plurality of lenses arranged in a predetermined arrangement and which has a light incident side, (ii) a sensor device having one or more respective sensor pixels corresponding to each of a plurality of micro lenses in the micro lens array to measure an intensity of the emitted measurement light thereon, (iii) a first light shield provided on the light incident side of the micro lens array to control directivity of the emitted measurement light onto the light incident side of the micro lens array, and (iv) a second light shield and a diaphragm provided between a side of the micro lens array which is opposite to the light incident side thereof and the sensor device to control directivity of the emitted measurement light after passing through the micro lens array; anda processing device to perform a predetermined process to specify a measurement position from the measurement region for measuring information on pulsation of the living body based respectively on a temporal change in an amount of light of the sensor pixels corresponding to each of a number of the lenses of the micro lens array as detected by the detection apparatus,wherein the processing device during operation calculates a pulse waveform derived from arterial pulsation inside the living body corresponding to the measurement region. 2. The measurement device according to claim 1, wherein during operation the processing device specifies, as the measurement position, a position having maximum amplitude of the pulse waveform. 3. The measurement device according to claim 1, wherein during operation the processing device performs the predetermined process per wavelength of the measurement light emitted from the light source. 4. The measurement device according to claim 1, wherein during operation the processing device further calculates oxygen saturation in the arteries from the calculated pulse waveform. 5. The measurement device according to claim 1, wherein during operation the processing device corrects a phase in a temporal axis of detection results depending on an isolation distance between a position where the measurement light is detected and the light source. 6. The measurement device according to claim 1, wherein during operation the processing device integrates detection results at detection positions at same isolation distances from the light source. 7. The measurement device according to claim 1, wherein during operation the processing device corrects and combines times for detection results corresponding to the mutuall... | Sony Corporation | A61B005/1455 A61B005/024 A61B005/00 A61B005/021
US10105186 | B2 | 2018-10-23 | Virtual rigid body optical tracking system and method | 2015-06-09 | A virtual rigid body optical tracking system includes a virtual rigid body generator for projecting a virtual rigid body, wherein the virtual rigid body forms a pattern of light on a surface. The virtual rigid body optical tracking system includes an optical detection system for detecting the pattern of light, and a data processing system in communication with the optical detection system. The data processing system is configured to determine a position of the virtual rigid body generator based on the detected pattern of light. | 1. A virtual rigid body optical tracking system for tracking a catheter in a patient, comprising: a virtual rigid body generator configured to project a virtual rigid body, the virtual rigid body forming a pattern of light on a surface of the patient,the virtual rigid body generator projecting beams of light, the beams of light forming a projection pyramid, the projection pyramid including an apex,the virtual rigid body generator being a photoacoustic spot generator, the photoacoustic spot generator generating acoustic signals through a photoacoustic effect;an optical detection system configured to detect the pattern of light; anda data processing system in communication with the optical detection system, the data processing system including a data processor configured to: receive images of the pattern of light, the images being received from the optical detection system; determine a three-dimensional position of a plurality of points,the plurality of points including intersection points where the pattern of light intersects the surface of the patient,the plurality of points being determined in a coordinate system of the optical detection system;determine a corresponding position of the plurality of points in a coordinate system of the projection pyramid, the apex being set as an origin of the coordinate system of the projection pyramid;determine a rigid body transformation between the corresponding position of the plurality of points in the coordinate system of the projection pyramid and the three-dimensional position of the plurality of points in the coordinate system of the optical detection system;determine a pose of the apex of the projection pyramid in the coordinate system of the optical detection system based upon the rigid body transformation, the pose of the apex of the projection pyramid corresponding to a pose of the virtual rigid body generator;track the virtual rigid body based upon determining the pose of the virtual rigid body generator;determine a time delay of each acoustic signal of the acoustic signals of the photoacoustic spot generator, the acoustic signals being received by an ultrasound element positioned on the catheter;determine a position of the catheter based upon the time delay; andtrack the catheter based upon determining the position of the catheter. 2. The virtual rigid body optical tracking system according to claim 1, where: the virtual rigid body generator is attached to a tool, andthe data processing system is configured to determine a position of the tool based on the detected pattern of light. 3. The virtual rigid body optical tracking system according to claim 2, where the data processing system is further configured to determine an orientation of the tool based on the detected pattern of light. 4. The virtual rigid body optical tracking system according to claim 1, where the virtual rigid body generator comprises a plurality of laser diodes. 5. The virtual rigid body optical tracking system according to... | The Johns Hopkins University | A61B005/05 A61B034/20 A61B010/04 A61B017/34 A61B018/00 A61M025/01 A61B090/00 A61B090/50
US10104458 | B2 | 2018-10-16 | Enhanced biometric control systems for detection of emergency events system and method | 2016-10-11 | A system, method and personal area network for communicating utilizing a wireless earpiece. The wireless earpiece is linked with a communications device. Sensor measurements of a condition of a user are performed utilizing sensors of the wireless earpiece. A determination is made whether the sensor measurements exceed one or more thresholds. Communications regarding the sensor measurements are sent from the wireless earpiece to the communications device regarding the condition of the user. | 1. A method for communicating utilizing a wireless earpiece having a frame shaped to fit substantially within the ear of a user, the method comprising: linking the wireless earpiece with a communications device using a wireless transceiver disposed within the frame;performing user sensor measurements of a condition of the user utilizing sensors of the wireless earpiece, the sensors disposed within the frame, and wherein the sensors include an inertial sensor for sensing inertial measurements and at least one biometric sensor for sensing biometric measurements;performing wearable sensor measurements of the user using one or more sensors of a wearable device other than the wireless earpiece and communicating the wearable sensor measurements to the wireless earpiece;performing environmental sensor measurements of an environment of the user, wherein the environmental sensor measurements include environmental audio sensed with a microphone of the wireless earpiece;determining at the wireless earpiece whether each of the user sensor measurements, the wearable sensor measurements, and the environmental sensor measurements exceed one or more thresholds associated with a concussion;logging the user sensor measurements, the wearable sensor measurements, and the environmental sensor measurements for subsequent review to a memory disposed within the frame of the wireless earpiece; andsending communications regarding the user sensor measurements, the wearable sensor measurements, and the environmental sensor measurements from the wireless earpiece to the communications device. 2. The method of claim 1, wherein the wireless earpieces are linked with the communications device utilizing a BLUETOOTH connection. 3. The method of claim 1, wherein a plurality of wireless earpieces communicate with the communications device to send communications regarding the condition of each of a plurality of users associated with each of the plurality of wireless earpieces. 4. The method of claim 3, wherein the plurality of users are engaged in an activity together. 5. The method of claim 1, wherein the user sensor measurements further include pulse readings performed using a pulse oximeter of the wireless earpiece. 6. The method of claim 1, further comprising: communicating with a plurality of users utilizing a plurality of wireless earpieces from the wireless earpiece. 7. The method of claim 1, wherein the wireless earpiece is one of a pair of wireless earpieces utilized by the user. 8. The method of claim 1, wherein the sensors further include an ear bone microphone and a thermometer. 9. The method of claim 1, wherein the wireless earpiece includes a sleeve for maintaining the wireless earpiece in the ear of the user. | BRAGI GmbH | H04R001/10 A61B005/024 A61B005/00 A61B005/22 G01K013/00
US10080494 | B2 | 2018-09-25 | Eye lens and cornea monitoring system using the same | 2017-03-30 | An eye lens worn on a user's cornea monitors deformations of the cornea. The eye lens includes a substrate and at least one deformation sensor secured to the substrate. The deformation sensor is configured to monitor the curvature of cornea and any deformations, convert the deformations into digital signals, and transmit the digital signals out. A cornea monitoring system using the eye lens is also provided. | 1. An eye lens comprising: a substrate; anda deformation sensor secured to the substrate;wherein the deformation sensor is configured to instantaneously monitor a deformation of a cornea, convert the deformation into a digital signal, and transmit the digital signal out of the eye lens;the deformation sensor includes at least one sensing element, an integrated circuit chip and at least one wire, the at least one sensing element is electrically connected to the integrated circuit chip through the at least one wire, the at least one sensing element is configured to sense the deformation of the cornea, convert the deformation into an analog signal, and transmit the analog signal to the integrated circuit chip; the integrated circuit chip is configured to amplify the analog signal and convert the analog signal to the digital signal, and transmit the digital signal out;the integrated circuit chip includes a front end analog signal amplifier, a central processor electrically connected to the front end analog signal amplifier, and an antenna electrically connected to the central processor, the antenna is configured to receive and transmit energy and signal, the at least one sensing element electrically connects with the front end analog signal amplifier through the at least one wire, the at least one sensing element is configured to transmit the analog signal of the deformation of the cornea to the front end analog signal amplifier through the at least one wire; the front end analog signal amplifier is configured to buffer and amplify the analog signal, and then transmit the analog signal to the central processor; the central processor is configured to convert the analog signal to the digital signal, and store the digital signal; the antenna is configured to transmit the digital signal out wirelessly. 2. The eye lens of claim 1, wherein the at least one sensing element is arranged on a surface of the substrate in contact with the cornea. 3. The eye lens of claim 1, wherein the at least one sensing element is embedded inside of the substrate. 4. The eye lens of claim 1, wherein the at least one sensing element is a flake-type sensing element. 5. The eye lens of claim 1, wherein the at least one sensing element is an annular sensing element, wherein a central axis of the annular sensing element and a central axis of the eye lens coincide with each other. 6. The eye lens of claim 5, wherein the deformation sensor comprises a plurality of annular sensing elements, the plurality of annular sensing elements have different radii, and the plurality of annular sensing elements are arranged on the substrate in concentric rings. 7. The eye lens of claim 1, wherein the integrated circuit chip is wrapped by a biocompatible polymer film. 8. The eye lens of claim 1, wherein the at least one sensing element and the at least one wire are wrapped by a biocompatible polymer film. 9. A cornea monitoring system comprising: a signal processor; andan eye lens comprisi... | HON HAI PRECISION INDUSTRY CO., LTD. | A61B003/00 A61B003/107 G02C011/00 A61B005/00 G02C007/04
US10095910 | B2 | 2018-10-09 | Fingerprint identification circuit, touch apparatus and fingerprint identification method | 2017-02-23 | A fingerprint identification circuit comprises multiple reading sub-circuits, and multiple fingerprint identification sub-circuits each column of fingerprint identification sub-circuits are connected with one reading sub-circuit, each fingerprint identification sub-circuit comprises a writing sub-circuit, a sensing sub-circuit and a output sub-circuit, the writing sub-circuit is connected with a scan signal input terminal; the sensing sub-circuit senses a fingerprint and transmits a sensing signal to the output sub-circuit; the output sub-circuit outputs the sensing signal upon the writing sub-circuit is turned off each fingerprint identification sub-circuit further comprises: a converting and amplifying sub-circuit provided between the sensing sub-circuit and the output sub-circuit, for converting the sensing signal into a current signal, amplifying the current signal and outputting it to the output sub-circuit, the reading sub-circuit is connected with the output sub-circuit for reading the sensing signal and converting the current signal into a voltage signal to output. | 1. A fingerprint identification circuit, comprising a plurality of reading sub-circuits, and a plurality of fingerprint identification sub-circuits arranged in rows and columns, wherein each column of fingerprint identification sub-circuits are connected with one of the reading sub-circuits, each of the fingerprint identification sub-circuits comprises a writing sub-circuit, a sensing sub-circuit and a output sub-circuit connected in sequence, a control terminal of the writing sub-circuit is connected with a scan signal input terminal and is turned on upon an active signal is input to the scan signal input terminal so as to write a detection signal to the sensing sub-circuit; the sensing sub-circuit senses a fingerprint and transmits an obtained sensing signal to the output sub-circuit, the output sub-circuit is turned on and outputs the sensing signal upon the writing sub-circuit is turned off, and is turned off upon the writing sub-circuit is turned on, and wherein each of the fingerprint identification sub-circuits further comprising: a converting and amplifying sub-circuit, which is provided between the sensing sub-circuit and the output sub-circuit, for converting the sensing signal output from the sensing sub-circuit into a current signal, amplifying the current signal by a preset multiple and then outputting it to the output sub-circuit, whereinthe reading sub-circuit is connected with an output terminal of the output sub-circuit, and is configured to read the sensing signal output from the output sub-circuit and convert the current signal into a voltage signal to output. 2. The fingerprint identification circuit of claim 1, wherein each of the fingerprint identification sub-circuits further comprises a reset sub-circuit, which is provided between an output terminal of the converting and amplifying sub-circuit and an input terminal of the output sub-circuit, and is turned on upon the writing sub-circuit is turned on so as to reset the input terminal of the output sub-circuit to a low level. 3. The fingerprint identification circuit of claim 1, wherein a control terminal of the output sub-circuit of one of the fingerprint identification sub-circuits is connected with the control terminal of the writing sub-circuit of another one of the fingerprint identification sub-circuits in a same column and next row with respect to the one of the fingerprint identification sub-circuits, so that the output sub-circuit of the one of the fingerprint identification sub-circuits and the writing sub-circuit of the another one of the fingerprint identification sub-circuits are turned on or turned off simultaneously. 4. The fingerprint identification circuit of claim 1, wherein control terminals of the writing sub-circuits of the fingerprint identification sub-circuits in a same row is connected to a same scan signal input terminal, so that the writing sub-circuits of the fingerprint identification sub-circuits in the same row are turned on simultaneously u... | BOE TECHNOLOGY GROUP CO., LTD. CHENGDU BOE OPTOELECTRONICS TECHNOLOGY CO., LTD. | G06K009/00 G06F003/044 G06K019/07 A61B005/1172
US10076249 | B2 | 2018-09-18 | Proton density and T1 weighted zero TE MR thermometry | 2015-08-04 | A system and method for tracking temperature changes in tissue and bone is disclosed. In one aspect, the temperature changes are tracked simultaneously with high spatial encoding and temporal efficiency. The method is robust in terms of B0 and chemical shift off-resonance, as well as insensitive to eddy currents for accurate temperature mapping. Zero TE (ZTE) based MR thermometry is utilized herein to extract temperature changes from proton density and T1 weighted images. Additionally, T1 signal contamination is corrected for by calibrating T1 and B0 by using a variable flip angle method to achieve temperature mapping in bone, aqueous and adipose tissue simultaneously. | 1. A method of mapping and tracking temperature changes using magnetic resonance imaging (MRI) of MRI-visible tissues by leveraging the effect of proton density (PD) and longitudinal relaxation time (T1) weighting including T1 and radio frequency field strength (B1) correction to perform temperature mapping, the method comprising the steps of: generating a plurality of images with PD and T1 weighting by adjusting flip angles and repetition times (TR) to produce a series comprising one or more PD weighted images, PD and T1 weighted images, and signal-to-noise (SNR)-optimized T1 weighted images that are indicative of temperature information within different layers of MRI-visible tissues;calibrating T1 signal contamination from the series comprising the one or more PD weighted ZTE images, PD and T1 weighted images, and signal-to-noise (SNR)-optimized T1 weighted images; andextracting temperature changes from the series comprising the one or more PD weighted images, PD and T1 weighted images, and signal-to-noise (SNR)-optimized T1 weighted images to map and track temperature changes in the MRI-visible tissues. 2. The method of claim 1, wherein the step of generating a plurality of images, the images are acquired with zero echo time (ZTE) acquisitions. 3. The method of claim 1, wherein the step of calibrating T1 signal contamination comprises the steps of determining a T1 calibration map from a T1 monitoring region of interest, re-calibrating the T1 calibration map and repeatedly updating the T1 calibration map by applying a T1 mapping sequence. 4. The method of claim 3, wherein the T1 mapping sequence is a zero echo time (ZTE) pulse sequence based variable flip angle (VFA) calibration method that produces one or more of the series. 5. The method of claim 3, wherein the step of calibrating T1 signal contamination comprises the steps of determining a B1 calibration map, re-calibrating the B1 calibration map, and repeatedly updating the B1 calibration map by applying a B1 mapping sequence. 6. The method of claim 5, wherein the B1 mapping sequence is a ZTE pulse sequence based variable flip angle (VFA) calibration method that produces one or more of the series. 7. The method of claim 1, further comprising a thermal equilibrium magnetization M0 greater than about 90%. 8. The method of claim 1, wherein the MRI-visible tissues include bone, aqueous and adipose tissues. 9. The method of claim 1, wherein the step of extracting temperature changes, the MRI-visible tissues include bone compositions comprising bone marrow, cortical bone, and trabecular bone. 10. The method of claim 1, further comprising a step of correcting for motion using image registration and self-gating. 11. The method of claim 1, further comprising temporal acceleration methods including sliding window reconstruction, view sharing, parallel imaging, compressed sensing, regularization methods, focal imaging, sparse and low rank reconstruction, alone or in combination. 12. The met... | GENERAL ELECTRIC COMPANY | A61B005/00 A61B005/01 G01R033/48 G01R033/56 A61B018/18 A61B018/00 A61B018/02 A61B018/04
US10076578 | B2 | 2018-09-18 | Probes for imaging of hypoxia | 2015-09-30 | Exemplary probes for detecting hypoxic cells and tissue have the structure of; | 1. A probe for detecting hypoxic cells and tissue, comprising: a fluorescein moiety having the structure ofa nitroimidazole compound moiety, anda linker conjugating the fluorescein moiety to the nitroimidazole compound moiety. 2. The probe of claim 1, wherein the nitroimidazole compound is selected from 2-nitroimidazole and pimonidazole. 3. The probe of claim 1, having the structure of 4. The probe of claim 1, having the structure of 5. A method for detecting hypoxic cells and tissue, comprising: contacting the cells or tissue with the probe of claim 1; anddetecting fluorescent intensity of the cell or tissue, wherein increased fluorescent intensity indicates that the cells or tissue is hypoxic. 6. The method of claim 5, wherein the nitro groups of the probe are bioreduced by nitroreductases in hypoxic cells or tissue, thereby increasing fluorescent intensity. 7. The method of claim 5, wherein the cells or tissue include retinal cells. 8. The method of claim 5, wherein the cells or tissue include tumor cells. 9. The method of claim 5, wherein contacting the cell or tissue with the probe comprises administering the probe to living cells or tissue. 10. The method of claim 5, wherein the cells or tissue include retinal cells of a subject, and further comprising identifying the subject as having hypoxic cells or tissue when there is increased fluorescent intensity detected. 11. The method of claim 10, and further comprising identifying the subject as having a retinal disease when there is increased fluorescent intensity detected. 12. The method of claim 5, wherein the cells or tissue include tumor cells of a subject, and further comprising identifying the subject as having hypoxic cells or tissue when there is increased fluorescent intensity detected. 13. The method of claim 12, and further comprising determining a prognosis based on the detected fluorescent intensity. 14. The method of claim 12, and further comprising determining efficacy of a treatment based on the detected fluorescent intensity. 15. The method of claim 12, and further comprising recommending a treatment based on the detected fluorescent intensity. | Vanderbilt University | A61B005/00 A61B008/00 A61B010/00 A61K049/00 C07D493/10 G01N033/58 G01N033/533
US10105573 | B2 | 2018-10-23 | Watch-type mobile terminal and method for controlling same | 2015-06-30 | The present invention relates to a watch-type mobile terminal and a method for controlling the same. More specifically, the present invention relates to a watch-type mobile terminal which displays an activity amount, an exercise amount, and the physical age in the daily life of a user; and a method for controlling the same. In order to achieve the objective and other objectives, a watch-type mobile terminal according to one aspect of the present invention, comprises: a display unit; a sensing unit for sensing exercise information of a user and an input signal; and a control unit, wherein the control unit determines, from the exercise information, a first state in which a user is in the middle of daily activities, or a second state in which the user is in the middle of a predefined exercise. In case of the first state, the display unit displays a first indicator which represents a real-time activity amount. In the case of the second state, the display unit displays a second indicator which represents exercise efficiency. | 1. A watch-type mobile terminal, comprising: a display;a sensor configured to detect a user's activity information; anda controller configured to:determine whether the detected activity information corresponds to a first state of regular activity of the user or to a second state of user exercise;when the detected activity information corresponds to the first state, cause the display to display a first indicator indicating a real-time activity amount; andwhen the detected activity information corresponds to the second state, cause the display to display a second indicator indicating exercise efficiency of the user;wherein the controller is further configured to cause the display to display, via a displayed photo of the user, a third indicator indicating a physically equivalent age of the user based on the detected activity information, the exercise efficiency, and daily life vitality of the user, during an evaluation of the user's overall life cycle. 2. The watch-type mobile terminal of claim 1, wherein the controller is further configured to determine when the user exercise has ended and continue to cause the display to display the second indicator after the user exercise has ended. 3. The watch-type mobile terminal of claim 1, wherein the detected activity information comprises at least a movement of the watch-type mobile terminal, a heart rate of the user, a moving speed of the watch-type mobile terminal, a moving distance of the watch-type mobile terminal, an altitude of the watch-type mobile terminal, an inclination of the watch-type mobile terminal, or an acceleration of the watch-type mobile terminal. 4. The watch-type mobile terminal of claim 3, wherein the first state or second state is determined based on the detected activity information corresponding to a preset range. 5. The watch-type mobile terminal of claim 1, wherein: the first indicator indicates at least a real-time activity of the user, an activity goal of the user, an activity deficiency of the user; andthe activity deficiency of the user corresponds to detected movement of the watch-type mobile terminal that is designated as non-active movement of the user. 6. The watch-type mobile terminal of claim 5, wherein when the activity deficiency is reduced by additional detected activity of the user, the controller is further configured to cause the display to display a compensation indicator. 7. The watch-type mobile terminal of claim 1, further comprising a communication unit configured to transmit and receive signals to and from an external device, wherein the controller is further configured to: receive a first input to the first indicator; andcause the communication unit to transmit information corresponding to a received first input to the external device to cause detailed information of the real-time activity amount of the user to be displayed at the external device. 8. The watch-type mobile terminal of claim 7, wherein the controller is further configured to: receive ... | LG ELECTRONICS INC. | G08C019/22 H04Q009/00 A63B024/00 G06Q050/22 H04M001/725 A61B005/11 A61B005/00 G08B005/22 A61B005/024 G06F003/041
US10105526 | B2 | 2018-10-23 | Microneedle system and method for the production thereof | 2016-08-08 | A microneedle system and method for production thereof. From a board a web grating is produced which has a plurality of grating nodes each defined by three apertures and which has web grating wedges. The microneedle system comprising a board and a plurality of openings delimited circumferentially by a web grating, having at each opening at least one web grating wedge having a needle-shaped tip which projects from the board and which is oriented at least approximately normal to the board. Web grating wedges having needle-shaped tips protrude into each aperture from at least three different directions. In order to produce openings, at least all the web grating wedges which protrude into an aperture are bent by a punch and the needle-shaped tips thereof are oriented normal to the plane of the web grating. At least two web grating wedges are arranged at each opening. | 1. A method for producing a microneedle system (10), said microneedle system (10) including, a web grid (41) with a multiplicity of grid nodes (42) which are defined by way of in each case three apertures (22) and each of the grid nodes (42) having three webs (43) connected to one another in a T-shaped arrangement and each of said apertures (22) arranged with respect to each other with web grid wedges (51) not aligned with one another being produced from a board (21),the web grid wedges (51) each with needles (55) having needle-shaped points (56) protruding into every aperture (22) from at least three different directions before bending of the web grid wedges (51) along a bending line (53), and said method including the following steps:at least all the web grid wedges (51) which protrude into an aperture (22) from at least three different directions prior to bending, being bent by a single rain (72) in a single rain stroke in order to produce the needles (55) having needle-shaped points (56) at openings (31), each of the web grid wedges (51) being bent along the bending line (53) in a common plane parallel to an upper side (44) of the web grid (41), at least two of the web grid wedges (51) which protrude into an aperture (22) having bending lines (53) pointing in different directions, and the needle-shaped points (56) of the needles (55) being oriented perpendicularly with respect to the plane of the web grid (41). 2. The method for producing a microneedle system (10) of claim 1, wherein the rain (72) has longitudinal edges (75) which are oriented in its stroke direction (74), in each case two longitudinal edges (75) delimiting a planar rain face (76). 3. The method for producing a microneedle system (10) of claim 1, wherein the board (21) which has the apertures (22) lies on a matrix system (61) with at least one recess (62) with a polygonal cross section. 4. A microneedle system (10) comprising: a board (21) and having a multiplicity of openings (31) which are delimited peripherally by way of a web grid (41), at least three web grid wedges (51) operatively arranged at each of the openings (31), each of the web grid wedges (51) with a needle (55) having a needle-shaped point (56) which projects from the web grid (41) and is oriented at least approximately perpendicularly with respect to the plane of the web grid (41), each web grid wedge (51) comprising a bending zone (52) with a bending line (53) which is oriented parallel to the plane of the web grid (41), and the number of needle-shaped points (56) corresponding at least to three times the number of openings (31), wherein at least two of the at least three web grid wedges (51) are arranged at each opening (31); such that the bending lines (53) of the at least two of the at least three web grid wedges (51) arranged at each opening (31) are not oriented parallel to one another, andwherein in each case three openings (31) of the board (21) define a grid node (42) in the web grid (41) having t... | LTS LOHMANN THERAPIE-SYSTEME AG | A61M037/00 A61B005/15 A61B017/20
US10086139 | B2 | 2018-10-02 | Device for treating an individual suffering from cardiac insufficiency, cardiac arrest, circulatory arrest or stroke | 2016-07-19 | The invention relates to a device for treating an individual suffering from cardiac or circulatory arrest or from a stroke, comprising a blood withdrawal device (BE) that is applied to the individual (P), an analysis unit (BA) which is directly or indirectly connected to the blood withdrawal device for detecting a blood analysis result (BAE) providing at least one characteristic of the blood, directly or indirectly connected to a blood return device (BR) that is applied to the individual (P) and is designed to deliver a substance to the individual via the return device (BR). | 1. A method for providing treatment of cardiac arrest by withdrawing blood from a patient's or an animal's circulatory system during the cardiac arrest by first introducing a reperfusion solution containing at least one substance into the circulatory system and then introducing modified blood into the circulatory system formed by addition of the at least one substance or at least one other substance to the withdrawn blood to provide whole body reperfusion of the circulatory system during the treatment of the cardiac arrest with the cardiac arrest occurring before the start of treatment comprising: using an automated blood analysis during the treatment of the cardiac arrest to determine a plurality of parameters of the blood including at least pO2, pCO2 and pH representing a current condition of the patient or animal during the treatment of the cardiac arrest and providing an output representing the parameters during the treatment;storing during the treatment of the cardiac arrest at least two substances from which the at least one substance or the at least one other substance is selected for treatment of the cardiac arrest;selecting, based on the automated analysis of the determined parameters, a type and quantity of the at least one substance or the at least one other substance to be withdrawn from the storage; andintroducing during the treatment of the cardiac arrest first the selected at least one substance into the circulatory system and then introducing the modified blood containing the at least one substance or the at least one other substance into the circulatory system to provide the whole body reperfusion of the circulatory system during the treatment of the cardiac arrest that lessens or prevents ischemic tissue damage during the treatment of the cardiac arrest. 2. A method in accordance with claim 1, wherein: the introducing of the selected at least one substance or the at least one other substance is by pumping the at least one substance or the modified blood into the circulatory system. 3. A method in accordance with claim 1, wherein: the selected at least one substance or the at least one other substance is mixed with the withdrawn blood to form the modified blood. 4. A method in accordance with claim 2, wherein: the selected at least one substance or the at least one other substance is mixed with the withdrawn blood to form the modified blood. 5. A method in accordance with claim 1, wherein: the introducing of the selected at least one substance or the at least one other substance includes providing a regulated flow of at least the modified blood into the circulatory system. 6. A method in accordance with claim 2, wherein: the introducing of the selected at least one substance or the at least one other substance includes providing a regulated flow of at least the modified blood into the circulatory system. 7. A method in accordance with claim 3, wherein: the introducing of the selected at least one substance or the at least o... | ResuSciTec GmbH | A61M001/36 A61M005/172 A61B005/1455 A61M005/168 A61B005/145 A61M005/44 A61M005/142
US10076245 | B2 | 2018-09-18 | Specimen information acquisition apparatus and specimen information acquisition method | 2012-06-12 | A specimen information acquisition apparatus includes a signal processor which can selectively operate in first and second modes. In the first mode, when a first group represents a group of devices among receiving devices and a second group represents at least a fraction of a group of devices other than the first group, a photoacoustic image and an ultrasonic image are obtained based on received signals from the first group and the second group, respectively. In the second mode, when a third group represents a group of devices having at least a fraction of a group of devices other than the first group and a fourth group represents at least a fraction of a group of devices other than the third group, a photoacoustic image and an ultrasonic image are obtained based on received signals from the third group and the fourth group, respectively. | 1. An object information acquisition apparatus comprising: a plurality of receiving elements that outputs received signals in response to a reception of a photoacoustic wave propagated from an object irradiated with light or in response to a reception of a reflected wave reflected by the object;a moving unit that moves the plurality of receiving elements; anda signal processor that obtains a photoacoustic image on the basis of the received signals due to the photoacoustic wave or an ultrasonic image on the basis of the received signals due to the reflected wave, and that selectively performs an operation in a first mode and an operation in a second mode on the received signals obtained at each of a plurality of positions to which the plurality of receiving elements is moved,the operation in the first mode being an operation in which, the photoacoustic image is obtained on the basis of received signals output from a first group of receiving elements among the plurality of receiving elements, and the ultrasonic image is obtained on the basis of received signals output from a second group of receiving elements among the plurality of receiving elements and different from the first group of receiving elements, andthe operation in the second mode being an operation in which, the photoacoustic image is obtained on the basis of received signals that are output from a third group of receiving elements among the plurality of receiving elements and different from the first group of receiving elements, and the ultrasonic image is obtained on the basis of received signals that are output from a fourth group of receiving elements among the plurality of receiving elements and different from the second group of receiving elements. 2. The object information acquisition apparatus according to claim 1, wherein the moving unit moves the plurality of receiving elements in a first direction from a first position to a second position,further wherein the signal processor performs the operation in the first mode at the first position and performs the operation in the second mode at the second position. 3. The object information acquisition apparatus according to claim 2, wherein the plurality of receiving elements are arranged along the first direction. 4. The object information acquisition apparatus according to claim 1, wherein the signal processor performs delay-and-sum processing on the received signals that are output from the second group of receiving elements or the received signals that are output from the fourth group of receiving elements. 5. The object information acquisition apparatus according to claim 1, wherein the signal processor performs image reconstruction to generate the photoacoustic image on the basis of the received signals that are output from the first group of receiving elements or the received signals that are output from the third group of receiving elements. 6. The object information acquisition apparatus according to claim 5, wherein t... | Canon Kabushiki Kaisha | A61B008/00 A61B005/00 A61B008/14 A61B008/08
US10094839 | B2 | 2018-10-09 | Biomarker of renal dysfunction | 2013-06-13 | The present invention relates to a method for a method for predicting the development of renal dysfunction in a subject following physical trauma, hypotension, sepsis and/or septic shock syndrome, wherein the method comprises the steps of: —a. determining the level of an anti-inflammatory cytokine present in a sample taken from the subject after physical trauma, after a hypotensive event, after sepsis, and/or after septic shock syndrome; b. predicting the development in the subject of renal dysfunction on the basis of the level of an anti-inflammatory cytokine determined in step a). | 1. A method of treating a subject at increased risk of renal dysfunction induced by at least one of physical trauma, hypotension, sepsis, and septic shock syndrome, wherein the method includes the step of: a) obtaining a urine sample from a subject after the at least one of physical trauma, hypotension, sepsis and septic shock syndrome;b) detecting the anti-inflammatory cytokine present in the urine sample obtained in step a), wherein the anti-inflammatory cytokine is selected from the group consisting of IL-1ra, TNFsr1 and TNFsr2 and any combination thereof;c) detecting the anti-inflammatory cytokine in a post-event normal control;d) calculating the level of anti-inflammatory cytokine detected in step b) relative to the level of anti-inflammatory cytokine detected in step c);e) determining that the subject has a greater than normal chance of developing renal dysfunction induced by physical trauma, hypotension, sepsis and/or septic shock syndrome when the level of anti-inflammatory cytokine determined in step b) is lower than the level of anti-inflammatory cytokine detected in step c); andf) applying therapeutic measures to treat or obviate the predicted impending renal dysfunction to the subject wherein the therapeutic measures are selected from maintaining a supra-normal blood pressure; ensuring adequate tissue oxygen delivery; administration of steroids; renal replacement therapy; dialysis; or any combination thereof. | THE QUEEN'S UNIVERSITY OF BELFAST BELFAST HEALTH AND SOCIAL CARE TRUST | A61K038/00 G01N033/493 G01N033/68 A61B005/20
US10092717 | B2 | 2018-10-09 | Method and apparatus for increasing cough flow | 2013-02-06 | A system and method are configured to utilize patient effort to increase cough flow of a subject by limiting airway collapse by causing a series of exsufflation events over an individual exhalation of the subject. A single exhalation of the subject is segmented into a series of exsufflation events by a processor configured to toggle a pressure regulator between a first airway closed mode and a second airway open mode. The processor is configured such that the transitions between the closed and open modes are initiated based on predetermined timing or based on output signals generated by sensors monitoring one or more gas parameters (for example, pressure) in the airway of the patient. | 1. A device configured to enhance cough flow of a subject, the device comprising; a subject interface configured to communicate with an airway of the subject;a pressure regulator configured to selectively control flow through the subject interface, the pressure regulator operating in (i) a first mode in which the subject interface is closed such that substantially no gas is communicated with the airway of the subject therethrough, and (ii) a second mode in which the subject interface is opened to permit gas to be exhausted from the airway of the subject through the subject interface; anda controller configured to successively toggle the pressure regulator between the first mode and the second mode during an individual exhalation of the subject, to cause a series of exsufflation events to occur during the individual exhalation of the subject, wherein the controller comprises one or more processors configured to execute computer program modules, the computer program modules comprising: a pressurization module configured to receive, from a user control interface, information indicating that the subject has pressurized the subject interface, the information including an input by the subject to the user control interface; anda control module configured to control operation of the pressure regulator between the first mode and the second mode to exsufflate the subject, wherein the control module is configured to exsufflate the subject by placing the pressure regulator in the first mode until a determination by the pressurization module that the subject has pressurized the subject interface, and, responsive to such a determination, to cause a series of exsufflation events over an individual exhalation of the subject through the subject interface by toggling, based on a user setting, the pressure regulator between the first mode and the second mode during the individual exhalation. 2. The device of claim 1, further comprising one or more sensors configured to generate output signals conveying information related to one or more gas parameters within the subject interface, and wherein the pressurization module is configured such that the information indicating whether the user has pressurized the subject interface comprises the output signals. 3. The device of claim 2, further comprising a cough initiation module configured to detect a cough trigger event, wherein the cough trigger event is determined based on the output signals of the sensors. 4. The device of claim 1, wherein the control module is configured to toggle the pressure regulator between the first mode and the second mode at a regular frequency to create the exsufflation events. 5. The device of claim 1, further comprising one or more sensors configured to generate output signals conveying information related to one or more gas parameters within the subject interface, and wherein the control module is configured such that during the series of exsufflation events the timing of one or both of... | KONINKLIJKE PHILIPS N.V. | A61M016/00 A61M016/06 A61M016/08 A61M016/16 A61B005/08
US10085645 | B2 | 2018-10-02 | Implant placement method with feedback | 2015-09-30 | Methods for performing orthopaedic surgical procedures using a handheld scanner are disclosed. The methods include, generally, performing one or more intra-operative scans using a handheld scanner, generating scan data from the intra-operatives scans, and comparing the scan data to a surgical plan. The scan data and other feedback data are used to validate the position and orientation of orthopaedic prosthetic component implanted in a body of the patient. | 1. A method of performing an orthopaedic surgery on a patient, the method comprising: positioning the patient on a surgical table in an operating room,making an incision in the patient's tissue to expose a bone of the patient,obtaining a first scan with a hand-held device, the first scan including a position and an orientation of the bone in the operating room,transmitting the first scan from the hand-held device to a computing device,operating the computing device to (i) compare the position and the orientation of the bone included in the first scan to a surgical plan including a planned position and a planned orientation of the patient's bone and (ii) generate an adjusted planned position and an adjusted planned orientation of an orthopaedic prosthetic component in the patient's bone based on the position and the orientation of the bone included in the first scan,implanting the orthopaedic prosthetic component in the bone of the patient,obtaining a second scan with the hand-held device, the second scan including a position and an orientation of the orthopaedic prosthetic component in the bone,transmitting the second scan from the hand-held device to the computing device, andoperating the computing device to confirm that the position and the orientation of the orthopaedic prosthetic component included in the second scan matches the adjusted planned position and the adjusted planned orientation of the orthopaedic prosthetic component. 2. The method of claim 1, wherein obtaining the first scan further comprises positioning an optical detector of the hand-held device inside of the incision formed in the patient's tissue, and performing the first scan with the hand-held device. 3. The method of claim 1, wherein obtaining the first scan with the hand-held device further comprises obtaining the first scan with an optical detector positioned on the hand-held device, the optical detector being configured to detect electromagnetic radiation reflected from a surface of interest on the patient. 4. The method of claim 3, wherein the hand-held device is a white light scanner configured to determine one or more locations of a surface of interest on the patient by detecting one or more characteristics of white light reflected from the surface of interest. 5. The method of claim 3, wherein the hand-held device is a laser scanner that includes one or more optical detectors configured to determine one or more locations on a surface of interest on the patient by detecting one or more characteristics of laser light reflected from the surface of interest. 6. The method of claim 1, wherein when obtaining a scan of the patient the patient is not moved to a new location and the position of the patient relative to a reference plane is not modified. 7. The method of claim 1, wherein operating the computing device further comprises operating the computing device to display a comparison of the position and the orientation of the bone included in the first scan to the... | DEPUY SYNTHES PRODUCTS, INC. | A61B005/00 G16H050/50 A61B017/16 A61B034/10 G06F019/00 A61B005/055 A61B090/00
US10074156 | B2 | 2018-09-11 | Image processing apparatus with deformation image generating unit | 2014-12-26 | An image processing apparatus comprising: medical image obtaining means for obtaining a medical image of an object in a first shape state; deformation information obtaining means for obtaining deformation information indicating deformation of the object from the first shape state to a second shape state; imaging region setting means for setting an imaging region of the object in the second shape state; deformation image generating means for generating a conversion image by converting the medical image deformed based on the deformation information in accordance with the imaging region; and display image generating means for generating a display image by overlapping the conversion image and the imaging region. | 1. An image processing apparatus, comprising at least one processor and memory coupled to each other and cooperating to act as: a medical image obtaining unit configured to obtain a first medical image of an object in a first shape state;a deformation information obtaining unit configured to obtain deformation information indicating deformation of the object from the first shape state to a second shape state;a deformation image generating unit configured to generate a deformation image by deforming the first medical image based on the deformation information and to generate a conversion image for setting a region to be imaged by converting the deformation image;an imaging region setting unit configured to set the region to be imaged of the object in the second shape state based on a user operation on the conversion image, before taking a second medical image of the object in the second shape state;a display control unit configured to cause a display unit to display the conversion image and the region to be imaged; andan imaging region outputting unit configured to output information of the region to be imaged to a medical imaging apparatus in order to take the second medical image by using the medical imaging apparatus based on the information of the region to be imaged. 2. The image processing apparatus according to claim 1, wherein the imaging region setting unit adjusts the region to be imaged based on a user operation on the conversion image. 3. The image processing apparatus according to claim 1, wherein the deformation image generating unit generates a volume rendering image or a maximum value projection image of the deformation image in the second shape state as the conversion image. 4. The image processing apparatus according to claim 1, wherein the first medical image is an MRI image of the object. 5. The image processing apparatus according to claim 1, wherein the at least one processor and memory further cooperate to act as an appearance image obtaining unit configured to obtain an appearance image of the object in the second shape state, a space for setting the region to be imaged is a plane of the appearance image, andthe display control unit causes the display unit to display the appearance image on which the conversion image is superimposed. 6. The image processing apparatus according to claim 5, wherein the at least one processor and memory further cooperate to act as an inappropriate region setting unit configured to set an inappropriate region based on a user operation on the appearance image, the inappropriate region being inappropriate for imaging of the object in the second shape state, and the display control unit causes the display unit to display the inappropriate region superimposed on the appearance image. 7. An image diagnostic system, comprising: the image processing apparatus according to claim 1; andthe medical imaging apparatus that takes the second medical image. 8. An image diagnostic system, comprising: th... | CANON KABUSHIKI KAISHA | G06K009/00 G06T003/00 G16H050/50 A61B005/055 A61B006/00 A61B008/08 A61B008/00 A61B005/00 G06T019/20 A61B006/03 G06T007/00 G06F019/00
US10105100 | B2 | 2018-10-23 | Display on a bandage-type monitoring device | 2015-07-28 | A body-mountable device includes a flexible substrate configured for mounting to a skin surface. The flexible substrate is configured to be adhered or otherwise mounted to the skin in a manner that minimally impacts activities of the body. The device includes a flexible display configured to provide indications to a user, e.g., indications of sensor readings, medical alerts, or operational states of the device. The display could be operated on a very low power budget, e.g., the display could be operated intermittently. In some examples, the display could include an e-paper display or similar low power display elements. In some examples, elements of the display, e.g., electrodes of a multi-segment display, could be formed on the flexible substrate such that additional elements of the display, e.g., a layer of display medium and a layer of transparent conductor, could be adhered or otherwise attached to the formed elements. | 1. A body-mountable device comprising: a flexible substrate, wherein the flexible substrate is configured to be mounted to a skin surface;a multi-segment display disposed on the flexible substrate, wherein the multi-segment display comprises a plurality of electrodes disposed on the flexible substrate, a transparent conductive layer, and a display medium disposed between the plurality of electrodes and the transparent conductive layer, and wherein each electrode in the plurality of electrodes corresponds to a respective segment of the multi-segment display;a sensor probe, wherein a first end of the sensor probe is attached to the flexible substrate, wherein a second end of the sensor probe is configured to extend beneath the skin surface to contact interstitial fluid;a sensor configured to detect a physiological property, wherein the sensor is disposed at the second end of the sensor probe, and wherein the physiological property comprises a property of an analyte in the interstitial fluid; anda controller, wherein the controller is disposed on the flexible substrate, wherein the controller is electrically coupled to the display and the sensor, wherein the controller is configured to perform controller operations comprising: operating the sensor to detect the physiological property; andoperating the display to provide an indication related to the detected physiological property. 2. The body-mountable device of claim 1, wherein the sensor comprises an electrochemical sensor. 3. The body-mountable device of claim 1, wherein at least a portion of the multi-segment display is configured as a multi-segment numerical display in which each segment of the multi-segment numerical display corresponds to a respective electrode in the plurality of electrodes. 4. The body-mountable device of claim 1, wherein at least a portion of the multi-segment display is configured as a multi-segment display that is configured to indicate a trend and in which each segment of the multi-segment display corresponds to a respective electrode in the plurality of electrodes, wherein operating the sensor to detect the physiological property comprises operating the sensor to detect the physiological property at two or more different points in time, and wherein the controller operations further comprise: determining a trend in the physiological property over time based on the detected physiological property at two or more different points in time, wherein operating the display to provide an indication related to the detected physiological property comprises operating the display to indicate the determined trend. 5. The body-mountable device of claim 1, wherein the display further comprises a transparent flexible polymer layer, wherein the transparent flexible polymer layer is disposed on a side of the transparent conductive layer opposite the display medium, and wherein the transparent flexible polymer layer, the transparent conductive layer, and the display medium are attached... | Verily Life Sciences LLC | A61B005/00 G06F001/16 A61B005/145 A61B005/1473
US10076253 | B2 | 2018-09-18 | Physiological monitoring devices having sensing elements decoupled from body motion | 2014-01-24 | A monitoring device includes a sensor band configured to be secured around an appendage of a subject, and a sensing element movably secured to the sensor band via a biasing element. The sensor band has a first mass, and the sensing element has a second mass that is less than the first mass. The biasing element is configured to urge the sensing element into contact with a portion of the appendage, and the biasing element decouples motion of the band from the sensing element. A monitoring device includes a band that is configured to be secured around an appendage of a subject. One or more biasing elements extend outwardly from the band inner surface and are configured to contact the appendage. A sensing element is secured to the band inner surface. The one or more biasing elements decouples motion of the band from the sensing element. | 1. A monitoring device, comprising: a band configured to be secured around an appendage of a subject, wherein the band comprises an inner surface and an outer surface;an elongated biasing element having opposite ends, the biasing element secured to the band inner surface, the biasing element extending around an inner circumference of the band inner surface such that the biasing element opposite ends are in adjacent, closely spaced-apart relationship, wherein the biasing element comprises a surface that contacts the appendage, wherein the biasing element surface is radially spaced apart from the band inner surface, wherein a width of the biasing element surface does not exceed a width of the band inner surface, and wherein the biasing element is configured to compress and conform to the appendage when the band is worn on the appendage; anda sensing element secured to the band inner surface between the spaced-apart biasing element ends, wherein the sensing element extends outwardly from the band inner surface, wherein the biasing element surface is radially spaced apart from the band inner surface such that the sensing element does not contact the appendage when the band is secured around the appendage, and wherein the sensing element is stabilized with respect to the appendage of the subject by the biasing element. 2. The monitoring device of claim 1, further comprising one or more portions of the biasing element surface having a textured configuration, wherein each textured configuration comprises a plurality of raised bumps having alternating shapes. 3. The monitoring device of claim 2, wherein the plurality of raised bumps are arranged in an array. 4. The monitoring device of claim 1, wherein the sensing element comprises at least one energy emitter configured to direct energy at a target region of the appendage and at least one detector configured to detect an energy response signal from the target region and/or a region adjacent to the target region. 5. The monitoring device of claim 4, wherein the at least one energy emitter comprises at least one optical emitter and wherein the at least one detector comprises at least one optical detector. 6. The monitoring device of claim 4, wherein the sensing element comprises a surface having at least one window through which energy passes from the at least one energy emitter, and/or through which energy is collected by the at least one detector. | Valencell, Inc. | A61B005/024 A61B005/1455 A61B005/00 A61B005/026 A61B005/11
US10111588 | B2 | 2018-10-30 | Analyte sensor transceiver configured to provide tactile, visual, and/or aural feedback | 2014-08-06 | A transceiver for interfacing with an analyte sensor. The transceiver may include an interface device and a notification device. The interface device may be configured to convey a power signal to the analyte sensor and to receive data signals from the analyte sensor. The notification device may be configured to generate one or more of a vibrational, aural, and visual signal based on one or more data signals received from the analyte sensor. The interface device of the transceiver may receive analyte data from the analyte sensor, and the transceiver may comprise a processor configured to calculate an analyte concentration value based on the received analyte data. The notification device may be configured to generate one or more of aural, visual, or vibrational alarm when the calculated analyte concentration value exceeds or falls below a threshold value. | 1. A transceiver for interfacing with an analyte sensor, the transceiver comprising: an interface device configured to convey a power signal to the analyte sensor and to receive data signals from the analyte sensor;a battery;a processor configured to calculate an analyte concentration value based on one or more of the received data signals from the analyte sensor;a notification device including a vibration motor, wherein the notification device is configured to generate: a vibrational signal having a first pattern if the calculated analyte concentration value has exceeded or has fallen below a threshold value, anda vibrational signal having a second pattern different than the first pattern if a power level of the battery has fallen below a threshold; anda communication circuit configured to transmit data to a smartphone, wherein the smartphone is configured to generate a vibrational signal. 2. The transceiver of claim 1, wherein the interface device comprises an antenna configured to wirelessly convey the power signal to an antenna of the analyte sensor and to wirelessly receive the data signals from the antenna of the analyte sensor. 3. The transceiver of claim 2, wherein the notification device is further configured to generate one or more of a vibrational, aural, and visual signal based on how well the analyte sensor and the transceiver are coupled. 4. The transceiver of claim 1, wherein the interface device comprises a wired connection to the sensor through a transdermal needle tip. 5. The transceiver of claim 1, wherein the communication circuit comprises a wireless communication circuit configured to wirelessly transmit the data to the smartphone. 6. The transceiver of claim 1, wherein the notification device is further configured to emit an aural alarm when the calculated analyte concentration value exceeds or falls below a threshold value. 7. The transceiver of claim 1, wherein the notification device further includes one or more LEDs configured to generate one or more visual signals. 8. The transceiver of claim 1, further comprising an accelerometer. 9. The transceiver of claim 8, further comprising a temperature sensor embedded in the accelerometer. 10. The transceiver of claim 1, further comprising a Global Positioning System (GPS) unit configured to acquire a GPS signal and take location measurements. 11. The transceiver of claim 1, further comprising a temperature sensor. 12. The transceiver of claim 1, wherein the transceiver is an on-body, wearable transceiver. 13. The transceiver of claim 1, wherein the transceiver interfaces with an implantable analyte sensor. 14. The transceiver of claim 1, wherein the notification device is further configured to generate a vibrational signal having a third pattern if the transceiver needs or is going to need a calibration point, and the third pattern is different than the first and second patterns. 15. A transceiver for interfacing with an analyte sensor, the transceiver comprisin... | Senseonics, Incorporated | A61B005/1455 A61B005/00 A61B005/11 A61B005/01 A61B005/1459 A61B005/145
US10105089 | B2 | 2018-10-23 | Systems and methods for blood pressure measurement with psychological status validation | 2015-11-05 | Techniques for effectively and accurately measuring psychological influencing factors, such as the white coat effect and mental stress, that may affect or otherwise influence biometric measurements, such as blood pressure measurements, are described. Embodiments of a measurement validation system herein may utilize a method for determining an artery location on a living subject's skin and positioning a tonometry pressure sensor on the artery location for tonometric blood pressure measurement to obtain pressure pulse data for a subject. In operation according to embodiments, measurement logic of a measurement validation system may utilize the pressure pulse data to extract blood pressure data, heart rate data, blood pressure variability data, and heart rate variability data. The foregoing data may be utilized in identifying whether the blood pressure measurement properly and accurately reflects the situation of the subject. | 1. A system for validating a psychological status with respect to a blood pressure measurement, the system comprising: a pressure sensor platform adapted for measuring continual pressure pulse of a subject and providing pressure pulse data for the subject from the measured continual pressure pulse, wherein the pressure pulse data comprises data for a plurality of pressure waveforms associated with beat-to-beat blood pressure values of the subject;data feature identification logic configured to identify peaks and troughs of the plurality of pressure waveforms;measurement logic configured to derive a blood pressure measurement for the subject from the pressure pulse data and to derive heart rate variability data and blood pressure variability data from the pressure pulse data using the identified peaks and troughs of the plurality of pressure waveforms; andanalysis logic configured to analyze the heart rate variability data and blood pressure variability data and determine if one or more psychological influencing factors is present with respect to the subject, wherein the analysis logic provides information regarding validity of the blood pressure measurement based on the determination if one or more psychological influencing factors is present and outputs a signal indicating invalidity of the blood pressure measurement when the analysis logic determines that the one or more psychological influencing factors is present and indicating validity of the blood pressure measurement when the analysis logic determines that the one or more psychological influencing factors is not present; andwherein the analysis logic is configured to trigger one or more additional measurements for deriving an additional blood pressure measurement for the subject in response to the signal indicating invalidity of the blood pressure measurement and to cause the blood pressure measurement to be recorded in response to the signal indicating validity of the blood pressure measurement. 2. The system of claim 1, wherein the pressure sensor platform comprises: a tonometric pressure sensor, wherein the tonometric pressure sensor is applied to a surface of the subject with a pressure approximating a blood pressure for the continual pressure pulse measurement. 3. The system of claim 2, wherein the pressure sensor platform comprises: an optical sensor, wherein the tonometric pressure sensor is applied to the surface of the subject in juxtaposition with a radial artery of the subject as determined using the optical sensor. 4. The system of claim 1, wherein the measurement logic derives the heart rate variability data and the blood pressure variability data from the pressure pulse data based on differences between data of the pressure pulse data for adjacent heart beats of the subject. 5. The system of claim 1, wherein the measurement logic further derives a heart rate for the subject from the pressure pulse data. 6. The system of claim 5, wherein the pressure pulse data is collect... | Hong Kong Applied Science and Technology Research Institute Co., Ltd. | A61B005/16 A61B005/00 A61B005/021 A61B005/024
US10080527 | B2 | 2018-09-25 | Health monitoring systems and methods | 2014-12-09 | Systems, methods and devices for reducing noise in health monitoring including monitoring systems, methods and/or devices receiving a health signal and/or having at least one electrode or sensor for health monitoring. | 1. A device for monitoring one or more physiological parameters, the one or more physiological parameters including blood oxygenation, the device being adapted to be adhered to the skin of a subject for the physiological parameter monitoring; the device comprising: a substrate;a conductive sensor connected to the substrate;a plurality of pulse oximetry sensors connected to the substrate, and,a plurality of light sources for one or more wavelengths; and,an encapsulant that is configured to encapsulate the sensor, the plurality of pulse oximetry sensors and the plurality of light sources and is in operative contact with the sensor, the plurality of pulse oximetry sensors and the plurality of light sources and is configured for light transmission therethrough and to not allow an interference airgap between the sensor, the plurality of pulse oximetry sensors and the plurality of light sources and the encapsulant, providing no internal reflective surface;the encapsulant also being configured to be disposed in operative contact with the skin of a subject without any other cover between the skin and the encapsulant; and,the encapsulant also being configured to provide at least one radius of curvature of at or between 20 mm and 40 mm. 2. A device according to claim 1 the plurality of pulse oximetry sensors and light sources being configured to provide for interrogation of a wider area of capillary bed in order to reduce local motion artifact effects; wider area defined by being wider than achievable by a single sensor or a single light source per wavelength. 3. A device for reducing noise in health monitoring including a wearable health monitoring device having at least one sensor for health monitoring; the wearable health monitoring device having: a composite adhesive having at least one conductive portion applied adjacent the sensor; and, includingone or more structural adaptations for the at least one sensor for receiving signals with reduced noise; the one or more structural adaptations including a convex lens for light transmission therethrough;the convex lens being an encapsulant that encapsulates the sensor and is in operative contact with the sensor and is configured for light transmission therethrough and to not allow an interference airgap between the sensor and the encapsulant, providing no internal reflective surface;the encapsulant also being configured to be disposed in operative contact with the skin of a subject without any other cover to be disposed between the skin and the encapsulant; and,the encapsulant also being configured to provide at least one radius of curvature of at or between 20 mm and 40 mm. 4. A device according to claim 3 the convex lens being configured to be disposed in operative contact with a wearer's skin. 5. A device according to claim 3 the convex lens being configured to be disposed in operative contact with a wearer's skin at or adjacent the wearer's/user's forehead or chest. 6. A device according to claim 3 ... | RHYTHM DIAGNOSTIC SYSTEMS, INC. | A61B005/00 A61B005/0205 A61B005/026 A61B005/0295 A61B005/0408 A61B005/11 A61B005/0432 A61B005/0402 A61B005/08 A61B005/021 A61B005/1455 A61B005/024 A61B005/0456
US10064560 | B2 | 2018-09-04 | System for cardiac pathology detection and characterization | 2010-04-06 | A system for heart performance characterization and abnormality detection includes an interface for receiving digitized electrical signals representing blood pressure waveforms over one or more heart beat cycles. The digitized electrical signals comprise, a first digital data sequence representing normal blood pressure of a patient, a second digital data sequence representing random blood pressure of a normal patient and a third digital data sequence representing a potentially abnormal blood pressure of a patient. A complexity processor calculates first, second and third complexity indices for the corresponding first, second and third digital data sequences respectively. A correlation processor uses the calculated first, second and third complexity indices to calculate one or more measures indicating deviation of the potentially abnormal blood pressure of the patient from a normal value. | 1. A system for heart performance characterization and abnormality detection included in a medical device, the system comprising: an interface configured to receive, from a blood pressure sensor coupled to the interface, digitized electrical signals representing blood pressure waveforms over one or more heartbeat cycles comprising, a first digital data sequence representing a baseline blood pressure waveform of at least one of a first patient and a second patient having common characteristics as the first patient including at least one of age, weight, gender, height, and medical conditions,a second digital data sequence representing a random blood pressure waveform that is derived by a computer anda third digital data sequence representing an ongoing blood pressure waveform of the first patient;a complexity processor configured to calculate first, second and third complexity values for the corresponding first, second and third digital data sequences respectively;a correlation processor configured to determine one or more measures based on nonlinear changes of the ongoing blood pressure waveform with respect to the baseline blood pressure waveform and based on the first, second and third complexity values;a data processor configured to determine a first anatomical location of the first patient and a type of cardiac pathology and/or associated disease based on the one or more determined measures and a second anatomical location of the first patient at which the ongoing blood pressure waveform is acquired; anda transmitter configured to transmit a message to a user indicating the determined type of cardiac pathology and/or associated disease of the first patient. 2. The system according to claim 1, wherein said interface substantially synchronizes the first, second and third digital data sequences. 3. The system according to claim 2, wherein said interface substantially synchronizes the first, second and third digital data sequences in response to a peak or minimum value in the corresponding blood pressure waveforms. 4. The system according to claim 1, wherein the data processor is further configured to monitor said first, second and third complexity values and in response to a variation in the values exceeding a predetermined threshold, generate an alert message. 5. The system according to claim 4, wherein said data processor substantially continuously performs the monitoring for at least a 24 hour period. 6. The system according to claim 4, wherein said data processor uses predetermined mapping information, associating ranges of said values with corresponding medical conditions, in comparing said values with said ranges and generates an alert message indicating a potential medical condition. 7. The system according to claim 6, wherein said predetermined mapping information associates ranges of said values with particular demographic characteristics for a population of patients and with corresponding medical conditions and said data processor... | Siemens Healthcare GmbH | A61B005/02 A61B005/021 A61B005/0215 A61B005/00
US10064584 | B2 | 2018-09-04 | Combined x-ray and optical tomographic imaging system | 2006-12-21 | The invention relates to a combined x-ray and optical (light-based) tomographic imaging system that provides functional information at greater resolution than can be achieved by optical tomography alone. The system is configured with one or more x-ray sources, x-ray detectors, light sources, and light detectors arranged on a gantry which rotates about an imaging chamber containing the object to be imaged. The system thereby allows both x-ray radiation and light to be directed into the object at multiple locations. Processing methods of the invention go beyond simple co-registration of images obtained from two or more imaging techniques. Both x-ray data and light data are used together in optical tomographic reconstruction to create the tomographic image, thereby allowing a more accurate and/or higher resolution final image. | 1. A system for creating an optical tomographic image of a target volume of an object, the system comprising: an x-ray source configured to direct x-ray radiation into the object;an x-ray detector configured to detect x-ray radiation transmitted through the object;a light source configured to direct light into the object;a light detector configured to detect light transmitted through and/or emitted from the object, wherein the x-ray detector is configured to detect x-ray radiation at a first plurality of angular projections, collecting one or more images of an x-ray scan data set at each of the first plurality of angular projections, andthe light detector is configured to detect light at a second plurality of angular projections, collecting one or more images of a light scan data set at each of the second plurality of angular projections;a memory for storing code that defines a set of instructions; anda processor for executing the set of instructions to create a three-dimensional optical absorption map of the target volume based at least in part on the x-ray scan data set and to use the optical absorption map and light scan data set to construct a forward problem and solve an inverse problem in optical tomographic reconstruction, thereby creating the three dimensional optical tomographic image, wherein the optical absorption map reflects anatomical information obtained from the x-ray scan data by distinguishing a plurality of tissues of various densities within the object,wherein the optical absorption map comprises a plurality of absorption coefficients assigned to regions of different densities, where each of the plurality of absorption coefficients is a perturbation from a background absorption coefficient and is computed as a function of an x-ray-derived measure of density, and where each of the plurality of absorption coefficients provides a measure of optical absorption at a wavelength of the detected light. 2. The system of claim 1, wherein the light source is configured to direct excitation light into the object at multiple locations and the x-ray source is configured to direct x-ray radiation into the object at multiple locations by operation of one or more of the following: (i) rotation of a gantry about the imaging chamber, wherein the light source and the light detector are mounted to the gantry;(ii) fine scanning of a light head of the light source at one or more positions of a gantry, wherein the light source and the light detector are mounted to the gantry; and(iii) passive splitting of a single beam from the light source into multiple beams. 3. The system of claim 1, wherein the x-ray source is configured to direct x-ray radiation into the object at multiple locations. 4. The system of claim 1, wherein the three-dimensional optical absorption map comprises absorption coefficients corresponding to a plurality of segmented regions of the target volume. 5. The system of claim 1, wherein the instructions, when executed, cause the ... | VisEn Medical, Inc. | A61B006/03 A61B005/00 A61B005/107 A61B006/00
US10085681 | B2 | 2018-10-02 | Lancing device with moving pivot depth adjust | 2013-04-10 | A depth-control mechanism for selectively-adjusting a lancing stroke depth of a lancet carrier. The depth-control mechanism includes a positioning tab that is configured to be repositioned along an axis that is orthogonal to the lancing stroke axis of the lancet carrier. The depth-adjustment mechanism also includes a tether that is pivotally coupled between the positioning tab and the lancet carrier. The positioning tab is configured to manipulate a pivot axis of the tether to adjust the lancing stroke length of the lancet carrier. | 1. A depth-control mechanism for selectively-adjusting a lancing stroke depth of a lancet carrier, the depth-control mechanism comprising: a fixed engagement post;a positioning tab configured to be repositioned by a user relative to the engagement post along an axis orthogonal to the lancing stroke axis of the lancet carrier, wherein a first position of the positioning tab along the orthogonal axis corresponds to a first lancing stroke depth and a second position of the positioning tab along the orthogonal axis corresponds to a second lancing stroke depth, anda tether pivotally coupled between the positioning tab and the lancet carrier, the tether having a pivot axis relative to the axis orthogonal to the lancing stoke axis of the lancet carrier, wherein the tether is configured to engage the engagement post at a position on the tether, wherein the pivot axis is adjustable, wherein the positioning tab is configured to manipulate the adjustable pivot axis of the tether to change the position where the engagement post engages the tether and adjust the lancing stroke length of the lancet carrier. 2. The depth-control mechanism of claim 1, wherein the positioning tab is configured to be slidably repositioned along the axis orthogonal to the lancing stroke axis of the lancet carrier. 3. The depth-control mechanism of claim 1, wherein the tether comprises a pivot link comprising an elongated channel with an elongated axis extending between a minimum depth end and a maximum depth end. 4. The depth-control mechanism of claim 3, wherein the positioning tab is slidably secured in the pivot link elongated channel to move between the minimum depth end and the maximum depth end. 5. The depth-control mechanism of claim 3, wherein the elongated channel elongated axis is configured to pivot to at least two distinct angles with respect to the lancing stroke axis. 6. The depth-control mechanism of claim 5, wherein the positioning tab comprises a pivot post, the pivot link elongated channel configured to pivot to the at least two distinct axial angles about the pivot post. 7. The depth-control mechanism of claim 3, wherein the tether comprises an arm with a distal end secured to the lancet carrier and a proximal end pivotally secured to the pivot link. 8. The depth-control mechanism of claim 7, wherein the pivot link comprises a pivot aperture at the maximum depth end, and the arm comprises a pivot insert at the proximal end, the pivot insert pivotally inserted through the pivot link aperture. 9. The depth-control mechanism of claim 8, wherein the pivot link is configured to pivot around the arm pivot insert when the positioning tab is slidably repositioned with respect to the lancing stroke axis of the lancet carrier. 10. A depth-control mechanism for a lancing device comprising a housing having an upper housing shell and a lower housing shell, a drive-mechanism and a lancet carrier, translationally secured along a lancing stroke axis within a housing, th... | FACET TECHNOLOGIES, LLC | A61B017/32 A61B005/151 A61B005/15
US10085671 | B2 | 2018-10-02 | Systems and methods for deformation compensation using shape sensing | 2013-05-13 | A method and medical system for estimating the deformation of an anatomic structure that comprises generating a first model of at least one anatomical passageway from anatomical data describing a patient anatomy and determining a shape of a device positioned within the branched anatomical passageways. The method and medical system also comprise generating a second model of the plurality of branched anatomical passageways by adjusting the first model relative to the determined shape of the device. | 1. A method comprising: generating, by a processor, a first three-dimensional model of a bronchial structure that includes a set of anatomical passageways having a plurality of proximal branches and distal branches, including a first proximal branch connected to a first distal branch, from anatomical data describing an anatomic structure of a patient;positioning an elongate flexible body of a surgical device within the first proximal branch and the first distal branch of the set of anatomical passageways;determining, by a tracking system disposed along a length of the elongate flexible body of the surgical device, a shape of the surgical device positioned within the first proximal branch and the first distal branch of the set of anatomical passageways;computing, by the processor, based on the determined shape of the surgical device, a total set of forces acting on the set of anatomical passageways in response to the positioning of the surgical device within the first proximal branch and the first distal branch;deforming, by the processor, the first three-dimensional model into a second three-dimensional model of the set of anatomical passageways by adjusting at least one joint between branches in the set of anatomical passageways in the first three-dimensional model based on the total set of forces computed, to thereby change a pose of at least one branch through which the surgical device extends and at least one additional branch through which the surgical device does not extend; anddisplaying, to an operator, a representation of the second three-dimensional model and a representation of the surgical device as positioned within the second three-dimensional model in a display system. 2. The method of claim 1 wherein determining the shape of the surgical device includes receiving information from an optical fiber shape sensor of the tracking system disposed along the length of the elongate flexible body. 3. The method of claim 2 wherein determining the shape of the surgical device further includes receiving information from an electromagnetic sensor of the tracking system disposed along the length of the elongate flexible body. 4. The method of claim 1 further comprising fitting a sampling of points along the shape of the surgical device to the first three-dimensional model, wherein the tracking system produces the points, the points indicating the shape of the surgical device. 5. The method of claim 1 wherein computing the total set of forces includes computing a set of deformation forces exerted by the elongate flexible body on at least one anatomical passageway. 6. The method of claim 1 wherein computing the total set of forces includes computing a set of restorative forces that bias the set of anatomical passageways toward an original shape thereof. 7. The method of claim 1 wherein computing the total set of forces includes computing a set of maintenance forces, wherein each maintenance force is represented as a joint torque acting oppos... | INTUITIVE SURGICAL OPERATIONS, INC. | A61B034/10 A61B005/06 A61B005/00 G06F019/00 A61B017/00 A61B034/30 A61B034/20
US10085644 | B2 | 2018-10-02 | Optical imaging system | 2011-09-07 | Provided is an optical imaging system which visualizes a deep portion of a scattering body. The optical imaging system generates an image of an object to be inspected by removing a signal resulting from light reflected and scattered once by a surface of the object to be inspected from the signal obtained by means of an optical system analogous to Optical Coherence Tomography, thereby extracting a signal resulting from multiply scattered light. | 1. An optical imaging system comprising: a light source configured to emit light;a light reflector;a light scanner mirror;an optical multiplexer/demultiplexer, wherein the optical multiplexer/demultiplexer is configured to demultiplex the light emitted from the light source into inspection light and reference light,wherein the light reflector is configured to reflect the reference light,wherein the light scanner mirror is configured to scan the inspection light on an object to be inspected, andwherein the optical multiplexer/demultiplexer is configured to multiplex reflected inspection light obtained by the inspection light being reflected and scattered by the object to be inspected and reflected reference light obtained by the reference light being reflected by the light reflector, so as to generate interference light;a photoelectric conversion circuit configured to photoelectrically convert the interference light into an analog output signal;an analog-digital converter configured to convert the analog output signal to a digital signal; anda processor comprising hardware, wherein the processor is configured to: remove a signal resulting from the light reflected and scattered once by the object to be inspected from the digital signal, wherein the removed signal includes information on a surface portion of the object to be inspected, to thereby extract a signal resulting from multiply scattered light in the object to be inspected, wherein the extracted signal includes information on a deeper portion of the object to be inspected that is deeper than the surface portion;integrate the extracted signal to thereby generate an integrated signal; andgenerate an image of the object to be inspected on the basis of the integrated signal and positional information from the light scanner mirror. 2. The optical imaging system according to claim 1, wherein the light source comprises a wavelength swept laser. 3. The optical imaging system according to claim 2, wherein the processor is configured to: perform Fourier transform of the digital signal to thereby generate a signal representative of a signal intensity distribution with respect to a position in the object to be inspected; andextract the signal resulting from multiply scattered light in the object to be inspected from the signal representative of the signal intensity distribution with respect to the position in the object to be inspected as the extracted signal. 4. The optical imaging system according to claim 1, wherein the light source comprises a super luminescent diode or pulse light source, andwherein the light reflector is configured to be driven to sweep over relative delay time between the inspection light and the reference light. 5. The optical imaging system according to claim 4, wherein the processor is configured to: detect an envelope of the digital signal to remove the signal resulting from the light reflected and scattered once by the object to be inspected from the digital signal. 6.... | OLYMPUS CORPORATION | A61B006/00 A61B005/00 A61B001/00 A61B001/06 A61B090/20
US10064565 | B2 | 2018-09-04 | Multielectrode array and method of fabrication | 2014-11-05 | A multielectrode array with a fluidic channel and its method of fabrication are presented here. In accordance with various embodiments, the present invention allows for scalability, reproducibility, and precision dimension control by utilizing a lithography dependent process. In one embodiment, the present invention provides for a microelectrode that is a neural implant, with the microelectrode configured for connection to a fluidic channel. In another embodiment, the fluidic channel may deliver growth factors and/or drugs. | 1. A flexible microelectrode, comprising: i. a bottom layer that forms a floor for an embedded fluidic channel;ii. a middle layer comprising: a front surface comprising one or more electrodes;a back surface comprising the embedded fluidic channel;wherein the fluidic channel comprises an inlet and an outlet; andwherein fluid can be injected from the inlet to the outlet for applications comprising electrophysiological experiments, drug delivery, and/or chemical release to prevent reactive cellular response; andiii. a top layer that forms the roof of the embedded fluidic channel, inlet, and outlet, wherein the inlet and outlet extend through the top layer;and wherein the bottom layer, middle layer and top layer of the microelectrode are constructed out of SU-8. 2. The microelectrode of claim 1, wherein the embedded fluidic channel is photolithographically fabricated. 3. A device, comprising: an implantable flexible microelectrode including a fluidic channel, wherein the microelectrode comprises:i. a bottom layer that forms a floor for the embedded fluidic channel;ii. a middle layer comprising: a front surface comprising one or more electrodes;a back surface comprising the fluidic channel;wherein the fluidic channel comprises an inlet and an outlet; andwherein fluid can be injected from the inlet to the outlet for applications comprising electrophysiological experiments, drug delivery, and/or chemical release to prevent reactive cellular response; andiii. a top layer that forms the roof of the embedded fluidic channel, inlet, and outlet, wherein the inlet and outlet extend through the top layer;and wherein the bottom layer, middle layer and top layer of the microelectrode are constructed out of SU-8. 4. The device of claim 3, wherein the microelectrode is a neural implant. 5. The device of claim 3, wherein the fluidic channel is photolithographically fabricated in the microelectrode. 6. The device of claim 3, wherein the device is adapted to be implantable in an individual to deliver one or more factors that has the capability to mitigate immune response, tissue encapsulation, and/or enhance neural growth or peripheral nerves. 7. A method of implanting a neural device in an individual, comprising: providing a neural device comprising an implantable flexible microelectrode including a fluidic channel; andimplanting the neural device in the individual, wherein the neural device comprises:i. a bottom layer that forms a floor for the fluidic channel;ii. a middle layer comprising: a front surface comprising one or more electrodes;a back surface comprising the fluidic channel;wherein the fluidic channel comprises an inlet and an outlet; andwherein fluid can be injected from the inlet to the outlet for applications comprising electrophysiological experiments, drug delivery, and/or chemical release to prevent reactive cellular response; andiii. a top layer that forms the roof of the fluidic channel, inlet, and outlet, wherein the inlet and outlet exten... | The Regents of the University of California | A61B005/04 A61B005/00 A61N001/05 G03F007/038
US10080811 | B2 | 2018-09-25 | Diagnostic marker compounds and their use | 2013-03-07 | The present Invention relates to the monitoring of biological substances, such as non-invasive monitoring of such substances in animal, for examples biomarkers and metabolites. Specifically, the invention further relates to such monitoring using rare earth tagged marker compounds. The invention further relates to such monitoring using laser spectroscopy or Raman spectroscopy. The invention further relates to the use of such monitoring in disease states, such as stroke, neurological disorders and cardiovascular disorders. The invention further relates to novel rare-earth conjugated marker compounds and processes for preparing said rare-earth conjugated compounds | 1. A method for the measurement of a metabolites in an animal comprising: (a) using spectroscopy, detecting a rare earth metal-conjugated marker formed from a rare earth metal conjugated with the metabolite, wherein the spectroscopy is laser spectroscopy or Raman spectroscopy, and wherein the spectroscopy uses an excitation wavelength and a measurement wavelength, each being in the range of about 600 nm to about 2100 nm; and(b) measuring the metabolite based on the detected rare earth metal-conjugated marker. 2. A method according to claim 1 wherein the measured-metabolite correlates with a disease condition. 3. A method according to claim 2 wherein the disease condition is cardiovascular diseases, neuropsychiatric diseases, neurological diseases or cancer. 4. A method according to claim 3 wherein the rare earth metal-conjugated marker is Eu3+-conjugated lactic acid. 5. A method according to claim 2 wherein the rare earth metal-conjugated marker is Eu3+-conjugated lactic acid. 6. A method according to claim 1 wherein the detecting is non-invasive. 7. A method according to claim 6 wherein the rare earth metal-conjugated marker is Eu3+-conjugated lactic acid. 8. A method according to claim 1 wherein the metabolite is (i) a small molecule metabolite;(ii) a lipid;(iii) a peptide;(iv) a protein; or(v) an enzyme. 9. A method according to claim 8 wherein the metabolite is: (i) an amino acid or related compounds selected from taurine, glutamine, N-acetyl-L-asparate (NAA), and homocysteine;(ii) Lipids and related intermediates selected from phosphatidylcholine and phosphocholine;(iii) lipid binding proteins selected from lipoprotein A, HDL and LDL;(iv) Peptides/Proteins selected from PARK 7, Nucleoside Diphosphate Kinase A (NDKA), amyloid beta peptide, Tau (e.g. hyperphosphorylated Tau), CD68, CD64, carcino-embryonic antigen (CEA), tumor-associated glycoprotein 72 (Tag72), folate receptor-α, Alpha actin, Toll-like receptors (TLRs) Creatine, Creatinine, amyloid precursor protein (APP), troponin, C-reactive protein, Fibrinogen and B-type natriuretic peptide (BNP)(v) Enzymes selected from phospholipases, β-secretase, γ-secretase, succinate dehydrogenase (SDH), fumarate hydratase (FH), neprilysin (NEP), endothelin-converting enzyme (ECE), insulysin (IDE), angiotensin-converting enzyme (ACE) and matrix metalloproteinase 1-9 (MMP 1-9), Creatine kinase (CK) and creatine kinase isoenzyme MB (CKMB)(vi) Cytokines selected from IL(1-6) and TNFα; or(vii) small molecule metabolites selected from lactate, glucose, acetyladehyde hydrate, acetate, choline, inositol. 10. A method according to claim 9, wherein the metabolite is lactic acid. 11. A method according to claim 8 wherein the rare earth metal is Cerium, Dysprosium, Erbium, Europium, Gadolinium, Holmium, Neodymium Praseodymium, Samarium, Terbium, Thulium or Ytterbium. 12. A method according to claim 1 wherein the rare earth metal is Cerium, Dysprosium, Erbium, Europium, Gadolinium, Holmium, Neodymium Pr... | University of Leeds | A61B005/1455 A61K049/00 A61B005/00 A61K047/52
US10099053 | B2 | 2018-10-16 | Epidermal electronics to monitor repetitive stress injuries and arthritis | 2014-10-02 | Systems and methods are described for monitoring, treating, and preventing a repetitive stress injury, arthritis or other medical condition. A system embodiment includes, but is not limited to, a deformable substrate configured to interface with a skin surface; a sensor assembly coupled to the deformable substrate, the sensor assembly including a motion sensor and a physiological sensor, the sensor assembly configured to generate one or more sense signals based on detection of a movement of a body portion by the motion sensor and a physiological parameter of the body portion by the physiological sensor; a processor operably coupled to the sensor assembly and configured to receive the one or more sense signals; and an effector operably coupled to the processor and configured to affect the body portion responsive to control by the processor. | 1. A system, comprising: a first system including: a deformable substrate configured to interface with a skin surface of a first body portion;a sensor assembly coupled to the deformable substrate, the sensor assembly including a motion sensor and a physiological sensor, the motion sensor including a proximity sensor configured to detect a movement of the first body portion relative to a second body portion proximate the first body portion, the sensor assembly configured to generate one or more sense signals based on detection of the movement of the first body portion relative to the second body portion by the proximity sensor and a physiological parameter of the first body portion by the physiological sensor;a processor operably coupled to the sensor assembly and configured to receive the one or more sense signals, the processor configured to compare the one or more sense signals to a threshold duration and to determine whether the first body portion is held in a position for a duration longer than the threshold duration; andan effector operably coupled to the processor and configured to affect the first body portion responsive to control by the processor, the effector including a nerve stimulator configured to affect a nerve proximate to the first body portion responsive to control by the processor when the first body portion is determined to be held in the position for the duration longer than the threshold duration;a second system including: a second deformable substrate configured to interface with a second skin surface;a second sensor assembly coupled to the second deformable substrate, the second sensor assembly including a second motion sensor and a second physiological sensor, the second sensor assembly configured to generate one or more sense signals based on detection of a movement of a third body portion by the second motion sensor of the second sensor assembly and a physiological parameter of the third body portion by the second physiological sensor of the second sensor assembly;a second processor operably coupled to the second sensor assembly and configured to receive the one or more sense signals of the second sensor assembly; anda second effector operably coupled to the second processor and configured to affect the third body portion responsive to control by the second processor; anda communications interface between the first system and the second system, wherein the first system and the second system are configured to provide one or more communication signals to the respective other of the first system and the second system via the communications interface. 2. The system of claim 1, wherein the second effector is a nerve stimulator. 3. The system of claim 1, wherein the nerve stimulator is configured to therapeutically stimulate the nerve proximate to the first body portion. 4. The system of claim 3, wherein the nerve stimulator is configured to stimulate a nerve conduction of the nerve to induce at least one of a movement or ... | Elwha LLC | A61B005/00 A61B005/103 A61N001/36 A61N001/372 A61N001/378 A61B005/0488 A61B005/11 H02J007/02 H02J050/10 G16H050/30 G06F019/00 H02J050/12
US10085655 | B2 | 2018-10-02 | System and method to define drivers of sources associated with biological rhythm disorders | 2014-03-14 | A system and method are provided for identifying a driver of a source associated with a heart rhythm disorder. Data are accessed from a plurality of sensors representing biological activity in the heart. A local first region of the heart that has repeating activation and determine whether the first region controls a second distant region of the heart for at least a predetermined number of beats is identified. The first local region is assigned as a driver of a source of the heart rhythm disorder, the source including the first local region and the second distant region. | 1. A method to define a driver of a source associated with a cardiac rhythm disorder of a human heart, the method comprising: processing a plurality of cardiac signals associated with sensors arranged spatially in relation to an area of the heart to determine a sequence of arcs of rotation in relation to the sensors over a time interval;determining rotational directions of the arcs of rotation in the sequence; andidentifying and displaying on a graphical display the area of the heart as associated with controlling the source when the rotational directions of the arcs of rotation in the sequence continue in a same rotational direction in excess of a threshold of a magnitude of rotation determined by a phase analysis. 2. The method of claim 1, wherein the sensors define vertices of the area of the heart. 3. The method of claim 2, wherein the area comprises a plurality of areas of the heart defined by the vertices, the plurality of areas associated with controlling the source of the cardiac rhythm disorder. 4. The method of claim 3, wherein one or more of the areas of the heart form a rotor. 5. The method of claim 1, wherein the rotational direction is one of clockwise and counterclockwise. 6. The method of claim 1, wherein the method further comprises generating an indicator associated with the area of the heart as associated with controlling the source. 7. The method of claim 6, wherein the method further comprises corresponding the indicator to the sensors arranged spatially in relation to the area of the heart. 8. The method of claim 7, wherein corresponding the indicator to the sensors arranged spatially in relation to the area of the heart comprises overlaying the indicator over a representation of the plurality of cardiac signals. 9. The method of claim 8, wherein the method further comprises displaying the indicator as overlaid over the representation of the plurality of cardiac signals. 10. The method of claim 8, wherein the representation of the plurality of cardiac signals is a monophasic action potential representation. 11. The method of claim 1, wherein determining a rotational direction of an arc of rotation comprises: selecting a first cardiac signal and a second cardiac signal from the plurality of cardiac signals;determining indices of rotational activity among the first cardiac signal and the second cardiac signal at a plurality of time points during the time interval; andcombining the indices of rotational activity to define the rotational direction of the arc of rotation. 12. The method of claim 11, wherein determining an index of rotational activity comprises: calculating a phase difference among the first cardiac signal and the second cardiac signal at a time point of the time interval; anddetermining whether the phase difference is less than or equal to a first phase threshold, or whether the phase difference is greater than a second phase threshold;incrementing the phase difference by a phase value when the phase d... | The Regents of the University of California The United States of America as Represented by the Department of Veterans Affairs Topera, Inc. | A61B005/0452 A61B005/024 A61B005/00 A61B005/042 A61B005/04 A61B005/044
US10080491 | B2 | 2018-09-25 | Devices, systems, and methods for visualizing an occluded vessel | 2015-01-16 | Embodiments of the present disclosure are configured to visualize severe blockages in a vessel and, in particular, chronic total occlusions in blood vessels. In some particular embodiments, the devices, systems, and methods of the present disclosure are configured to visualize the blockage to facilitate safe crossing of the blockage. | 1. An imaging device for use in imaging a severe occlusion of a vessel of a patient, the device comprising: an flexible elongate body having proximal portion and a distal portion, the distal portion defining a distal tip having a tapered portion that tapers to a smaller diameter as the distal tip extends distally along a longitudinal axis of the flexible elongate body, wherein the tapered portion of the distal tip has a length less than 5 mm as measured along the longitudinal axis of the flexible elongate body, and wherein a lumen extends through at least the tapered portion of the distal tip to define an opening in the distal tip; andan array of imaging elements coupled to the distal portion of the flexible elongate body in an annular configuration proximal of the tapered portion of the distal tip such that the array of imaging elements is disposed adjacent the tapered portion of the distal tip and positioned 5 mm or less from a distal most end of the distal tip. 2. The device of claim 1, wherein the array of imaging elements includes at least 16 imaging elements. 3. The device of claim 1, wherein the array of imaging elements includes at least 64 imaging elements. 4. The device of claim 1, wherein the array of imaging elements is configured for side-looking imaging. 5. The device of claim 1, wherein the array of imaging elements is configured for forward-looking imaging. 6. The device of claim 1, wherein the imaging device is an ultrasound device and wherein the imaging elements include ultrasound transducers. 7. The device of claim 1, wherein the imaging device is an optical coherence tomography device and wherein the imaging elements include an optical fiber or a reflector. 8. The device of claim 1, wherein the lumen is in communication with an opening in a sidewall of the flexible elongate body such that the imaging device is configured as a rapid-exchange catheter. 9. The device of claim 1, wherein the lumen extends along a full length of the flexible elongate body such that the imaging device is configured as an over-the-wire catheter. 10. The device of claim 1, wherein the lumen is coaxial with at least the distal portion of the flexible elongate body. 11. The device of claim 1, wherein the lumen is offset with respect to the longitudinal axis of the flexible elongate body. 12. The device of claim 1, wherein the lumen is sized and shaped to receive a guidewire. 13. The device of claim 12, wherein the lumen has a diameter configured to receive a guidewire having an outer diameter of 0.014″ or 0.018″. 14. The device of claim 1, wherein the tapered portion has a constant taper. 15. The device of claim 1, wherein the tapered portion has a variable taper. 16. The device of claim 1, wherein the distal tip has a length less than 3 mm as measured along the longitudinal axis of the flexible elongate body and wherein the array of imaging elements is disposed adjacent the tapered portion of the distal tip and positioned 3 mm or less f... | VOLCANO CORPORATION | A61B001/313 A61B006/00 A61B017/22 A61B008/12 A61B008/08 A61B017/3207 A61M025/01 A61B008/00 A61B005/00 A61B090/00
US10104923 | B2 | 2018-10-23 | Wearable safety warning and measurement system | 2017-03-24 | An apparatus for protecting a power tool user includes a glove or other garment having at least one sensor that monitors proximity to the power tool. Glove embodiments can include finger and/or thumb proximity sensors, and/or sensors that detect hand position, finger and/or wrist joint angle, vibration, and/or acceleration. Sensing targets can be retroactively installed on the power tool, and can define warning and/or danger zones. Sensing can be via magnetic, electromagnetic, capacitive, eddy current, and/or range finding means. Sizes of warning and/or target areas can be controlled by selecting targets from a plurality of targets of various detection ranges. Protective responses can vary according to different sensed events, and can include audible, visual, and/or tactile alerts, and/or interruption of power to the tool. Embodiments can record proximity and/or status data during a work session for review, training, and certification purposes. A controller can be physically cooperative with the garment. | 1. An apparatus for enhancing safety of a power equipment user, the apparatus comprising: a glove; at least one proximity measurement sensor cooperative with the glove; a target that is cooperative with the power equipment and can be sensed by the at least one proximity measurement sensor, said target having a field, emission, absorption, or reflectivity that is detectable by the proximity measurement sensor and is absent from all nearby structures that are not targets; a control system in communication with the proximity measurement sensor; and a responding system cooperative with the control system and configured to provide a protective response when specified conditions are detected by the control system based on measurements made by the at least one proximity measurement sensor. 2. The apparatus of claim 1, wherein the protective response includes a warning signal that is perceptible to the power equipment user. 3. The apparatus of claim 2, wherein the perceptible warning signal includes at least one of: a visible warning signal;an audible warning signal; anda vibrational warning signal. 4. The apparatus of claim 1, wherein the protective response includes terminating delivery of power to the power equipment. 5. The apparatus of claim 1, further comprising a logging system configured to log data obtained by the apparatus. 6. The apparatus of claim 1, wherein the glove includes a piezo thin film laminate sensor. 7. The apparatus of claim 1, wherein the glove includes a piezo fiber strain sensor. 8. The apparatus of claim 1, wherein the at least one proximity measurement sensor includes a sensor that is cooperative with a fingertip of the glove. 9. The apparatus of claim 1, wherein the at least one proximity measurement sensor includes: a sensor that is cooperative with an index finger of the glove; a sensor that is cooperative with a smallest finger of the glove; and a sensor that is cooperative with a thumb of the glove. 10. The apparatus of claim 1, wherein the at least one proximity measurement sensor is configured to sense at least one of a magnetic field and an eddy current. 11. The apparatus of claim 1, wherein the at least one proximity measurement sensor is at least one of capacitive and inductive. 12. The apparatus of claim 1, wherein the at least one proximity measurement sensor is a range finding sensor. 13. The apparatus of claim 1, wherein the at least one proximity measurement sensor is configured to measure an electromagnetic spectrum. 14. The apparatus of claim 1, wherein the apparatus comprises a plurality of targets that can be selected so as to define at least one of a warning region and a danger region associated with the power equipment. 15. The apparatus of claim 1, wherein the target is configured for retrofit attachment to the power equipment. 16. The apparatus of claim 1, further comprising a status sensor that is configured to measure at least one of position, angular joint configuration, acceleration, ... | Warwick Mills Inc. | A41D019/00 A61B005/01
US10094810 | B2 | 2018-10-09 | System and method for monitoring composition in a sidestream system using a disposable sampling chamber | 2012-11-02 | A detector to measure composition of a flow of gas from a respiratory circuit. The detector includes a housing and a removable flow path element. The removable flow path element includes an inlet, a sampling chamber, a pump section including a membrane and an actuator interface, and an outlet. A flow path element dock is formed by the housing with the flow path element dock to removably engage the removable flow path element. A radiation source within the housing emits radiation into a sampling chamber of the removable flow path element while the removable flow path element is docked in the flow path element dock. A sensor is housed within the housing. A pump actuator and controller are within the housing to drive the pump to maintain the flow rate of the flow of breathable gas through an enclosed flow path. | 1. A detector device configured to measure composition of a flow of breathable gas received from a respiratory circuit, the detector device comprising: a housing;a removable flow path element forming an enclosed flow path for the flow of breathable gas, the removable flow path element comprising an inlet, a sampling chamber, a pump section including a membrane and an actuator interface coupled to the membrane, and an outlet, wherein the inlet and the outlet of the removable flow path element are positioned on adjacent sides of the housing;a flow path element dock formed by the housing, the flow path element dock being configured to removably engage the removable flow path element;a radiation source housed within the housing configured to emit electromagnetic radiation into the sampling chamber of the removable flow path element while the removable flow path element is docked in the flow path element dock;a sensor assembly housed within the housing configured such that, while the removable flow path element is docked in the flow path element dock and the radiation source emits electromagnetic radiation into the sampling chamber of the removable flow path element, the sensor assembly receives electromagnetic radiation that has been emitted by the radiation source and has passed through the flow path formed in the removable flow path element, the sensor assembly being further configured to generate an output signal conveying information related to one or more parameters of the received electromagnetic radiation for determining the composition of the breathable gas in the enclosed flow path;a pump actuator carried by the housing in a separate portion from the removable flow path element and driven by a pump, the pump actuator being configured to move the membrane in the pump section of the removable flow path element by moving the actuator interface to draw the flow of breathable gas through the enclosed flow path;a pressure sensor that contacts the membrane and is configured to measure a flow rate of the flow of breathable gas; anda controller housed within the housing configured to control both: (i) the pump actuator to maintain the flow rate of the flow of breathable gas through the enclosed flow path; and(ii) power provided to the radiation source;wherein the housing comprises: a first section carrying the pump actuator and a pump motor, the removable flow path element being positioned on the first section; anda second section carrying the radiation source, the sensor assembly and the controller, and the second section being configured to pivot with respect to the first section and the removable flow path element. 2. The detector device of claim 1, wherein the pump actuator is further configured to detachably connect to the actuator interface of the removable flow path element. 3. The detector device of claim 1, wherein the pump actuator carries a magnet configured to magnetically couple the removable flow path element to the pump actuator. 4.... | Koninklijke Philips N.V. | G01N033/00 A61B005/08 A61B005/083 A61B005/097 G01N021/61 G01N021/85
US10102681 | B2 | 2018-10-16 | Method, system and apparatus for adjusting image data to compensate for modality-induced distortion | 2015-07-29 | A method of generating adjusted image data to compensate for modality-induced distortion includes, at a processor: receiving a three-dimensional image captured with a first imaging modality and including (i) distorted surface image data depicting a surface of an object and (ii) distorted volume image data depicting a volume of the object; extracting the distorted surface image data from the three-dimensional image; receiving reference surface image data captured with a second imaging modality and depicting the surface of the object; determining a surface transformation for registering the distorted surface image data with the reference surface image data; determining a volume transformation informed by the surface transformation; generating an adjusted three-dimensional image by applying the volume transformation to the three-dimensional image; and storing the adjusted three-dimensional image in the memory. | 1. A method of generating adjusted image data to compensate for modality-induced distortion in a computing device having a processor interconnected with a memory and a display, comprising, at the processor: receiving a three-dimensional image captured with a first imaging modality and including (i) distorted surface image data depicting a surface of an object and (ii) distorted volume image data depicting a volume of the object;extracting the distorted surface image data from the three-dimensional image;receiving reference surface image data captured with a second imaging modality and depicting the surface of the object;determining a surface transformation for registering the distorted surface image data with the reference surface image data;determining a volume transformation informed by the surface transformation, by: applying the surface transformation to the distorted volume image data;for each of a plurality of slices in the distorted volume image data; retrieving control parameters of the first imaging modality from the three-dimensional image;selecting a planar transformation based on the control parameters;projecting the reference surface image data onto a plane corresponding to the slice; andoptimizing the planar transformation to minimize an error level between the slice and the projected reference surface image data;generating an adjusted three-dimensional image by applying the volume transformation to the three-dimensional image; andstoring the adjusted three-dimensional image in the memory. 2. The method of claim 1, wherein the first imaging modality is magnetic resonance imaging (MRI). 3. The method of claim 1, wherein the second imaging modality is three-dimensional surface scanning. 4. The method of claim 1, wherein determining the surface transformation comprises: identifying a plurality of point pairs, each pair including a point in the distorted surface image data and a point in the reference surface image data, each point pair depicting the same portion of the surface of the object; and, for each point pair:determining a distance between the point in the distorted surface image data and the point in the reference surface image data. 5. The method of claim 4, wherein determining the surface transformation further comprises: selecting a transformation function; andoptimizing the transformation function to minimize the distance. 6. The method of claim 1, further comprising: storing, in the memory, a plurality of volume transformations corresponding to different ones of a plurality of surface transformations;determining the volume transformation by retrieving, from the memory, the volume transformation corresponding to the determined surface transformation. 7. The method of claim 1, wherein the volume transformation applies the same transformation function as applied by the surface transformation. 8. The method of claim 1, wherein the volume transformation is a localized version of the surface transformation, and wherein ap... | SYNAPTIVE MEDICAL (BARBADOS) INC. | G06K009/00 G06T019/20 G06T015/08 G06T007/33 A61B006/03 A61B005/055
US10067056 | B2 | 2018-09-04 | Optical sensor, optical inspection device, and optical property detection method for detecting light propagated inside a test object | 2015-12-29 | An optical sensor including an irradiation system including at least one light irradiator, the at least one irradiator including a surface emitting laser array having a plurality of light-emitting units, and a lens disposed in an optical path of the plurality of rays of light emitted from the plurality of light-emitting units to cause light exit directions of at least two of the plurality of light-emitting units to be not parallel to each other, such that the at least one irradiator irradiates a same point of a test object with a plurality of rays of light that are not parallel to each other. The optical sensor also including a detection system configured to detect the plurality of rays of light that are emitted from the irradiation system and propagated inside the test object. | 1. An optical sensor comprising: an irradiation system including at least one light irradiator, the at least one irradiator including a surface emitting laser array having a plurality of light-emitting units, anda lens disposed in an optical path of the plurality of rays of light emitted from the plurality of light-emitting units to cause light exit directions of at least two of the plurality of light-emitting units to be not parallel to each other, such that the at least one irradiator irradiates a same point of a test object with a plurality of rays of light that are not parallel to each other; anda detection system configured to detect the plurality of rays of light that are emitted from the irradiation system and propagated inside the test object, whereinthe plurality of light-emitting units of the surface emitting laser array include a first light-emitting unit furthest from an optical axis of the lens and a second light-emitting unit second furthest from the optical axis of the lens,the first light-emitting unit and the second light-emitting unit are not parallel with each other,a light exit direction of the first light-emitting unit has a larger tilt angle with respect to an optical axis of the lens than a light exit direction of the second light-emitting unit,each one of the plurality of light-emitting units includes an approximately ring-shaped dielectric at a light exit area, anda center point of the dielectric of at least one of the at least two of the plurality of light-emitting units is displaced from the center point of the light exit area. 2. The optical sensor according to claim 1, wherein the light exit direction of the at least one of the at least two of the plurality of light-emitting units is oblique with reference to an optical axis of the lens. 3. The optical sensor according to claim 1, wherein among at least two of the light-emitting units, relative positions of a center point of the dielectric and a center point of the light exit area are different from each other. 4. The optical sensor according to claim 1, wherein the light irradiator further includes a member, the member being disposed on an optical path of a plurality of rays of light emitted from the at least two of the light-emitting units and passes through the lens, the member having a reflection plane that reflects the plurality of rays of light. 5. The optical sensor according to claim 1, wherein the lens and the surface emitting laser array have a space therebetween filled with a transparent resin whose refractive index is equivalent to that of the lens. 6. The optical sensor according to claim 1, wherein the detection system includes at least one photodetector including a plurality of photoreceptors configured to detect the plurality of rays of light that are emitted from the light irradiator and propagated inside the test object. 7. The optical sensor according to claim 6, wherein the photodetector is disposed between the test object and the plurality o... | Ricoh Company, Ltd. | G01N021/49 G01J001/04 A61B005/026 A61B005/00 A61B005/1455 G01N021/359 G01N021/47
US10065023 | B2 | 2018-09-04 | Guidewire interconnecting apparatus | 2015-09-24 | A male coupler for a guidewire, the guidewire having a hollow walled tube, the male coupler comprising a connector section, coupled with the guidewire, a portion of the connector section having a diameter smaller than the diameter of the hollow tube, at least one conducting ring coupled with the connector section where the diameter of the connector section is smaller the diameter of the guidewire, wherein the diameter of connector section and the at least one conducting ring substantially equals the diameter of the guidewire. | 1. A female coupler for a guidewire comprising: a disposable part including: a disposable tubular body having an open end and a closed end;at least one conducting spring coupled with the disposable tubular body such that the at least one conducting spring has a first portion in contact with an inner wall of the disposable tubular body and a second portion in contact with an outer wall of the disposable tubular body;a sheath coupled with the open end of the disposable tubular body and extending towards the closed end of the disposable tubular body; anda collet coupled with the open end of the disposable tubular body for securing a male coupler within the disposable tubular body; anda non-disposable part including: a non-disposable tubular body; andat least one contact coupled with the non-disposable tubular body such that a circumference of the at least one contact encircles a portion of a circumference of an inner wall of the non-disposable tubular body,wherein the disposable part is insertable into the non-disposable part, andwherein the at least one conducting spring is in electrical contact with the at least one contact when the disposable part is fully inserted into the non-disposable part. 2. The female coupler according to claim 1, wherein the sheath includes at least one locking jut located at an end of the sheath toward the closed end of the disposable tubular body, the at least one locking jut slide over the end of non-disposable tubular body, thereby locking disposable tubular body in non-disposable tubular body. 3. The female coupler according to claim 1, wherein at least one electrical wire is coupled with a respective one of the at least one contact. 4. The female coupler according to claim 3, wherein said non-disposable tubular body includes a cavity, wherein the at least one contact is located in the cavity, and wherein the at least one electrical wire passes within the cavity. 5. The female coupler according to claim 4, wherein the non-disposable part includes a shielding tube located within the cavity for shielding the at least one electrical wire from electromagnetic interference. 6. The female coupler according to claim 1, wherein the non-disposable part is draped with a sterile sleeve, wherein the sterile sleeve includes an opening at the open end of the non-disposable tubular body. 7. The female coupler according to claim 1, wherein the collet includes a collet chunk and a collet cup, the collet cup being operable to screw onto the collet chunk. | MEDIGUIDE LTD. | A61M025/09 A61B005/06 A61B005/00 A61B017/00 A61B017/22 A61M025/00 A61B034/20
US10092237 | B2 | 2018-10-09 | Performance of a diagnostic procedure using a wearable computing device | 2016-09-15 | The present disclosure describes example systems and methods for identifying an indication of an injury of a user of a wearable computing device. The systems and methods may be directed to determining that an acceleration experienced by the wearable computing device exceeds a threshold value. In response, the wearable computing device may perform a diagnostic procedure in order to identify an indication of an injury experienced by the user of the wearable computing device. The diagnostic procedure may include one or more of an eye response test, a verbal response test, a motor response test, and a visual diagnostic test. | 1. A method comprising: receiving, by a wearable computing device, a first signal that indicates deployment of an air bag of a vehicle; andin response to receiving the first signal, the wearable computing device: receiving an indication of acceleration of the wearable computing device at or near a time of the indicated deployment of the air bag;based on the indication of the acceleration, determining, by the wearable computing device, that the acceleration exceeds a threshold value; andin response to determining that the acceleration exceeds the threshold value, performing, by the wearable computing device, a diagnostic procedure including one or more of the following procedures: an eye response test using a detector of the wearable computing device, a verbal response test using a microphone of the wearable computing device, a motor response test using at least one sensor of the wearable computing device, and a visual diagnostic test using at least one sensor of the wearable computing device. 2. The method of claim 1, wherein the wearable computing device is a head-worn computing device. 3. The method of claim 1, further comprising receiving an indication of whether the wearable computing device is being worn; wherein determining that the acceleration exceeds the threshold value is conditioned upon determining that the wearable computing device is being worn. 4. The method of claim 1, further comprising: causing the wearable computing device to provide an output of a result of the diagnostic procedure. 5. The method of claim 4, wherein the wearable computing device includes a visual indicator, and wherein causing the wearable computing device to provide the output includes displaying an indication of the result on the visual indicator. 6. The method of claim 4, wherein the wearable computing device includes an audio output component, and wherein causing the wearable computing device to provide the output includes providing an audio output indicating the result of the diagnostic procedure. 7. The method of claim 4, wherein causing the wearable computing device to provide the output includes sending the output to a second computing device. 8. The method of claim 1, further comprising: based on a result of the diagnostic procedure, causing the wearable computing device to initiate a call to a predetermined telephone number. 9. The method of claim 1, further comprising: determining a result of the diagnostic procedure that includes a summation of two or more of an eye response score, a verbal response score, and a motor response score, wherein the eye response score, the verbal response score, and the motor response score indicate a score of the eye response test, the verbal response test, and the motor response test, respectively. 10. The method of claim 9, wherein the eye response test includes at least one of: assigning a first value to the eye response score upon receiving an indication of a spontaneous eye movement;assigning a second va... | Google LLC | A61B005/00 A61B005/16 G06F019/00 A61B005/11 A61B005/18 A61B003/113 B60Q009/00 G01P015/00 G16H040/63 G16H050/30 G16H050/20 H04B001/3827 H04W004/90
US10102922 | B2 | 2018-10-16 | Means and method for improved glycemic control for diabetic patients | 2018-04-03 | A glycemic control system includes a physician processor, remote processor, and a portable telephone having a data input mechanism, a display, and an internal processor for bi-directional communication with the physician's processor and the remote processor. A patient inputs data to the internal processor responsive to input from the physician's processor and then transmits the information to the remote processor where an optimized number of units to be administered is sent back and displayed on the portable telephone. | 1. A method comprising: receiving, at data processing hardware, a current blood glucose measurement of a patient and a time period of the current blood glucose measurement from a user device controlled by the patient and in communication with the data processing hardware, wherein the user device: receives the current blood glucose measurement and the time period of the current blood glucose measurement from a blood glucose meter in communication with the user device; andtransmits the current blood glucose measurement of the patient and the time period of the current blood glucose measurement to the data processing hardware;determining, by the data processing hardware, whether the time period of the current blood glucose measurement is a pre-meal time and a meal type associated with the pre-meal time is one of breakfast, lunch, dinner, or snack;when the time period of the current blood glucose measurement is the pre-meal time and the meal type associated with the pre-meal time is breakfast: obtaining, by the data processing hardware, a previous basal dose administered by the patient, a previous mid-sleep blood glucose measurement of the patient, and a previous breakfast blood glucose measurement of the patient from memory hardware in communication with the data processing hardware;determining, by the data processing hardware, an adjustment factor based on one of the previous mid-sleep blood glucose measurement or the previous breakfast blood glucose measurement; andmultiplying, by the data processing hardware, the previous basal dose times the adjustment factor to determine a new basal dose of insulin for the patient to administer;transmitting the new basal dose from the data processing hardware to the user device, the new basal dose of insulin, when received by the user device, causing a user interface executing on the user device to display the new basal dose of insulin;obtaining, by the data processing hardware, an insulin sensitivity factor for the patient and a target blood glucose range defined by upper and lower blood glucose limits for the patient from the memory hardware, the insulin sensitivity factor and the target blood glucose range inputted to the memory hardware by a medical professional computing device associated with an authorized medical professional;determining, by the data processing hardware, whether the current blood glucose measurement exceeds the midpoint of the target blood glucose range for the patient; andwhen the current blood glucose measurement exceeds the midpoint of the target blood glucose range for the patient: determining, by the data processing hardware, a correction dose based on a function of the current blood glucose measurement, the mid-point of the target blood glucose range and the insulin sensitivity factor; andtransmitting the correction dose from the data processing hardware to the user device, the correction dose, when received by the user device, causing the user interface executing on the user devic... | Aseko, Inc. | A61B005/145 G06F019/00 A61M005/142 A61M005/172 G16H010/40 A61B005/00 A61B005/11 G16H020/60 G16H050/30 G06F003/0484
US10071197 | B2 | 2018-09-11 | Therapy system including multiple posture sensors | 2017-07-11 | Posture-responsive therapy is delivered by the medical system based on posture state input from only one of multiple posture sensors at any given time. An example implantable medical system includes a first posture sensor and a second sensor. A processor controls therapy delivery to the patient based on at least one of a patient posture state or a patient activity level determined based on input from only one of the first or second posture sensors. In some examples, one of multiple posture sensors of an implantable posture-responsive medical system is used to automatically reorient another posture sensor (of the system), which has become disoriented. The disoriented posture sensor may be automatically reoriented for one or more posture states at a time. | 1. A method comprising: determining, by processing circuitry of a therapy system and based on posture data from a first posture sensor of the therapy system, at least one of a posture state or an activity level of a patient;controlling, by the processing circuitry, the therapy system to deliver therapy from an implantable medical device to the patient based on the determined at least one of the posture state or the activity level of the patient;detecting, by the processing circuitry, a change in status of the first posture sensor; andautomatically reorienting, by the processing circuitry, the first posture sensor based on posture data from a second posture sensor of the therapy system. 2. The method of claim 1, wherein the change in status comprises a first change in status, the method further comprising: detecting, by the processing circuitry, a second change in status of the first posture sensor; andswitching, by the processing circuitry and in response to detecting the second change in status of the first posture sensor, from determining the at least one of the posture state or the activity level of the patient based on the posture data from the first posture sensor to determining the at least one of the posture state or the activity level of the patient based on posture data from the second posture sensor of the therapy system. 3. The method of claim 2, wherein detecting the second change in status of the first posture sensor comprises: comparing, by the processing circuitry, the posture data from the first posture sensor with the posture data from the second posture sensor; anddetecting, by the processing circuitry, the second change in status based on the comparison of the posture data from the first posture sensor with the posture data from the second posture sensor. 4. The method of claim 3, wherein comparing the posture data from the first posture sensor to the posture data from the second posture sensor comprises determining that the posture data from the first posture sensor is inconsistent with the posture data from the second posture sensor. 5. The method of claim 2, wherein switching, in response to detecting the second change in status of the first posture sensor, from determining the at least one of the posture state or the activity level of the patient based on the posture data from the first posture sensor to determining the at least one of the posture state or the activity level of the patient based on posture data from the second posture sensor comprises switching, in response to the detected second change of status of the first posture sensor and a detected posture of the patient, from determining the at least one of the posture state or the activity level of the patient based on the posture data from the first posture sensor to determining the at least one of the posture state or the activity level of the patient based on posture data from the second posture sensor. 6. The method of claim 1, wherein the change in status... | Medtronic, Inc. | A61M005/142 A61N001/36 A61N001/372 A61B005/11 A61B005/00
US10107883 | B2 | 2018-10-23 | Ultrafast MRI system and method | 2015-03-27 | Magnetic Resonance Imaging (MRI), which is given the acronym ULTRA (Unlimited Trains of Radio Acquisitions), can eliminate magnetic gradient reversals and allow simultaneous MR signal acquisition from the entire object volume in each of a multitude of very small receiver coils arranged in a 3D array around the imaging volume. This permits a rate of MR signal acquisition that is greatly increased (e.g. 256 times) compared with existing techniques, with a full 3D image constructed in as little as 1 millisecond. Furthermore, noise—both audible and electrical—is substantially reduced. The advantages over conventional MRI include: 1. Clinical imaging can be completed in seconds, with good signal-to-noise ratio;2. Signal-to-noise ratio is further increased by eliminating RF noise due to gradient switching;3. Real-time functional MRI is possible, on millisecond timescales;4. With single breath holds, high quality imaging of thorax and abdomen is possible.5. ULTRA greatly reduces audible noise and vibration. | 1. A magnetic resonance imaging (MRI) system configured to simultaneously acquire MR signals from an entire imaging volume using spatial sensitivity parameters of a multitude of small receiver coils without a need for spatial encoding by plural gradient reversals or RF pulses in addition to an initial excitation RF pulse, comprising: a gantry including a magnet configured to generate a main magnetic field B0 in an imaging volume, a gradient field generator configured to generate a steady gradient field g in the imaging volume, and a radio-frequency (RF) pulse generator configured to apply said initial excitation RF pulse to the imaging volume;a multitude of MR signal receiving coils arranged in a three-dimensional (3D) array surrounding the imaging volume and extending along the B0 field and transversely to the B0 field;each of the receiver coils being configured to simultaneously receive RF energy from the entire imaging volume during MR signal acquisition and output respective MR signals;an MR signal acquisition facility configured to acquire the MR signals absent spatial encoding by plural gradient reversals or additional RF pulses;a computer-implemented processor configured to apply image reconstruction algorithms to the MR signals and thereby generate a 3D image of an object in the imaging volume; anda display facility configured to display the 3D image as such or as two-dimensional (2D) images derived therefrom. 2. The MRI system of claim 1 in which the MR signal from each of the coils comprises a time sequence of overall peaks and valleys that extends over a period of the order of at least seconds in response to the initial RF pulse and without requiring additional RF pulses or gradient reversals for spatial encoding. 3. The MRI system of claim 1 in which the 3D array of receiving coils comprises M coils along B0 and N coils in each of a multitude of adjacent planes each transverse to B0. 4. The MRI system of claim 1 in which the RF pulse generator is further configured to generate magnetic field inhomogeneity-compensating RF pulses after the initial RF pulse. 5. The MRI system of claim 1 in which the gradient field generator is configured to maintain the steady gradient field g throughout the MR signal acquisition. 6. The MRI system of claim 1 wherein the acquisition facility is configured to acquire the MR signals in the substantial absence of gradient field reversals. 7. The MRI system of claim 1 wherein the acquisition facility is configured to acquire the MR signals in the substantial absence of RF pulses subsequent to the initial RF excitation pulse. 8. The MRI system of claim 1 in which the processor is configured to apply a Fourier Transform or Fourier Series process to the MR signals to generate transformed MR signals, and to apply a matrix multiplication process to the transformed MR signals using a matrix related to spatial sensitivities of the receiving coils. 9. The MRI system of claim 1 in which the MR signals from ea... | - | G01R033/561 G01R033/565 G01R033/50 G01R033/387 G01R033/32 G01R033/3415 A61B005/055 G01R033/483
US10083393 | B2 | 2018-09-25 | Interactive avatar for social network services | 2014-10-23 | An embodiment is an avatar or avatar environment to visualize data within an athletic performance system or service and/or a social network system or service, for example as part of the Internet. The avatar may further evolve or alter its appearance, animation, or other visual or audio characteristics in response to the data or other input. In particular, the avatar of an embodiment may respond to and provide visualization of athletic or sport performance data. According to one or more aspects, an avatar may be placed on other network sites and updated based on athletic performance data. The avatar may be awarded for goals achieved by a user. The awards or gifts may further include non-avatar related items such as apparel, gift cards and the like. | 1. A method comprising: receiving, by a computing system through an electronic avatar widget executing on a first network site, athletic performance information of a user from a second network site different from the first network site;generating an avatar associated with the user on the first network site by executing portable code included in the electronic avatar widget, wherein the first network site and the second network site each host a different website on which the avatar is displayed;displaying, in the electronic avatar widget, the athletic performance information of the user received from the second network site;detecting that the avatar corresponding to the user has been set to private on the second network site; andin response to detecting that the avatar has been set to private on the second network site, modifying the electronic avatar widget on the first network site to hide the athletic performance information from a selected subset of users on the first network site and generating an alternate avatar associated with the user and a private mode, and generating a message to the user on the first network site indicating that the avatar has been set to private from the second network site. 2. The method of claim 1, wherein the electronic avatar widget includes a display of athletic performance statistics of the user. 3. The method of claim 2, wherein modifying the electronic avatar widget includes modifying the display of athletic performance statistics. 4. The method of claim 1, further comprising receiving avatar information from the first network site and modifying an appearance of the electronic avatar widget including modifying an appearance of the avatar. 5. The method of claim 4, wherein modifying the appearance of the avatar includes modifying apparel worn by the avatar. 6. The method of claim 1, further comprising modifying the electronic avatar widget to hide the avatar in response to detecting that the avatar has been set to private. 7. The method of claim 1, wherein the electronic avatar widget includes an interactive option to create an avatar. 8. The method of claim 1, wherein the second network site is a webpage. 9. The method of claim 1, wherein the electronic avatar widget includes dialogue for the avatar. 10. The method of claim 9, wherein the dialogue is user-modifiable. 11. The method of claim 1, wherein the avatar is user generated through the first network site and wherein the method further comprises uploading the user generated avatar to the second network site. 12. A method comprising: generating, by a computing system, an electronic avatar corresponding to a user, the electronic avatar executing through a first network site;receiving, by the computing system, physical activity information for physical activity performed by the user from a second network site different from the first network site, wherein the first network site and the second network site each host a different website on which the... | NIKE, Inc. | G06N003/00 G06Q050/00 G06F017/30 A63B024/00 G06Q010/10 A61B005/00 A61B005/11 G06F021/62 H04L029/06 A63B069/00 A63B071/06
US10080950 | B2 | 2018-09-25 | System of communication in a wearable device | 2015-09-05 | The present invention is directed to a system and method of distributing information and instructions for a wearable device, and for improving communication between players and coaches during a sporting event, more specifically allowing players to dynamically receive real-time communications from their coaches concerning game information and or instruction during the game. The wearable device incorporates a plastic flexible display screen for viewing information and instructions. These flexible displays screens are cited as being “unbreakable”, because they are made completely of a thin conductive plastic substrates, and do not contain glass. Additionally, touch cell technology uses resistors to adjust the sensitivity of the detector cell which allows an actual touch to be detected on the flexible plastic display of the wearable device, which is designed to operate accurately and reliably in harsh environments. | 1. A wearable device comprising: a main body having a heuristic signature sensing flexible display, a sensing controller, a digital audio converter, and a micro-processing unit, wherein the digital audio converter is configured to convert a signal into a digital format, the flexible plastic display having a touch signature sensor, an electrode substrate, a bending sensor, and a protective lens, the sensing controller configured to interpret pulses from the plastic touch signature sensor into data understood by the micro-processing unit, the flexible bending sensor is configured to alter the electronic resistance in the electrode substrate based on bend of the plastic display, the main body formed of a shock absorbing material, and the micro-processing unit in communication with the digital audio converter, and the micro-processing unit configured to transmit and receive information including a game play; anda transparent conductive overcoat covering each of the touch signature sensor, the electrode substrate, the bending sensor, and the protective lens,wherein the wearable device is a glove. 2. The wearable device of claim 1, wherein the transparent conductive overcoat includes one of indium tin oxide, copper, chromium, niobium, neodymium, silver, and molybdenum. 3. The wearable device of claim 1, wherein the flexible backlight unit has a thin guide plate, 24 LED chips, and optical films. 4. The wearable device of claim 1, wherein the plastic touch signature sensor is made of polyimide. 5. A method of sending game plays to a wearable device, comprising: providing a main body having a heuristic signature sensing flexible display, a sensing controller, a digital audio converter, and a micro-processing unit, wherein the digital audio converter is configured to convert a signal into a digital format, the flexible plastic display having a touch signature sensor, an electrode substrate, a bending sensor, and a protective lens, the sensing controller configured to interpret pulses from the plastic touch signature sensor into data understood by the micro-processing unit, the flexible bending sensor is configured to alter the electronic resistance in the electrode substrate based on bend of the plastic display, the main body formed of a shock absorbing material, and the micro-processing unit in communication with the digital audio converter, and the micro-processing unit configured to transmit and receive information including a game play, and a transparent conductive overcoat covering each of the touch signature sensor, the electrode substrate, the bending sensor, and the protective lens, wherein the wearable device is a glove;providing a computer with a processor and a memory on which processor-executable instructions are tangibly embodied, the computer configured to transmit and receive information; andtransmitting the information, by the computer, to the wearable device. | Aspire Sports Inc. | G06F015/16 A63B071/06 H04W004/06 G06F001/16 G06F019/00 G09B019/00 H01L027/12 H04W004/80 A61B005/00
US10085682 | B2 | 2018-10-02 | Apparatus and method of measuring stress | 2015-07-07 | Provided is an apparatus and method of measuring stress. The apparatus includes: a light source configured to emit light to the subject; a sensor configured to measure light reflected from the subject; a data extractor configured to obtain, from the reflected light, data that indicates at least one object material included in the subject; and a data processor configured to generate information about the stress of the subject based on a correlation between the obtained data and a reference value of stress. | 1. An apparatus for measuring stress of a subject, the apparatus comprising: a light source configured to emit light to the subject;a sensor configured to measure light reflected from the subject;a data extractor configured to obtain, from a spectrum of the reflected light, an absorbance of light in a first wavenumber range corresponding to at least one object material, the first wavenumber range comprising at least one selected from a range from about 1640 cm−1 to about 1690 cm−1, a range from about 1550 cm−1 to about 1640 cm−1, a range from about 1050 cm−1 to about 1150 cm−1, a range from about 1735 cm−1 to about 1750 cm−1, and a range from about 1620 cm−1 to about 1680 cm−1; anda data processor configured to generate information about the stress of the subject based on a correlation between the absorbance of the light in the first wavenumber range corresponding to the at least one object material and a reference value of the stress. 2. The apparatus of claim 1, wherein the emitted light has a wavelength within a range between about 2.5 μm and 20 μm. 3. The apparatus of claim 1, wherein the sensor is further configured to measure the spectrum of the light reflected from the subject. 4. The apparatus of claim 1, wherein the at least one object material comprises at least one among hyaluronic acid, triglyceride, wax ester, and squalene. 5. The apparatus of claim 1, wherein the data extractor is further configured to perform normalization by dividing the absorbance of the light in the first wavenumber range by an absorbance at a second wavenumber that is outside the first wavenumber range. 6. The apparatus of claim 1, wherein the reference value corresponds to a level of a hormone released by a living body under the stress. 7. The apparatus of claim 6, wherein the hormone comprises cortisol. 8. The apparatus of claim 1, wherein the data extractor is further configured to obtain an intensity of the spectrum of the reflected light at a wavenumber obtained by Raman-shifting a wavenumber corresponding to the at least one object material. 9. The apparatus of claim 8, wherein the wavenumber corresponding to the at least one object material comprises at least one selected from about 1625 cm−1, 1418 cm−1, 642 cm−1, 1125 cm−1, 1045 cm−1, 948 cm−1, and 897 cm−1. 10. The apparatus of claim 1, further comprising an attenuated total reflectance (ATR) layer on which the light emitted from the light source is incident and reflected. 11. The apparatus of claim 1, wherein the sensor comprises: a spectrometer configured to separate the reflected light according to wavelengths; anda detector configured to measure an intensity of the separated light. 12. The apparatus of claim 1, wherein the sensor comprises a Fourier transform-infrared (FT-IR) spectrometer. 13. The apparatus of claim 1, wherein a level of a hormone released by a living body under the stress is pre-measured from a plurality of subjects and a correlation between the absorbance of the ligh... | SAMSUNG ELECTRONICS CO., LTD. | A61B005/1455 A61B005/16 A61B005/145 A61B005/00
US10111603 | B2 | 2018-10-30 | Apparatus, method and system for pre-action therapy | 2015-01-13 | Embodiments of the present disclosure provide an apparatus, method and system for physical, pre-action, extremity and related spinal cord, brain stem and neural therapies. An apparatus according to the present disclosure can include: a computing device configured to convert an input control action into a simulation instruction, wherein the input control action is provided by an input device; at least one simulated extremity operatively connected to the computing device and configured to simulate at least one modeled human anatomical movement based on the simulation instruction, wherein the at least one modeled human anatomical movement is distinct from the input control action; and a feedback device operatively connected to the computing device and configured to transmit a sensory response, wherein the sensory response is based on the modeled human anatomical movement. | 1. An apparatus for therapy of a user's impaired body part comprising: a user interface device for interfacing with a user's non-impaired body part and for receiving a user action and for transmitting electrical signals representing the user action;a display device for displaying at least one virtual body part image of the user's impaired body part undergoing therapy;a body part device for physically modeling the user's impaired body part undergoing therapy wherein the body part device includes a means for receiving movement control signals, and a mechanical means for producing movement of the body part device;a computing device operatively connected to the user interface device, the display device, and the body part device, wherein the computing device includes a memory device that stores a plurality of instructions which, when executed by the computing device, cause the computing device to: generate, via a virtual body part manager, a virtual body part image for display on the display device, and wherein the virtual body part image represents the user's impaired body part;receive user selections, via a selection manager configured to receive one or more selections from the user interface device, wherein the user selections correspond to one or more portions of the virtual body part image;receive user action directions, via an action manager configured to receive one or more action directions from the user interface device, wherein the user action directions correspond to one or more actions of the virtual body part image;generate and display virtual body part action, via the action manager configured to generate one or more display control signals that cause a displayed action of the virtual body part image, in accordance with the received user selections and the received user action directions; andgenerate, via a body part device computing manager configured to interface with the body part device, one or more movement control signals based upon the one or more received user action directions from the user interface device, whereby the body part device is caused to move simultaneously with the displayed action of the virtual body part image. 2. The apparatus of claim 1 wherein the body part device further comprises means for attaching the body part device to the user's impaired body part, whereby the user's impaired body part is moved simultaneously with the movement of the body part device and the body part image. 3. The apparatus of claim 1 wherein the body part device is a robotic model of the user's impaired body part undergoing therapy. 4. The apparatus of claim 1 wherein the user interface device comprises a computer mouse. 5. The apparatus of claim 4 wherein the computer mouse includes means for providing vibrational feedback to the user. 6. The apparatus of claim 1 wherein the user interface device comprises means for detecting a user's eye actions. 7. The apparatus of claim 1 wherein the user interface device comprises means for ... | - | A61B005/0482 A61B005/00 G16H050/50 G16H020/30 G06F019/00
US10085690 | B2 | 2018-10-02 | System and method for feedback of dynamically weighted values | 2015-06-16 | A method and system for monitoring a signal from a function to record a set of values for each signal monitored; determining for each signal monitored the relative value of the signal being monitored over time; identifying each signal exhibiting a relative value representing a change in a pre-identified direction and each signal exhibiting a relative value not representing a change in the pre-identified direction, wherein each signal is aligned in the same direction relative to the pre-identified direction; dynamically weighting at least one signal monitored; displaying the monitored signals as an aggregate including enhancement of each signal exhibiting a change in the pre-identified direction; and causing a desired change in at least one monitored function based upon feedback of the displayed aggregate signals. | 1. A method comprising: monitoring, by a sensor, a signal from each of at least two functions to record a set of values for each signal monitored;determining, by a processing device, for each signal monitored the value of the signal relative to a desired goal being monitored over time;identifying, by a processing device, each monitored signal exhibiting a relative value representing a change in a pre-identified direction and each monitored signal exhibiting a relative value not representing a change in the pre-identified direction, wherein each identified signal is aligned in the same direction relative to the pre-identified direction;dynamically weighting, by a processing device, each of the aligned signals based upon the determined value relative to the desired goal of each of the aligned signals;summing, by a processing device, the dynamically weighted signals to a finite total value;adjusting, by a processing device, each dynamically weighted signal based upon the performance of each of the aligned signals relative to each other over time while maintaining the finite total value;displaying over time the dynamically weighted signals as an aggregate; andcausing a desired change in at least one monitored function based upon feedback of the displayed aggregate signals. 2. The method of claim 1, wherein determining the relative value of a signal comprises comparing a current value of the signal to the monitored maximum and minimum values of the signal. 3. The method of claim 1, wherein the function comprises a physiological parameter of an individual. 4. The method of claim 1, wherein the dynamically weighting comprises enhancing the relative value of a signal representing a change in a pre-identified direction at or above about 50% of the difference between the minimum and maximum values of the signal. 5. The method of claim 1, wherein the pre-identified direction comprises an increase in magnitude of the signal. 6. The method of claim 1, wherein the pre-identified direction comprises a decrease in magnitude of the signal. 7. The method of claim 1, wherein the displaying comprises displaying the set of values as a single visualization. 8. The method of claim 1, wherein the dynamically weighting is performed by an algorithm comprising the following: Weight=(currentVal−minVal/maxVal−minVal) and Weight=Weight+(misPerc−((1−Weight)/numStrong)); where misPerc refers to the fraction of a total Dynamic Feedback Signal Set value that is unused; (1−Weight) refers to the fraction of the unused portion of that signal's potential maximum Dynamic Feedback Signal Set value; and, numStrong refers to the number of values contributing at least 50% out of their potential 100% to the Dynamic Feedback Signal Set. 9. A system comprising: at least one sensor which monitors a dynamic signal from at least two functions and records a set of values for each signal monitored;a processing device having a memory, the processing device coupled to each of the at least o... | Rochester Institute of Technology | A61B005/00 A61B005/01 A61B005/0205 A61B005/024 A61B005/053 A61B005/08
US10092311 | B2 | 2018-10-09 | Integration of control software with a medical device and system | 2016-01-08 | A medical device for diagnosis or treatment of tissue is disclosed. The device includes an electronically-controlled tool configured for diagnosis or treatment, an electrical connector, and a computer readable memory. The electrical connector is configured for connection with an electronic control unit and configured to receive control signals, including signals concerning the operation of the tool, from the electronic control unit. The computer readable memory is accessible through the connector. The memory can include a set of programming instructions for control of the tool, and the programming instructions can be configured to be downloadable from the memory upon connection of the electrical connector with the electronic control unit. A system is also disclosed in which the electronic control unit is configured to transmit a data log from memory in the electronic control unit to the memory in the medical device upon the occurrence or detection of a predetermined event. | 1. A method of operating a medical device, comprising: providing a medical system including an electronic control unit having a computer readable memory and a detachable medical device having a computer readable memory including a set of operating instructions for the medical device;connecting the detachable medical device to the electronic control unit;copying the set of operating instructions for the medical device from the computer readable memory of the medical device into the computer readable memory of the electronic control unit;delivering control signals from the electronic control unit to the medical device according to the operating instructions for the medical device copied into the computer readable memory of the electronic control unit; andwriting a data log from the computer readable memory of the electronic control unit to the computer readable memory of the medical device during the delivery of control signals from the electronic control unit to the medical device. 2. The method according to claim 1, wherein the set of operating instructions are determined in part upon information contained within the data log. 3. The method according to claim 1, wherein the data log comprises information regarding a fault condition or event that occurred during the delivery of control signals from the electronic control unit to the medical device. 4. The method according to claim 1, further comprising: disconnecting the detachable medical device from the electronic control unit; andinstalling a revised set of operating instructions for the medical device into the computer readable memory of the medical device after disconnecting the detachable medical device from the electronic control unit. 5. The method according to claim 1, wherein the operating instructions for the medical device comprise at least one of instructions to operate the medical device in an ablation mode and instructions to operate the medical device in a diagnostic mode. 6. A method of operating a medical system, the medical system including an electronic control unit having a computer readable memory and a detachable medical device having a computer readable memory including a set of operating instructions stored therein, the method comprising: copying the set of operating instructions from the computer readable memory of the detachable medical device to the computer readable memory of the electronic control unit upon connection of the detachable medical device to the electronic control unit;delivering control signals from the electronic control unit to the detachable medical device according to the operating instructions copied to the computer readable memory of the electronic control unit; andwriting a data log from the electronic control unit to the computer readable memory of the detachable medical device prior to detaching the detachable medical device from the electronic control unit. 7. The method according to claim 6, wherein writing a data log from the electronic ... | St. Jude Medical, Atrial Fibrillation Division, Inc. | A61B018/12 A61B017/32 G06F011/07 G05B019/042 A61B005/042 A61B018/14 A61B017/00 A61B018/00 A61N007/02 A61B034/00 A61N007/00
US10076303 | B2 | 2018-09-18 | Motion compensation for non-invasive treatment therapies | 2011-09-06 | Procedures and systems facilitate non-invasive, focused delivery of therapeutic energy to a target within or on a patient using, in various embodiments, a closed-loop approach such that feedback regarding anatomical movement and/or morphology changes is tracked and the uncertainty inherent in the measurements is addressed. | 1. A method of continuously monitoring movement of an internal volume of tissue during treatment thereof, the method comprising the steps of: using a physical model of anticipated movement of an internal target volume to predict a target volume location as a function of time;continuously and directly tracking the internal target volume during treatment thereof using two tracking modalities, wherein the first tracking modality provides initial estimated target volume locations based directly on first image contents of the internal target volume obtained at a first information update rate, and the second tracking modality identifies subsequent estimated target locations of the internal target volume based directly on second image contents of the internal target volume obtained at a second information update rate lower than the first information update rate wherein the subsequent estimated target locations are more accurate than the initial estimated target volume locations;comparing the initial estimated target volume locations to the predicted target volume locations to determine a tracking error;if the tracking error exceeds a safety threshold, suspending treatment; andadjusting one or more parameters of the physical model based on the subsequent estimated target volume locations of the target volume. 2. The method of claim 1 wherein the physical model comprises a vector prediction model. 3. The method of claim 1 wherein the first update rate is above 10 Hz and the second update rate is below 10 Hz. 4. The method of claim 1 further comprising adjusting at least one of the first or second information update rates based at least in part on motion of the target volume as determined from the tracking step. 5. The method of claim 1 wherein the first tracking modality and the second tracking modality comprise imaging devices. 6. The method of claim 1, further comprising using the physical model to steer an acoustic beam. 7. A system for continuously and directly monitoring movement of an internal volume of tissue during treatment thereof, the system comprising: a register for storing (i) a physical model of anticipated movement of an internal target volume for predicting a target volume location as a function of time, (ii) representations of estimated target volume locations based directly on first image contents of the internal target volume obtained using a first tracking modality at a first information update rate, and (iii) representations of target volume locations based directly on second image contents of the internal target volume obtained using a second tracking modality at a second information update rate lower than the first information update rate;a processor for (i) comparing the estimated target volume locations to the predicted target volume locations to determine a tracking error, (ii) determining if the tracking error exceeds a safety threshold, and (iii) adjusting one or more parameters of the physical model based on the target ... | INSIGHTEC, LTD. | A61B005/05 A61B008/08 A61N007/02 A61B005/055 A61B005/113 A61B005/00 A61B090/00
US10092726 | B2 | 2018-10-09 | Occlusion access system | 2012-11-19 | A catheter system for accessing the central venous system through an occlusion in the neck region. | 1. A kit for providing access to a central venous system of a patient comprising: a radiopaque target having a radiopaque area and a radiolucent area, the radiopaque target being adapted to be applied to an exterior surface of said patient to define an exit point on the patient; anda catheter comprising:a shaft having a proximal end and a distal end;a blunt dissection tip disposed at the distal end of the shaft, the blunt dissection tip having a side aperture and a slot;a departure angle guide tube configured to extend out the side aperture of the blunt dissection tip to set a departure angle, in a departure angle plane;a handle coupled to the proximal end of said shaft, wherein said handle rotates said blunt dissection tip and said slot and indicates and defines a rotational position of the departure angle plane;a needle wire having a sharp dissection tip, said needle wire configured to extend through the departure angle guide tube, said needle wire having a sharp dissection tip permitting it to track in a substantially straight line from said departure angle guide tube. 2. The kit of claim 1 further comprising: a delivery sheath sized to introduce said catheter. 3. The kit of claim 1 further comprising: a dilation catheter sized to accept said needle wire. | BLUEGRASS VASCULAR TECHNOLOGIES, INC. | A61M025/01 A61B005/06 A61B017/34 A61M025/09 A61M029/02 A61B017/3207 A61B017/22 A61M025/00 A61B090/00
US10080521 | B2 | 2018-09-25 | Sleep apnea bi-level positive airway pressure machine with advanced diagnostics and self-cleaning capabilities | 2016-08-01 | A new Continuous/Bi-Level Positive Airway Pressure device (C/BiPAP) that provides positive pressure when the user breathes in and creates negative pressure as the user breathes out. A control system monitors and adjusts oxygen and carbon dioxide levels, and air flow. The device includes the ability to self-clean the mask when it is placed into the housing, the inclusion of a lithium battery for back-up and for use outdoors, and wireless capabilities in the control device. The self-cleaning regime includes a water storage compartment, a water heater, and a tube for steam and warm air running from the water reservoir compartment to the self-cleaning compartment. | 1. A Continuous Bi-Level Positive Pressure (C/BiPAP) device for treating a patient suffering from sleep apnea comprising: a bi-directional air pump configured to push airflow to the patient and pull exhaled air from the patient through an air hose connected to a face mask;a control unit for controlling operation of the C/BiPAP device;a lithium battery for providing back-up power supply and for allowing the device to be transported and used outdoors;a housing comprising a top section forming a self-cleaning chamber for the mask and the bottom section comprising a chamber containing a ceramic heater;a cover on the self-cleaning chamber that opens and closes to selectively receive the mask for cleaning and storage;a water heater above the ceramic heater and configured to be heated by the ceramic heater when a self-cleaning process is initiated by the patient;vents in a top of the water reservoir and throughout the housing that all passage of warm air and steam from the water reservoir to the self cleaning chamber; anda vacuum pump for cleaning water and air in the self-cleaning chamber through a waste water hose with a drain to a waste water reservoir once the self-cleaning process is complete;wherein to perform the self-cleaning process on the mask the patient disconnects the air hose from the mask, inserts the mask into the self-cleaning chamber, inserts an end of the air hose holder on the mask cleaning cover, and initiates the self-cleaning process by pressing a button on the exterior of the housing. 2. The C/BiPAP device of claim 1, further comprising an oxygen sensor to determine the oxygen saturation level of the patient. 3. The C/BiPAP device of claim 2, further comprising an oxygen concentrator communicatively linked to the oxygen sensor. 4. The C/BiPAP device of claim 2, further comprising a carbon dioxide meter. 5. The C/BiPAP device of claim 1, further comprising an emergency condition system with audible alerts and alerts transferred wirelessly to a receiving station. 6. The C/BiPAP device of claim 1, further comprising at least one of a humidifier, heater/cooler, dehumidifier, filter, communication interface, a monitor and interface, and a medication chamber. 7. The C/BiPAP device of claim 1 further comprising at least one of a pulse meter, a blood pressure device, and a heart rate monitor. 8. The C/BiPAP device of 1, further comprising a communication device. 9. The C/BiPAP of claim 8, wherein the communication device transmits information between the patient and a medical professional or monitoring system. | - | A61B005/00 A61M016/10 A61M016/06 A61B005/021 A61B005/024 A61M016/08 A61B005/08 A61B005/145 A61B005/083
US10083528 | B2 | 2018-09-25 | Method and apparatus for editing parameters for capturing medical images | 2016-09-26 | An apparatus for editing information about a parameter for capturing a medical image includes a storage device configured to store at least one piece of group information including information about a change to the parameter for capturing the medical image and information about an associated parameter to be changed together with the parameter; a display configured to display a parameter change history including the at least one piece of group information; and a controller configured to control the display and the storage device, wherein the at least one piece of group information is arranged based on an order in which a parameter in the at least one piece of group information is changed. | 1. An apparatus for editing information about a parameter for capturing a medical image, the apparatus comprising: a storage device configured to store at least one piece of group information including information about a change to the parameter for capturing the medical image and an associated parameter to be changed together with the parameter;a display configured to display a parameter change history including the at least one piece of group information; anda processor configured to control the display and the storage device; anda user input device configured to receive, from a user, a selection of first group information from the at least one piece of group information, the first group information being included in the parameter change history, and to receive information indicating deletion of the first group information,wherein the at least one piece of group information is arranged based on an order in which a parameter in the at least one piece of group information is changed, andwherein the processor is further configured to: define parameters included in the first group information which are also included in second group information included in the parameter change history, andselectively cancel a change to parameters in the first group information based on the defined parameters and deletion of the first group information. 2. The apparatus of claim 1, the user input device being further configured to receive, from a user, information about a change to the parameter, wherein the processor is further configured to change the parameter based on the received information, to change, if the parameter has an associated parameter to be changed together with the parameter, the associated parameter, and to control the storage device to store information about the change to the parameter and the change of the associated parameter as the at least one piece of group information. 3. The apparatus of claim 2, wherein the display is further configured to display the changed parameter in such a manner as to distinguish the changed parameter from the associated parameter. 4. The apparatus of claim 2, wherein the user input device is further configured to receive, from the user, a selection of the at least one piece of group information in the parameter change history and a selection of an imaging protocol, and wherein the processor is further configured to change, based on information about a change to a parameter in the at least one piece of group information, a corresponding parameter for the imaging protocol. 5. The apparatus of claim 1, wherein the display is further configured to display the parameter and the associated parameter in such a manner as to distinguish the parameter from the associated parameter. 6. The apparatus of claim 1, wherein the processor is further configured to control the display to display a notification when information about a change to a parameter included in the first group information is included in a plurality of p... | SAMSUNG ELECTRONICS CO., LTD. | G06T011/00 G06F003/0484 A61B005/055 A61B006/03 A61B008/08 G01R033/20 A61B005/00
US10076260 | B2 | 2018-09-18 | Integrated analysis of electrophysiological data | 2017-09-21 | A method can include analyzing non-invasive electrical data for a region of interest (ROI) of a patient's anatomical structure to identify one or more zones within the ROI that contain at least one mechanism of distinct arrhythmogenic electrical activity. The method also includes analyzing invasive electrical data for a plurality of signals of interest at different spatial sites within each of the identified zones to determine intracardiac signal characteristics for the plurality of sites within each respective zone. The method also includes generating an output that integrates the at least one mechanism of distinct arrhythmogenic electrical activity for the one or more zones with intracardiac signal characteristics for the plurality of sites within each respective zone. | 1. A method, comprising: receiving, by a system comprising a processor, non-invasive electrical data from a plurality of electrodes on an external surface of a patient's body, wherein the plurality of electrodes define a region of interest (ROI) of the patient's anatomical structure;analyzing, by the system, the non-invasive electrical data for the ROI to identify one or more zones within the ROI that contain at least one mechanism of distinct arrhythmogenic electrical activity;analyzing, by the system, invasive electrical data for a plurality of signals of interest at different spatial sites within each of the identified one or more zones to determine intracardiac signal characteristics for the different spatial sites within each of the identified one or more zones;generating, by the system, output data that integrates the at least one mechanism of distinct arrhythmogenic electrical activity for the one or more zones with the intracardiac signal characteristics for the plurality of sites within each respective zone;determining, by the system, a baseline indication of synchrony across at least one of the respective zones based on the output data;determining, by the system, a post-treatment indication of synchrony across the at least one of the respective zones after applying a treatment to at least one of the plurality of sites based on the output data that is recalculated after application of the treatment;comparing, by the system, the baseline indication of synchrony with the post-treatment indication of synchrony and providing a comparison output indicating changes between the baseline indication of synchrony and the post-treatment indication of synchrony; anddisplaying, by a display device of the system, a visualization based on the comparison output. 2. The method of claim 1, wherein analyzing non-invasive electrical information further comprises determining a number of mechanisms of distinct arrhythmogenic electrical activity that occur within each respective zone during at least one time interval. 3. The method of claim 2, wherein the number of mechanisms of distinct arrhythmogenic electrical activity within each respective zone comprises at least one of a number of rotors that occur within the at least one time interval or a number of foci that occur within the at least one time interval, and a number of fast bursting cycle length that occur within the at least one time interval. 4. The method of claim 2, wherein the one or more zones are a plurality of zones, the method further comprises: determining a zonal priority among the plurality of zones based on a relative number of the mechanisms of distinct arrhythmogenic electrical activity that occur within in each respective zone during the at least one time interval. 5. The method of claim 4, further comprising evaluating a plurality of different intracardiac signal characteristics determined for the plurality of sites within each zone to determine a local priority among the plurality ... | Cardioinsight Technologies, Inc. | A61B005/0452 A61B005/024 A61B005/0245 A61B005/04 A61B005/044
US10070815 | B2 | 2018-09-11 | Vertical conductive textile traces and methods of knitting thereof | 2013-11-23 | A method for knitting a garment having a tubular form, including knitting at least one vertical conductive textile trace on a machine having N participating feeders and M needles. The method includes the steps of continuously knitting the tubular form with one or more flexible non-conductive base yarns, and knitting the vertical conductive textile trace integrally within the tubular form, using a conductive yarn, in addition to spandex yarns, but not the base yarns. The conductive yarn is knitted in a float-loop form by knitting a stitch and skipping over y needles, as follows: repeatably knitting a line segment Lk, using feeder Fi and starting at needle D1; and knitting line segment Lk+1, using the next feeder and start stitching the first float-loop at needle D1+s where 0 | 1. A knitted smart garment for monitoring a living being, the garment comprising: a) a sensing device for sensing an electrical vital signal of the monitored living being;b) a tubular form having a first multiplicity of knitted lines, wherein each said line is knitted with at least one flexible, non-conductive yarn; andc) at least one conductive vertical textile trace adapted to transmit said electrical vital signal vertically across conductive line segments to a target electric device, said at least one conductive vertical textile trace has a second multiplicity of vertically-aligned adjacent knitted line segments, wherein each of said knitted line segments is knitted within said knitted lines with at least one flexible, non-conductive yarn and a conductive yarn, and wherein each of said knitted line segments has a third multiplicity of float loops, wherein said third multiplicity of float loops is configured to provide the conductivity needed across said second multiplicity of knitted line segments, to further transmit a received electrical vital signal from said sensing device to said target electric device, wherein a first float loop in a first line segment of said knitted line segments begins in a given stitching position, and wherein an immediately-subsequent float loop in each subsequent said line segment is vertically aligned in a shifting position with respect to an immediately-preceding said line segment;wherein said shifting position is at least one needle position; andwherein said at least one conductive vertical textile trace is insulated from skin of the monitored living being. 2. The garment of claim 1, wherein said electrical vital signal is a clinical-level ECG signal. 3. The garment of claim 1, wherein said target electric device is a processing unit. 4. The garment of claim 1, wherein said shifting position is less than half of the number of skipped needle positions of each said float loop. 5. The garment of claim 1, wherein said shifting position is adapted to create a suitable knitting density of said third multiplicity of float loops, and wherein said suitable knitting density is adapted to provide enhanced electrical conductivity, vertically, across said second multiplicity of knitted line segments. 6. The garment of claim 1, wherein said at least one conductive vertical textile trace is knitted with a density that is adapted to sustain good conductivity when said tubular form is stretched vertically. 7. The garment of claim 1, wherein said sensing device is an electrode. 8. The garment of claim 1, wherein said sensing device is a textile electrode. 9. A method for knitting a smart garment configured to monitor a living being, the method comprising the steps of: a) knitting a tubular form having a first multiplicity of knitted lines, and wherein each said line is knitted with at least one non-conductive yarn; andb) knitting at least one conductive vertical textile trace for transferring an electrical vital signal fr... | Healthwatch LTD. | A61B005/00 A61B005/04 D04B001/14 G06F001/16 D04B001/24 A61B005/0408 A41D013/12 D04B001/16
US10092202 | B2 | 2018-10-09 | Miniature ECG data acquisition device | 2012-12-11 | An apparatus for generating ECG recordings and a method for using the same are disclosed. The apparatus includes a handheld device having four electrodes on an outer surface thereof, the handheld device having an extended configuration and a storage configuration. The apparatus also includes a controller configured to measure signals between the electrodes to provide signals that are used to generate an ECG recording selected from the group consisting of standard lead traces and precordial traces. When the handheld device is in the extended configuration and the first and second electrodes contact a first hand of a patient such that the first and second electrodes contact different locations on the first hand, the third electrode is in contact with a location on the patient's other hand and the fourth electrode contacts a point on the patient's body that depends on the particular trace being measured. | 1. An apparatus comprising: a handheld device having first, second, third, and fourth electrodes on an outer surface of said handheld device, said handheld device having an extended configuration and a storage configuration;a controller that measures signals between said electrodes and provides said signals to another device to generate an ECG recording selected from the group consisting of standard lead traces and precordial traces when said handheld device is in said extended configuration and said first and second electrodes contact a first hand of a patient such that said first and second electrodes contact different locations on said first hand, said third electrode being in contact with a location on said patient's other hand and said fourth electrode contacts a point on said patient's body chosen from the group consisting of said patient's lower abdomen, one of said patient's legs, and a precordial measurement point on said patient, said point depending on said ECG recording; anda circuit that generates a common mode cancellation signal from signals on said second, third, and fourth electrodes and couples said common mode cancellation signal to said first electrode during said signal measurements. 2. The apparatus of claim 1 wherein said controller measures signals for one of said precordial lead traces by measuring a difference between a sum of potentials on said second and third electrodes and a potential on said fourth electrode. 3. The apparatus of claim 1 comprising a wireless communication link that transmits said measured signals to said another device, said another device being external to said handheld device. 4. The apparatus of claim 3 wherein said wireless communication link comprises a satellite communication system. 5. The apparatus of claim 1 wherein said another device comprises a vehicle computer that is part of an automobile. 6. The apparatus of claim 1 wherein said handheld device in said storage configuration is too small to allow said patient to contact said first, second, third, and fourth electrodes in a manner that allows said ECG recordings to be made. 7. The apparatus of claim 1 wherein said handheld device is characterized by a maximum dimension and wherein said maximum dimension is less than 7 cm when said handheld device is in said storage configuration and greater than 12 cm when said handheld device is in said extended configuration. 8. The apparatus of claim 1 wherein said handheld device comprises a compartment for storing medication. 9. The apparatus of claim 8 wherein said compartment opens in response to signals from said controller. 10. The apparatus of claim 8 further comprising an indicator that signals that a user should open said compartment and take said medication. 11. The apparatus of claim 1 wherein said handheld device comprises a data input device for receiving input from a user thereof. 12. The apparatus of claim 11 wherein said data input device comprises a plurality of buttons th... | - | A61B005/0408 A61B005/00 A61B005/0404 A61B005/0432 A61B005/0402 A61B005/117
US10085669 | B2 | 2018-10-02 | Sensor system and method of operating the same | 2013-10-22 | Provided is a device for measuring a signal and a method of operating the same. The device may include electrodes attached to the device, and a control unit for determining the optimal pair of electrodes to be used for measuring the signal. Also, the device may include an output unit for measuring signals that are sensed by the electrodes. | 1. A device for measuring a biological signal, the device comprising: electrodes configured to collect measurements from a subject;a single differential amplifier configured to measure a size of the measured biological signal; anda controller configured to: select electrode combinations, each of the electrode combinations including at least two electrodes selected from the electrodes;control the single differential amplifier to connect to at least two electrodes included in each of the selected electrode combinations, wherein the single differential amplifier is configured to measure respective signal sizes from the at least two electrodes; anddetermine, as an optimal electrode combination, a combination of a first electrode and a second electrode by comparing the respective signal sizes measured for each of the selected electrode combinations with each other, the optimal electrode combination having a determined largest biological signal size based on a result of the comparing. 2. The device of claim 1, wherein the biological signal is an electromyography (EMG) signal;the electrodes are configured to be in contact with the subject; andthe optimal electrode combination is to be used to sense the EMG signal from the subject. 3. The device of claim 1, wherein the controller selects the electrode combinations by grouping the electrodes in a sequential manner, the electrodes including the first electrode and the second electrode. 4. The device of claim 1, further comprising: a guide processor configured to provide a command to move the subject from which the measurements are to be taken according to a pattern, wherein the controller compares the respective signal sizes of each of the selected electrode combinations without the movement having an effect on the comparing. 5. The device of claim 4, wherein the pattern corresponds to one or a combination of a muscle contraction and a muscle relaxation. 6. The device of claim 4, wherein the guide processor provides the pattern in a form of graphical information or audio information. 7. The device of claim 1, further comprising: a bracelet member configured to be worn by the subject from whom the measurements are to be taken, and to support the electrodes with sensing surfaces of the electrodes being in contact with the subject; anda switch provided on the bracelet member to connect and switch between the electrodes,wherein the controller selects the electrode combinations using the switch. 8. A device for measuring a biological signal, the device comprising: sensors configured to collect measurements from a subject;a single differential amplifier configured to measure biological signals sensed by the sensors; anda controller configured to determine an optimal pair of sensors, among the sensors, having a determined largest biological signal size, the determining of the optimal pair of sensors including selecting pairs of at least two sensors from the sensors, and sequentially connecting the selected... | Samsung Electronics Co., Ltd. | A61B005/0492 A61B005/00
US10064554 | B2 | 2018-09-04 | Fiber optic flow and oxygenation monitoring using diffuse correlation and reflectance | 2012-12-14 | Disclosed are fiber optic devices and related methods that allow for measurement of blood flow and oxygenation in real time. These devices have particular application to the spinal cord. Such devices have applicability in, for example, the care of military members sustaining combatant and noncombatant spinal injuries, as well as to civilians. The devices also have utility in the acute and subacute management of spine trauma, enhancing the efficacy of interventions aimed at the prevention of secondary ischemic injury, and ultimately improving neurologic outcome. | 1. A device, comprising: a first illuminator fiber having a longitudinal axis and having a distal end;a first detector fiber having a distal end;a tubular housing having a distal end, the tubular housing at least partially enclosing the first illumination fiber and the first detector fiber,wherein the distal end of the first detector fiber is at a different location, as measured along the longitudinal axis of the first illuminator fiber, than the location of the distal end of the first illuminator fiberthe first illuminator fiber being in optical communication with an illumination source configured to supply illumination from the first illuminator fiber at from about 600 nm to about 970 nm,the first detector fiber being in optical communication with a first illumination detector, andthe device being adapted for insertion into the spinal epidural space, the spinal intrathecal space, or both of a subject. 2. The device of claim 1, further comprising a computer processor in communication with the first illumination detector, the computer processor being adapted to estimate, based on illumination received by the first illumination detector, blood oxygenation, oxy-hemoglobin, deoxy-hemoglobin, blood flow, oxygen metabolism, water content, lipid presence, tracer presence, or any combination thereof. 3. The device of claim 2, wherein the computer processor is adapted to estimate blood flow, based on illumination received by the first illumination detector. 4. The device of claim 3, wherein the computer processor is adapted to estimate blood flow at a tissue depth of up to 2 cm, based on illumination received by the first illumination detector. 5. The device of claim 2, wherein the computer processor is adapted to estimate blood flow based on illumination received by the first illumination detector. 6. The device of claim 1, further comprising a second detector fiber, the second detector fiber having a distal end located at a different location, as measured along the longitudinal axis of the first illuminator fiber, than the location of the distal end of the first illuminator fiber. 7. The device of claim 6, wherein the second detector fiber is in communication with the first illumination detector. 8. The device of claim 6, wherein the distal end of the first detector fiber is located at a different location, as measured along the longitudinal axis of the first illuminator fiber, than the distal end of the second detector fiber. 9. The device of claim 8, wherein the distal end of the first detector fiber and the distal end of the second detector fiber are separated, as measured along the longitudinal axis of the first illuminator fiber, by a distance in the range of from about 0.1 to about 20 cm. 10. The device of claim 1, wherein the distal end of the first detector fiber and the distal end of the first illumination fiber are separated from one another by from about 0.01 to about 20 cm, as measured along the longitudinal axis of the first illum... | The Trustees of the University of Pennsylvania The Research Foundation of State University of New York | A61B005/1455 A61B005/00 A61B005/026 A61B005/1459 A61B005/0275
US10111708 | B2 | 2018-10-30 | System and method for locating and identifying the functional nerves innervating the wall of arteries and catheters for same | 2017-06-29 | System and method for locating and identifying nerves innervating the wall of arteries such as the renal artery are disclosed. The present invention identifies areas on vessel walls that are innervated with nerves; provides indication on whether energy is delivered accurately to a targeted nerve; and provides immediate post-procedural assessment of the effect of energy delivered to the nerve. The method includes at least the steps to evaluate a change in physiological parameters after energy is delivered to an arterial wall; and to determine the type of nerve that the energy was directed to (none, sympathetic or parasympathetic) based on the evaluated results. The system includes at least a device for delivering energy to the wall of blood vessel; sensors for detecting physiological signals from a subject; and indicators to display results obtained using said method. Also provided are catheters for performing the mapping and ablating functions. | 1. A method of mapping a parasympathetic renal nerve, comprising the steps of: a) introducing a catheter into the lumen of a renal artery such that a tip of said catheter contacts a site on an inner wall of said renal artery;b) measuring one or more physiological parameters to obtain baseline measurements before introducing an electrical current to the site, said physiological parameters are selected from the group consisting of systolic blood pressure, diastolic blood pressure, mean arterial pressure, and heart rate;c) applying electrical stimulation by introducing said electrical current to the site via the catheter, wherein said electrical current is controlled to be sufficient to elicit changes in said physiological parameters when there is an underlying parasympathetic nerve at the site; andd) measuring said physiological parameters at a specific time interval after each electrical stimulation, wherein a decrease of said physiological parameters below the baseline measurements after said electrical stimulation would indicate that a parasympathetic renal nerve has been mapped at said site. 2. The method of claim 1, wherein said catheter is an ablative catheter designed to treat cardiac arrhythmias. 3. The method of claim 1, wherein said catheter is an ablative catheter designed specifically for mapping renal nerves for ablative procedures. 4. The method of claim 1, wherein said specific time interval in step (d) is from about 5 seconds to about 2 minutes. 5. The method of claim 1, wherein said one or more physiological parameters includes said systolic blood pressure, and said decrease in systolic blood pressure is more than 2 mmHg. 6. The method of claim 1, wherein said one or more physiological parameters includes said diastolic blood pressure, and said decrease in diastolic blood pressure is more than 2 mmHg. 7. The method of claim 1, wherein said one or more physiological parameters includes said mean arterial pressure, and said decrease in mean arterial pressure is more than 2 mmHg. 8. The method of claim 1, wherein said one or more physiological parameters includes said heart rate, and said decrease in heart rate is more than 5 beats/min. 9. The method of claim 1, wherein the electrical current sufficient to elicit changes in the physiological parameters comprises one or more of the following parameters: (a) voltage of between 2 and 30 volts;(b) resistance of between 100 and 1000 ohms;(c) current of between 5 and 40 miliamperes; or(d) applied between 0.1 and 20 milliseconds. 10. The method of claim 1, further comprising a step of applying radiofrequency energy through the catheter for ablation of underlying nerve to treat disease caused by systemic renal nerve hyperactivity, wherein said ablation is not applied to the site identified in step (d). 11. A method of mapping a sympathetic renal nerve, comprising the steps of: a) introducing a catheter into the lumen of a renal artery such that a tip of said catheter contacts a site... | SYMAP MEDICAL (SUZHOU), LTD | A61B005/04 A61B018/14 A61B005/0205 A61B005/20 A61B005/00 A61B005/0215 A61B005/024 A61B005/053 A61B018/24 A61N007/02 A61B018/00 A61B018/18 A61N001/36 A61N007/00
US10085722 | B2 | 2018-10-02 | Spread spectrum coded waveforms in ultrasound diagnostics | 2018-01-19 | Techniques, systems, and devices are disclosed for ultrasound diagnostics using spread spectrum, coherent, frequency- and/or phase-coded waveforms. In one aspect, a method includes synthesizing individual orthogonal coded waveforms to form a composite waveform for transmission toward a biological material of interest, in which the synthesized individual orthogonal coded waveforms correspond to distinct frequency bands and include one or both of frequency-coded or phase-coded waveforms; transmitting a composite acoustic waveform toward the biological material of interest, where the transmitting includes transducing the individual orthogonal coded waveforms into corresponding acoustic waveforms to form the composite acoustic waveform; receiving acoustic waveforms returned from at least part of the biological material of interest corresponding to at least some of the transmitted acoustic waveforms that form the composite acoustic waveform; and processing the received returned acoustic waveforms to produce an image of at least part of the biological material of interest. | 1. An acoustic imaging system, comprising: a waveform generation unit comprising one or more waveform synthesizers and amplifiers coupled to a waveform generator, the waveform generation unit to synthesize a composite waveform comprising individual orthogonal coded waveforms corresponding to distinct frequency bands that are generated by the one or more waveform synthesizers according to waveform information provided by the waveform generator, wherein the individual orthogonal coded waveforms include one or both of frequency-coded or phase-coded waveforms wherein the individual orthogonal frequency-coded waveforms include two or more carrier frequencies corresponding to the frequency bands;a transmitter array of transducer elements in communication with the waveform generation unit to transmit acoustic waveforms forming a composite acoustic waveform based on drive signals produced from the individual orthogonal coded waveforms of the composite waveform toward a biological material, wherein the transmitter array of transducer elements is partitioned into two or more subarrays such that at least one of the two or more subarrays is individually amplitude weighted and at least one of the two or more subarrays is individually phase weighted for at least one frequency band of the frequency bands corresponding to the transmitted acoustic waveforms and combined, thereby providing enhanced cross-range resolution;a receiver array of transducer elements to receive returned acoustic waveforms returned from at least part of the biological material, wherein the received returned acoustic waveforms correspond to at least some of the transmitted acoustic waveforms of the composite acoustic waveform, wherein the receiver array of transducer elements is partitioned into two or more subarrays such that at least one of the two or more subarrays of the receiver array is individually amplitude weighted and at least one of the two or more subarrays of the receiver array is individually phase weighted for at least one frequency band of the frequency bands corresponding to the received returned acoustic waveforms and combined, thereby providing enhanced cross-range resolution; anda controller unit in communication with the waveform generation unit and the transmitter and receiver arrays, the controller unit including a processing unit to process the received returned acoustic waveforms to produce an image of at least part of the biological material. 2. The system of claim 1, further comprising: a user interface unit including a display and in communication with the controller unit to display the produced image. 3. The system of claim 2, wherein the user interface unit includes one or more user interface devices in communication with the controller unit to receive input from an operator of the system. 4. The system of claim 3, wherein the input includes a mode of operation, including: an ATS-Mode (Artificial Tissue Staining Mode) for imaging biological tissue that enab... | Decision Sciences International Corporation | A61B008/08 A61B008/14 A61B008/00 A61B005/00 G01S007/52 G01S015/89
US10111598 | B2 | 2018-10-30 | System and method for focal source identification | 2015-03-31 | Various embodiments are described herein for a system, method, and device for identifying focal source locations of electrophysiological activity in an organ. The system, method and device may also be used to guide catheter ablation of the organ. An electrogram signal can be obtained from a location in the organ, and it can be determined if the electrogram is periodic and, if so, the corresponding periodicity cycle length. A plurality of peaks associated with the cycle length can be identified. The location can be identified as a focal source location when the periodicity cycle length and the plurality of peaks have focal source characteristics. Methods are also described for identifying a direction of wave propagation and identifying multiple periodicities within an electrogram signal. | 1. A method of identifying one or more focal source locations of electrophysiological activity for a heart using intracardiac electrograms of the heart, the method comprising: receiving, by a processor, a first electrical signal set obtained from a first location of the heart, the electrical signal set comprising electrophysiological signals acquired at the first location of the heart, wherein the electrical signal set comprises a unipolar electrogram and a bipolar electrogram;determining, by the processor, that the first electrical signal set is periodic;identifying, by the processor, a periodicity cycle length of the first electrical signal set when the first electrical signal set is periodic;automatically identifying, by the processor, a plurality of peaks in the bipolar electrogram of the first electrical signal set that are associated with the identified periodicity cycle length;for a given peak in the identified plurality of peaks, analyzing a peak morphology by: automatically identifying, by the processor, a unipolar electrogram portion in the unipolar electrogram corresponding to the given peak; andanalyzing the identified unipolar electrogram portion to identify the peak morphology of the given peak;identifying, by the processor, the first location in the heart as a first focal source location of the one or more focal source locations when the identified periodicity cycle length and the identified plurality of peaks have focal source characteristics, wherein the focal source characteristics comprise at least a threshold percentage of peak morphologies in the first electrical signal set associated with the identified plurality of peaks having a QS morphology;determining, by the processor, an anatomic location of the first focal source location within the heart using anatomic mapping data from an electroanatomic mapping system;generating, by the processor, a 3D image of the heart that includes a tag identifying the anatomic location of the first focal source location within the 3D image using the electroanatomic mapping system; anddisplaying the 3D image of the heart including the tag to guide ablation of the first focal source location in the heart that corresponds to the tag shown in the 3D image. 2. The method as defined in claim 1, wherein the focal source characteristics comprise at least one of: the identified plurality of peaks being stable;andthe identified periodicity cycle length being less than a periodicity cycle length threshold. 3. The method as defined in claim 2, wherein determining that the identified plurality of peaks is stable comprises: determining that a number of consecutive peaks in the plurality of peaks are spaced apart by a stable distance substantially equal to the periodicity cycle length; anddetermining that the number of consecutive peaks is larger than a consecutive peak threshold. 4. The method as defined in claim 1, wherein identifying the periodicity cycle length comprises: identifying a plurality of p... | University Health Network | A61B005/04 A61B005/0456 A61B005/046 A61B005/0452 A61B005/044 A61B018/14 A61B005/0408
US10095841 | B2 | 2018-10-09 | Care plan administration | 2014-10-07 | Techniques for administering a care plan. Embodiments receive the care plan specifying observation metrics to monitor biometric data collected from a patient. At least one monitoring device available is identified and embodiments receive biometric data collected using the at least one monitoring device, where the biometric data is initially classified as a first type of event by the at least one monitoring device. Additionally, embodiments analyze the received biometric data to reclassify the first event as an occurrence of a second type of even, and, upon determining that the occurrence of the second type of event satisfies at least one threshold condition specified in the care plan, initiate at least one treatment plan specified in the care plan and corresponding to the satisfied at least one threshold value. | 1. A method for administering a care plan, comprising: receiving, at a care plan management system, the care plan specifying a plurality of observation metrics to monitor biometric data collected from a patient;measuring the biometric data by at least one monitoring device, wherein the biometric data comprises electrocardiogram (ECG) data;receiving, at the care plan management system, the biometric data measured by the at least one monitoring device, wherein the at least one monitoring device has limited computational resources relative to the care plan management system, wherein the biometric data comprises a plurality of detected cardiac events, wherein a first event of the plurality of detected cardiac events is initially classified as a first type of cardiac event by the at least one monitoring device, and wherein the initial classification is based on the at least one monitoring device determining that at least a portion of the biometric data matches a first preconfigured data pattern corresponding to the first type of event;maintaining an event queue at the care plan management system storing a plurality of previously detected events in a determined order, each previously detected event having a previously determined priority, further comprising: determining, at the care plan management system, a relative priority of the first event based on the initial classification of the first event by the at least one monitoring device, wherein the relative priority is one of at least three priority levels; andinserting the first event into the event queue at a position determined based on the relative priority of the first event and the order in which the first event was received, wherein the first event is placed into the event queue at a position in front of an event in the queue with a relatively lower priority level and according to the order it was received;processing the plurality of detected cardiac events, at the care plan management system, in the event queue in the queued order, wherein the queued order is based on the respective position of each event within the event queue;upon processing the first event, analyzing, at the care plan management system, the received biometric data corresponding to the first event to reclassify the first event as a sub-classification of the first type of cardiac event based on determining that at least a portion of the biometric data matches a second preconfigured data pattern corresponding to the sub-classification of the first type of cardiac event, wherein the reclassification at the care plan management system is more computationally intensive than the initial classification at the at least one monitoring device; andupon determining that the sub-classification of the first type of cardiac event satisfies at least one threshold value specified in the care plan, initiating at least one treatment plan specified in the care plan and corresponding to the satisfied at least one threshold value. 2. The method o... | Preventice Technologies, Inc. | G16H050/20 G06F019/00 G16H040/63 G06Q010/10 A61B005/0402 G06Q050/22
US10092247 | B2 | 2018-10-09 | Method and system for quantifying limitations in coronary artery blood flow during physical activity in patients with coronary artery disease | 2014-09-25 | Embodiments include a system for determining cardiovascular information for a patient with coronary artery disease. The system may include at least one computer system configured to receive patient-specific data regarding a geometry of the patient's heart and create a model representing at least a portion of the patient's heart based on the patient-specific data. The at least one computer system may be further configured to create, for a given level of physical activity, a physics-based model of blood flow through the patient's heart simulated during a selected level of physical activity; determine and normalize one or more values of at least one blood flow characteristic within the patient's heart during the simulated level of physical activity; and compare the one or more normalized values of the at least one blood flow characteristic to a threshold to determine whether the level of physical activity exceeds an acceptable level of risk. | 1. A system for determining an activity level recommendation for a patient, the system comprising: at least one computer system configured to: receive data describing a geometry of at least a portion of a patient's heart;identify a cardiac event and a blood flow characteristic threshold value associated with the cardiac event;determine a three-dimensional model representing the geometry of at least the portion of the patient's heart based on the received data;determine a physics-based model of blood flow through the three-dimensional model, the physics-based model including a resistance of blood flow at the patient's myocardium simulated at a selected level of physical activity of the patient;model the flow of blood through the three-dimensional model using the physics-based model of blood flow through the three-dimensional model simulated at the selected level of physical activity;calculate, from the modeled flow of blood through the three-dimensional model simulated at the selected level of physical activity, a value of a blood flow characteristic within the patient's heart at the selected level of physical activity;update the physics-based model of blood flow by iteratively reducing the resistance to blood flow at the patient's myocardium and recalculating the value of the blood flow characteristic through each updated physics-based model, until the recalculated value exceeds the blood flow characteristic threshold value associated with the cardiac event;determine, based on one or more stored patient activities classified according to intensity level, a classification of patient activity intensity level corresponding to the physics-based model at which the recalculated value exceeded the blood flow characteristic threshold value associated with the cardiac event; andgenerate an activity level recommendation based on the determined classification of the patient activity intensity level. 2. The system of claim 1, wherein the at least one computer system is further configured to: generate the activity level recommendation based on a risk of injury to the patient, the injury including stroke or myocardial infarction, or other injury. 3. The system of claim 2, wherein the at least one computer system is further configured to: quantify the risk of the stroke, myocardial infarction, or other injury. 4. The system of claim 1, wherein the activity level recommendation includes a level of physical activity of an intensity level less than the determined classification of the patient activity intensity level. 5. The system of claim 1, wherein the blood flow characteristic is chosen from coronary blood flow, blood pressure, plaque stress, myocardial perfusion, blood flow affecting plaque vulnerability, or blood flow resulting from a location in the patient's heart comprising a territory of the patient's heart at risk of insufficient blood flow. 6. The system of claim 1, wherein the selected level of physical activity is chosen from aerobic activity an... | HeartFlow, Inc. | A61B005/02 A61B005/00 A61B005/029 A61B005/021 G16H050/30 G16H050/50
US10080876 | B2 | 2018-09-25 | Device and method for drug evaluation and local treatment | 2009-08-20 | Described here are devices, systems, and kits for delivering substances to tissues. The devices generally include one or more chambers (102) and a reservoir (108) within each chamber. The reservoir may locally deliver a microdose amount of a substance to a target tissue. In some variations, a microdose amount is used in early human studies, e.g., before a phase I clinical trial, to evaluate the effect of the substance on a target tissue, or to obtain pharmacokinetic or metabolic data. In other variations, a microdose amount is used to locally treat a medical condition. In yet other variations, a microdose amount is used to locally deliver a contrast agent for a structural or functional imaging procedure. Methods for delivering and retrieving the devices from the target tissue are also described. | 1. A microarray device comprising: an elongated support structure configured for administration within a needle, laparoscope, endoscope, arthroscope, or catheter,arrays along the length of the elongated support structure of multiple separate chambers being formed within the support structure, each chamber having a closed proximal end on the interior of the support structure and an open distal end on the outside of the support structure,each chamber comprising a solid matrix forming a reservoir containing microdoses of one or more therapeutic or diagnostic agents in the matrix, which are released into the open distal end only over a period between about one day and one week following insertion of the microarray device into tissue,wherein the open distal end of the chamber is configured to place the tissue in close proximity to the solid matrix from which agent is released, andwherein the device is configured to allow removal of the device at the same time as a sample of tissues, cells or fluid at the site of administration into which therapeutic or diagnostic agent is released from each chamber for separately sampling or analyzing of the tissue or cells adjacent to the distal end of the chambers. 2. The microarray device of claim 1 further comprising a deployment device configured for a laparoscopic, endoscopic, arthroscopic, or catheter-based procedure that separately extracts, samples or analyzes the tissue or cells at the sites of administration. 3. The microarray device of claim 1 wherein each of the reservoirs is loaded with different substances or different microdose amounts of the substances, which are released independently. 4. The microarray device of claim 1 wherein the reservoirs comprise biodegradable polymeric matrices which release agent as a function of diffusion or degradation. 5. The microarray device of claim 1 comprising a sensor selected from the group consisting of a strain gauge, an accelerometer, a temperature sensor, a pH sensor, a chemical sensor, a mechanical sensor, a radiation sensor and a physiologic sensor configured to assess one or more cell activities. 6. The microarray device of claim 1 wherein a biopsy device is used for extracting the microarray device or sampling or analyzing the tissue or cells adjacent to the distal end of the chambers. 7. The microarray device of claim 1 comprising an assay to detect analytes indicative of inflammation, to detect and analyze genes or their products which are over-expressed or over-active in cells undergoing unwanted proliferation, to detect infection or to detect abnormal cellular proliferation. 8. The microarray device of claim 1 comprising an imaging device. 9. The microarray device of claim 1 is in combination with a deployment or retrieval device or system. 10. The microarray device of claim 1 further comprising biopsy or assay devices, or a combination thereof, that separately sample or analyze the tissue or cells immediately adjacent to the reservoir. 11. The... | Kibur Medical, Inc. | A61B010/02 A61M037/00 A61B005/00 A61M031/00 A61B005/145 A61B005/1455
US10076266 | B2 | 2018-09-18 | Devices and methods for a neonate incubator, capsule and cart | 2018-02-01 | Systems and method for positioning a neonate within an imaging device are provided. A capsule incubator, a cart, and a docking incubator are used to move a baby between an imaging device and a incubator, such that a baby can be imagined without having to move the baby from its environment. | 1. A system for transporting a neonate to an imaging device, the system comprising: a capsule incubator for housing the neonate;a dock incubator removably positioning the capsule incubator therein;a cart for detachably attaching the capsule incubator to transport the capsule incubator; andan imaging device comprising a bore, the bore to receive the capsule incubator when attached to the cart such that when the capsule incubator is inserted into the bore the bore is closed;wherein the dock incubator further comprises: a first door to receive the capsule incubator and allow access to a first end of the neonate;a second door to allow access to a second end of the neonate; anda first mating element to mate with a second mating element of the capsule incubator, to position the capsule incubator within the dock incubator. 2. The system of claim 1 further comprising a radio frequency (RF) shield coupled to the cart or the capsule, the RF shield comprising a conduit having a first aperture and a second aperture and the conduit having a length to width ratio of at least 5 to 1, and the RF shield sized to mate with the bore to close the bore. 3. The system of claim 1 wherein the cart further comprises; a base coupled to at least two wheels, the base having a storage compartment;a pillar coupled to the base and extending vertically from the base;a connector coupled to the pillar for detachably attaching the capsule incubator to the cart; anda control panel for controlling the connector, one or more environmental conditions within the capsule and the imaging device. 4. The system of claim 3 wherein the pillar comprises an aperture such that one or more medical tubes can exit the pillar and enter an aperture of the capsule. 5. The system of claim 1 wherein the first mating element and the second mating element are a rail and rail guide or a indent and roller that matches the indent. 6. The system of claim 1 further comprising a bed positioned within the capsule incubator, the bed comprising two pivot points to allow the bed to wrap around the neonate when positioned therein. 7. The system of claim 6 wherein the bed comprises an outer layer, an inner layer and a RF coil layer positioned between the inner layer and the outer layer. 8. The system of claim 7 wherein the RF coil layer is rolled flexible print circuit board. 9. The system of claim 1 wherein the dock incubator has at least two knobs positioned inside of the dock incubator coupled to a bottom surface of the dock incubator, such that when the capsule incubator opens the sides of the capsule incubator rest upon the knobs, to allow air to flow from the bottom of the dock incubator around the capsule incubator to control air flow within the dock incubator. 10. The system of claim 1 further comprising a radio frequency (RF) coil positioning device detachably attached to the dock incubator. | ASPECT IMAGING LTD. | A61B005/05 A61B005/055 A61G011/00
US10098544 | B2 | 2018-10-16 | Wireless ECG sensor system and method | 2015-03-11 | A wireless ECG sensor system includes a sensor patch configured to attach to a user. The sensor patch may include a substrate having a positive and a negative electrode, and a passive radio-frequency identification (RFID) transponder carried by the substrate. The RFID may include a first antenna, a non-transitory and non-volatile storage medium in electrical communication with the first antenna, a load modulation switch in electrical communication with the first antenna, and a microcontroller in electrical communication with the first antenna and in data communication with both the storage medium and the load modulation switch. The system may also include an interrogator device having a second antenna configured to wirelessly transmit electromagnetic radiation having a resonant frequency of the first antenna of the sensor patch, and a demodulator configured to measure a voltage amplitude of the electromagnetic radiation wirelessly transmitted by the second antenna. | 1. A wireless ECG sensor system comprising: a sensor patch configured to attach to a user, the sensor patch comprising: a substrate having first and second sections and configured to exhibit dielectric dispersion between the first and the second sections;wherein a positive electrode is carried by the first section of the substrate, andwherein a negative electrode is carried by the second section of the substrate; anda passive radio-frequency identification (RFID) transponder carried by the substrate, and comprising: a first antenna,a non-transitory and non-volatile storage medium in electrical communication with the first antenna,a load modulation switch in electrical communication with the first antenna, anda microcontroller in electrical communication with the first antenna and in data communication with both the storage medium and the load modulation switch; andan interrogator device separated from the sensor patch and configured to be carried by a housing, the interrogator device comprising: a second antenna in electrical communication with a power source and configured to wirelessly transmit electromagnetic radiation having a resonant frequency of the first antenna of the passive RFID transponder; anda demodulator configured to measure a voltage amplitude of the electromagnetic radiation wirelessly transmitted by the second antenna;wherein the first antenna of the passive RFID transponder is configured to inductively receive power for operating the passive RFID transponder of the sensor patch from the electromagnetic radiation wirelessly transmitted by the second antenna of the interrogator device; andwherein, upon receipt of power, the microcontroller of the passive RFID transponder is configured to receive a cardiac activity signal from at least one of the positive and negative electrodes of the sensor patch, to retrieve a location identifier from the storage medium of the passive RFID transponder, and to operate the load modulation switch of the passive RFID transponder to alter the voltage amplitude of the electromagnetic radiation to transmit to the demodulator a cardiac event reading comprising the cardiac activity signal and the location identifier. 2. The wireless ECG sensor system according to claim 1 wherein the sensor patch further comprises an analog-to-digital converter carried by the substrate; wherein at least one of the positive and negative electrodes is configured to transmit the cardiac activity signal in analog format to the analog-to-digital converter; and wherein the analog-to-digital converter is configured to convert the cardiac activity signal from analog format to digital format and to transmit the cardiac activity signal in digital format to the microcontroller. 3. The wireless ECG sensor system according to claim 1 wherein the sensor patch further comprises an amplifier and an analog-to-digital converter both carried by the substrate; wherein at least one of the positive and negative electrodes is configured to ... | Medicomp, Inc. | A61B005/00 A61B005/0452 A61B005/0428 A61B005/0408 A61B005/04 A61N001/372 A61N001/04 A61B005/0404 G06F019/00
US10092699 | B2 | 2018-10-09 | Medical device protection assembly in the form of an attachable weight acting as impact-absorbing structure | 2013-08-28 | The present invention relates to a medical device protection assembly and to a respective medical device. The protection assembly comprises at least one reorientation member being connectable with a medical device and being operable to orient the medical device into a predefined orientation in the event the medical device is subject to a free-fall. | 1. A medical device protection assembly comprising: at least one reorientation member being connectable to only an end portion of an outer surface of a housing of a medical device configured as a drug delivery device, the reorientation member when connected to the medical device being operable to orient the medical device into a predefined orientation in the event the medical device is subject to a free-fall, wherein the reorientation member comprises a cup-shaped receptacle configured to cover the end portion of the outer surface of the housing, where the reorientation member contains a reorientation weight such that when the reorientation member is attached to the housing, a center of gravity of the medical device is changed, wherein the reorientation member further comprises an impact receiving structure covering the reorientation member, where the impact receiving structure is not part of the housing of the medical device, and wherein an impact absorbing structure is integrated into the reorientation member or the impact receiving structure. 2. The medical device protection assembly, according to claim 1, wherein the impact receiving structure at least partially covers the reorientation member. 3. The medical device protection assembly according to claim 1, wherein the reorientation member is fixable to the housing of the medical device by means of the impact receiving structure. 4. The medical device protection assembly, according to claim 1, wherein the entire reorientation member is releasably engageable with the housing of the medical device. 5. The medical device protection assembly according to claim 1, wherein the impact receiving structure is mechanically reinforced. 6. A portable medical device comprising a protection assembly according to claim 1. 7. The medical device according to claim 6 further comprising an injection device or an analysis device. 8. The medical device according to claim 7 further comprising a cartridge being at least partially filled with a medicament. 9. A medical device protection assembly comprising: at least one reorientation member arranged inside a housing of a medical device configured as a drug delivery device, the housing comprising a first end, a second end opposite to the first end, a front face, and a back face, wherein the front face and the back face extend between the first end and the second end, the front face and the back face each having a length larger than a length of the first end and the second end, wherein the at least one reorientation member is located inside either the first end or the second end, and wherein the reorientation member is operable to orient the medical device into a predefined orientation in the event the medical device is subject to a free-fall, where the reorientation member contains a reorientation weight configured to modify a center of gravity of the medical device to be located at the first end or the second end; andan impact receiving structure covering th... | Sanofi-Aventis Deutschland GmbH | A61M005/24 A61M005/00 A61M005/142 A61B005/145
US10111589 | B2 | 2018-10-30 | Activity monitoring device with assessment of exercise intensity | 2016-05-27 | Aspects relate to a portable device that may be used to identify a critical intensity and an anaerobic work capacity of an individual. The device may utilize muscle oxygen sensor data, speed data, or power data. The device may utilize data from multiple exercise sessions, or may utilize data from a single exercise session. The device may additionally estimate a critical intensity from a previous race time input from a user. | 1. An apparatus, comprising: a processor;a user interface;an oxygenation sensor, configured to be positioned proximate an area of skin of a user, the oxygenation sensor further configured to output data indicative of a tissue oxygenation of a body tissue of the user; anda non-transitory computer-readable medium comprising computer-executable instructions that when executed by the processor are configured to perform at least: receive tissue oxygenation data from the oxygenation sensor associated with at least two exercise periods, at least a portion of each of the at least two exercise periods associated with a severe exercise intensity domain, and the at least two exercise periods having differing durations;calculate a total number of tissue oxygenation points for each of the at least two exercise periods as an integration of tissue oxygenation percentages for each second of a duration of an exercise period, from the at least two exercise periods;calculate an exercise period summary data point for each of the at least two exercise periods as a total number of tissue oxygenation points versus a duration of exercise;calculate a regression through the exercise period summary data points for the at least two exercise periods;output a critical tissue oxygenation percentage for the user equal to a slope of at least a portion of the regression; andoutput an anaerobic work capacity equal to an intercept associated with at least a portion of the regression. 2. The apparatus of claim 1, wherein the computer-readable medium further comprises computer-executable instructions, that when executed by the processor, are configured to perform to at least: receive data, from the oxygenation sensor, indicating an additional tissue oxygenation percentage associated with an additional exercise period; andcompare the additional tissue oxygenation percentage to the critical tissue oxygenation percentage,wherein if the additional tissue oxygenation percentage is less than the critical tissue oxygenation, output, to the user interface, a signal indicating that the user is exercising at an unsustainable work rate, andwherein if the additional tissue oxygenation percentage is greater than or equal to the critical tissue oxygenation percentage, output, to the user interface, a signal indicating that the user is exercising at a sustainable work rate. 3. The apparatus of claim 1, wherein the computer-readable medium further comprises computer-executable instructions, that when executed by the processor, are configured to perform at least: receive data, from the oxygenation sensor, indicating an additional tissue oxygenation percentage associated with an additional exercise;receive an indication of a distance associated with the additional exercise; andcalculate an expected time to completion of the additional exercise, based on the calculated critical tissue oxygenation percentage. 4. The apparatus of claim 1, wherein the oxygenation sensor utilizes near infra-red spectros... | NIKE, Inc. | A61B005/00 A61B005/103 A61B005/024 G06F019/00 A63B024/00 A61B005/11 A61B005/22 A61B005/1455 G09B007/00
US10076626 | B2 | 2018-09-18 | System and methods for respiratory support using limited-leak cannulas | 2014-10-02 | Various embodiments include systems and methods related to respiratory support delivered to infants using limited-leak cannulas. Various embodiments include a method of providing respiratory support to an infant. The method can include attaching a limited-leak cannula having prongs to an inspiratory port of a ventilator with connection tubing. The method can include selecting an operations mode on the ventilator that is specific for unidirectional flow limited-leak cannula use. The method can include initiating a calibration procedure with the prongs of the cannula freely exposed. The calibration procedure can include measuring the flow rate of gas through the connection tubing at a set pressure. The method can include setting monitoring parameters on the ventilator, initiating respiratory support by inserting the cannula prongs into the nares of the infant, and continuously monitoring the flow rate of gas through the limited-leak cannula. Other embodiments are also included herein. | 1. A method of providing respiratory support to an infant comprising: attaching a limited-leak cannula having prongs to an inspiratory port of a ventilator with a connection tubing;selecting an operations mode on the ventilator that is specific for unidirectional flow limited-leak cannula use;initiating a calibration procedure with the prongs of the cannula freely exposed to an ambient pressure, wherein the calibration procedure includes measuring a flow rate of gas through the limited-leak cannula at a set pressure, wherein the flow rate is measured with a hot wire anemometer;setting monitoring parameters on the ventilator, the monitoring parameters including a range for desired flow rate;initiating respiratory support by inserting the cannula prongs into a pair of nares of the infant; andcontinuously monitoring the flow rate of gas through the limited-leak cannula. 2. The method of claim 1, wherein the calibration procedure includes measuring the flow rate at a plurality of different set pressures to generate a calibration curve. 3. The method of claim 1, further comprising automatically interrupting the calibration procedure after detection that the prongs are not freely exposed to ambient pressure by comparing expected flow rates and flow patterns with actual measured flow rates and flow patterns, then issuing a warning of an inappropriate condition for calibration. 4. The method of claim 1, the operational parameters further including a parameter selected from the group consisting of dislodgement parameters, obstruction parameters, and inspiratory breath trigger parameters. 5. The method of claim 4, the dislodgement parameters selected from the group consisting of a flow rate threshold and a duration threshold and the obstruction parameters selected from the group consisting of a flow rate threshold and a duration threshold. 6. The method of claim 1, further comprising determining whether the fit of the limited-leak cannula is optimal for the patient by evaluating a measured flow rate of gas. 7. The method of claim 1, wherein the operations mode on the ventilator that is specific for unidirectional flow limited-leak cannula use is selected from the group consisting of NCPAP-LLC, NIMV-LLC, and NSIMV-LLC modes. 8. A method of controlling ventilator operations comprising: receiving instructions from a system user to initiate an operations mode specific for limit-leak cannulas;executing a calibration procedure, the calibration procedure including measuring a gas flow rate at a set pressure from a gas source, wherein the ventilator is connected to a limited-leak cannula having prongs during the calibration procedure and the prongs are freely exposed to an ambient air pressure, wherein the gas flow rate is measured using a flow sensor in a conduit in fluid communication with an inspiratory gas port of the ventilator and the limited-leak cannula;equating the measured gas flow rate at the set pressure with a 100% leak condition for purposes o... | - | A61M016/00 A61M016/06 A61M016/20 A61M016/08 A61B005/087
US10074178 | B2 | 2018-09-11 | Intra-oral image acquisition alignment | 2015-01-30 | Systems and methods are presented for assisting in providing consistent alignment of a handheld intra-oral imaging device for a series of images. Live image data of the patient is received from the intra-oral image capture device and displayed on the display. A previously stored intra-oral image of the patient is accessed from the non-transitory memory and an alignment mask is generated based on the accessed previously stored intra-oral image. The alignment mask is displayed on the display overlaid onto the live image data. The system captures a new intra-oral image of the patient from the live image data and stores the new intra-oral image to the non-transitory memory. | 1. An intra-oral imaging system comprising: a manually positionable intra-oral image capture device;a display;a processor coupled to the intra-oral image captured device and the display; anda non-transitory memory coupled to the processor and storing instructions that, when executed by the processor, cause the system to receive live image data of a patient from the intra-oral image capture device,display the live image data on the display,access a previously stored intra-oral image of the patient from the non-transitory memory,generate an alignment mask based on the accessed previously stored intra-oral image,display the alignment mask on the display overlaid on the live image data,capture a new intra-oral image of the patient from the live image data, andstore the new intra-oral image to the non-transitory memory, display the new intra-oral image on the display, or both. 2. The intra-oral imaging system of claim 1, wherein the instructions, when executed by the processor, further cause the system to determine whether the live image data is aligned with the alignment mask. 3. The intra-oral imaging system of claim 2, wherein the instructions, when executed by the processor, further cause the system to display visual feedback on the display in response to determining that the live image data is aligned with the alignment mask. 4. The intra-oral imaging system of claim 2, wherein the instructions, when executed by the processor, cause the system to automatically capture the new intra-oral image of the patient from the live image data in response to determining that the live image data is aligned with the alignment mask. 5. The intra-oral imaging system of claim 1, wherein the instructions, when executed by the processor, further cause the system to receive a user input, andcapture the new intra-oral image from the live image data in response to receiving the user input. 6. The intra-oral imaging system of claim 1, wherein the instructions, when executed by the processor, further cause the system to apply an edge-finding routine to generate a first outline of at least a portion of a tooth in the accessed previously stored intra-oral image of the patient. 7. The intra-oral imaging system of claim 6, wherein the instructions, when executed by the processor, cause the system to generate the alignment mask based on the first outline. 8. The intra-oral imaging system of claim 6, wherein the instructions, when executed by the processor, further cause the system to determine whether the live image data is aligned with the alignment mask,display the alignment mask on the display in a first color when the system determines that the live data is not aligned with the alignment mask, anddisplay the alignment mask on the display in a second color when the system determines that the live data is aligned with the alignment mask. 9. The intra-oral imaging system of claim 8, wherein the instructions, when executed by the processor, further cause the system t... | DENTAL IMAGING TECHNOLOGIES CORPORATION | G06T007/00 A61B006/14 A61B006/00 A61B005/00 G06F017/30 G06K009/46 G06K009/62 H04N005/232 H04N005/33 H04N007/18 G06T007/33 G06T007/13 G06T007/90
US10105053 | B2 | 2018-10-23 | Handheld physiological sensor | 2016-01-05 | A handheld device measures all vital signs and some hemodynamic parameters from the human body and transmits measured information wirelessly to a web-based system, where the information can be analyzed by a clinician to help diagnose a patient. The system utilizes our discovery that bio-impedance signals used to determine vital signs and hemodynamic parameters can be measured over a conduction pathway extending from the patient's wrist to a location on their thoracic cavity, e.g. their chest or navel. The device's form factor can include re-usable electrode materials to reduce costs. Measurements made by the handheld device, which use the belly button as a ‘fiducial’ marker, facilitate consistent, daily measurements, thereby reducing positioning errors that reduce accuracy of standard impedance measurements. In this and other ways, the handheld device provides an effective tool for characterizing patients with chronic diseases, such as heart failure, renal disease, and hypertension. | 1. A biometric sensor configured to measure a value of stroke volume (SV) from a patient, comprising: an arm-receiving portion comprising an opening configured to receive a distal portion of the patient's arm and first and second electrodes configured and arranged to contact the distal portion of the patient's arm when it is inserted in the opening; anda body-contacting portion comprising an exterior-facing surface and third and fourth electrodes configured and arranged to contact a second body location that is one of the patient's torso, legs, opposing arm, and neck when the body-contacting portion is pressed against the second body location while the patient's arm is inserted in the opening;wherein the first and third electrodes are configured to inject electrical current into the patient at their respective points of contact with the patient and the second and fourth electrodes are configured to sense first and second biometric signals, respectively, which are induced by the injected electrical current;the biometric sensor further comprising a first analog system configured to receive the first and second biometric signals and to process them to generate first and second analog physiological waveforms; anda first digital system configured to digitize the analog physiological waveforms and to process them with computer code to determine the value of SV, wherein the computer code is configured to determine SV from the equation:SV=Vc×(d⁢⁢Δ⁢⁢Z⁡(t)/dt)maxZo×LVETwhere Vc corresponds to a volume conductor calculated from a weight value, Z0 corresponds to a baseline impedance value of one of the physiological waveforms, LVET corresponds to a left ventricular ejection time, and (dΔZ(t)/dt)max corresponds to a maximum value of a pulse determined from one of the physiological waveforms or a derivative thereof. 2. The biometric sensor of claim 1, wherein the first analog system comprises a differential amplifier configured to amplify a difference between the first and second biometric signals to generate the first and second analog physiological waveforms. 3. The biometric sensor of claim 2, wherein the first and second analog physiological waveforms are impedance waveforms, and wherein the first analog waveform comprises AC information and the second physiological waveform comprises DC information. 4. The biometric sensor of claim 3, wherein the first analog waveform comprises heartbeat-induced pulsations. 5. The biometric sensor of claim 1, wherein the computer code is configured to process the first analog physiological waveform to calculate a derivative and determine a dΔZ(t)/dt waveform. 6. The biometric sensor of claim 5, wherein the computer code is configured to determine a maximum value of the dΔZ(t)/dt waveform. 7. The biometric sensor of claim 5, wherein the computer code is configured to determine an area of a pulse in the dΔZ(t)/dt waveform. 8. The biometric sensor of claim 5, wherein the computer code is configured to estimate an ejec... | TOSENSE, INC. | A61B005/00 A61B005/022 A61B005/1455 A61B005/0245 A61B005/024
US10105554 | B2 | 2018-10-23 | 3D tracking of an HDR source using a flat panel detector | 2016-09-12 | A method and apparatus are used to compare an intended treatment plan using a radiation source with a delivered plan. This done by arranging markers at known three-dimensional (3D) positions in a detection reference system between a two dimensional radiation detector configured to acquire images generated by radiation emitted by the radiation source and an area where the radiation source is positioned during a treatment. The positions of projections of the markers on an image detected are determined when the radiation source is at a treatment position in an intended treatment plan reference system. A plurality of lines in the detection reference system are calculated, each line being defined by a 3D position of a marker and a 3D position of a corresponding projection of the marker on the detector according to the image. A 3D position of the radiation source in the detection reference system is inferred based on the calculated lines. If no correspondence between the detection reference system and the intended treatment plan reference system is available, the inferred 3D position is matched with the treatment position to extract the correspondence between the detection reference system and the an intended treatment plan reference system. If the correspondence between the detection reference system and the an intended treatment plan reference system is available, the inferred 3D position is compared with the treatment position. | 1. An apparatus to compare a brachytherapy treatment plan with a delivered brachytherapy treatment using a radiation source carried in catheters and applicators configured for brachytherapy, the apparatus comprising: a two dimensional radiation detector configured to acquire images generated by radiation emitted by said radiation source and a planned three-dimensional (3D) position of said radiation source according to said brachytherapy treatment plan;a plurality of markers arranged in more than one plane at known 3D marker positions between the two dimensional radiation detector and a planned 3D position of said radiation source according to said brachytherapy treatment plan; anda computer configured to determine projections of said plurality of markers on an image detected when said radiation source is located at a treatment position,to calculate a plurality of lines, each line being defined by a 3D position of a marker and a 3D position of a corresponding projection of the marker on the two dimensional radiation detector according to the image,to infer a 3D position of said radiation source based on selected pairs of lines among said plurality of calculated lines, using midpoints of shortest segment between lines in said selected pairs, andto compare inferred 3D position with a planned 3D position. 2. The method of claim 1, wherein said markers arranged in more than one plane at known 3D positions are arranged on a spherical surface, a parabolic surface, in a regular pattern, or in an irregular pattern. 3. The method of claim 1, wherein said at least one plane of said markers arranged in more than one plane is parallel to said two dimensional radiation detector. 4. The method of claim 3, wherein markers of said at least one plane of markers are arranged in a grid having equal distances there between. 5. A method for real-time three dimensional (3D) position detection and tracking of a high dose rate source, directing and comparing, in real-time, a brachytherapy treatment plan with delivery of a brachytherapy treatment, comprising the steps of: providing an apparatus comprising said high dose rate source, a flat panel detector, a matrix of markers between said flat panel detector and said high dose rate source, and a computer,developing said brachytherapy treatment plan in a first 3D coordinate system;placing close to the patient said flat panel detector having said matrix of markers at known locations in more than one plane on said flat panel detector at variable heights;detecting projections of markers as images on said flat panel detector produced by a high dose rate source at multiple dwell positions;processing the images to obtain a calculated relative position of said high dose rate source in a second 3D coordinate system at each of the multiple dwell positions;calculating a transformation of coordinates from the second 3D coordinate system to the first 3D coordinate system; anddirecting said high dose rate source according to said b... | VIRGINIA COMMONWEALTH UNIVERSITY | A61B005/05 A61N005/10 A61B006/12 G06T007/246 G06T007/136 A61B006/00 A61B090/00
US10088896 | B2 | 2018-10-02 | Queasiness management for virtual reality systems | 2017-02-13 | Input VR imagery is received. Global motions as represented in the input VR imagery relative to a viewer of a virtual reality (VR) application is extracted. A dampening factor is applied to the global motions to generate dampened global motions. VR imagery to be rendered to the viewer at a time point is generated based on the input VR imagery and the dampened global motions. | 1. A method, comprising: receiving input VR imagery;extracting global motions as represented in the input VR imagery relative to a viewer of a virtual reality (VR) application;applying a dampening factor to the global motions to generate dampened global motions;generating, based on the input VR imagery and the dampened global motions, VR imagery to be rendered to the viewer at a time point, wherein generating the VR imagery further comprises:receiving one or more physiological monitoring indicators from the viewer up to a first time point;determining, based at least in part on the one or more physiological monitoring indicators from the viewer up to the first time point, the dampening factor to be applied to relative motions between the viewer and VR imagery to be rendered to the viewer at the time point no earlier than the first time point, the dampening factor being determined in a predictive model that comprises (1) a dynamics model that relates the viewer's previous queasiness states to the viewer's current queasiness state and (2) an observation model that relates the viewer's physiological monitoring indicators to the viewer's queasiness state, wherein the predictive model is implemented with an estimator that estimates or predicts the viewer's future queasiness state and an optimal controller that determines an optimal value for the dampening factor to control the viewer's future queasiness state below a threshold specific to the viewer; andgenerating the VR imagery to be rendered to the viewer with the relative motions dampened in accordance with the dampening factor determined in the predictive model,wherein the method is performed by one or more computing devices. 2. The method of claim 1, further comprising: extracting, from the viewer's motion sensor data, the viewer's ego-motions while the viewer is viewing the VR imagery;correlating the global motions extracted from the input VR imagery with the viewer's ego motions extracted from the viewer's motion sensor data to generate frame-dependent motions;applying the dampening factor to the frame-dependent motions to generate dampened frame-dependent motions. 3. The method of claim 2, wherein the VR imagery at the time point is generated based on the input VR imagery and the dampened frame-dependent motions. 4. The method of claim 2, wherein the VR imagery to be rendered at the time point is acquired or constructed based on the viewer's dampened ego-motions generated based on the dampened frame-dependent motions. 5. The method of claim 4, wherein the input VR imagery represents undampened VR imagery acquired with a first image acquisition device at the viewer's represented undampened location and viewpoint; and wherein the VR imagery to be rendered at the time point represents dampened VR imagery acquired with a second image acquisition device at the viewer's represented dampened location and viewpoint. 6. The method of claim 1, further comprising: based at least in part on the one or... | Dolby Laboratories Licensing Corporation | G06F003/01 G06T011/60 A61B005/0205 G06T013/40 G06T015/20
US10076262 | B2 | 2018-09-18 | Localized physiologic status from luminosity around fingertip or toe | 2014-07-26 | Systems and methods are directed to generating and analyzing light. Spatial light response around a human fingertip in response to electrical stimulation is associated with the status of various body organs. A system that provides a particularized response indication based on spatial light response includes a camera, an electrical signal generator, a light source, a circuit, and a computer. The signal generator stimulates emission of light from the finger when the finger is at a position relative to the camera. The light source illuminates the finger at the position. The circuit activates the light source and the camera to obtain a first image of the finger at the position, activates the signal generator and the camera to obtain a second image of the emission of light from the finger at the position, determines a direction from the first image, determines a centroid from the second image, and determines a description of the second image in accordance with the direction and the centroid. The computer receives indicia of the description and provides the particularized response indication in accordance with the description, wherein the particularized response indication describes a status of various body organs. | 1. An apparatus comprising: a. a camera;b. an electrical signal generator;c. an electrode, coupled to the signal generator, that stimulates emission of light from a finger associated with a subject when the finger is at a predetermined distance from the camera;d. a light source that illuminates the finger at the distance;e. a removable dielectric barrier, the removable dielectric barrier configured to be selectably placed in a first position between the finger and the electrode, and a second position not located between the finger and the electrode; andf. a computer including a microcontroller circuit configured to: i) activate the light source and the camera to obtain a first live image of the finger illuminated with light from the light source while the finger is disposed at the predetermined distance; and ii) activate the signal generator and the camera to obtain one or more second energized images of the emission of light from the finger obtained in response to AC electrostimulation of the finger while the finger is disposed at the predetermined distance; andg. a processor circuit configured to process information obtained from the first image and to use the processed information to orient the one or more second images;wherein the one or more second energized images comprise a first component obtained with the dielectric barrier in the first position, the first component being associated with physical composite scores, and a second component obtained without the presence of the dielectric barrier and with the dielectric barrier in the second position, the second component being associated with autonomic composite scores, wherein the first component and the second component comprise separate images. 2. The apparatus of claim 1 wherein: a. the circuit comprises a processor circuit and a memory circuit coupled to the processor; andb. the processor circuit, by reading from the memory circuit instructions stored in the memory circuit, performs a method comprising: determining a reference direction from the first image, determining a centroid from the second image, and determining polar coordinates of the second image in accordance with the reference direction and the centroid. 3. A system that provides a particularized response indication in accordance with images of a finger of a human, the system comprising: a. a camera;b. an electrical signal generator;c. an electrode, coupled to the signal generator, that stimulates emission of light from the finger when the finger is at a predetermined distance from the camera;d. a light source that illuminates the finger at the position;e. a computer including a microcontroller circuit configured to: activate the light source and the camera to obtain a first live image of the finger illuminated with light from light source while the finger is disposed at the predetermined distance; and ii) activate the signal generator and the camera to obtain one or more second energized images of the emission of light fr... | EPIC Research & Diagnostics, Inc. | A61B005/00 A61B005/053 A61B005/05 H04N005/225 A61B005/02 A61B005/08 A61B005/20
US10092201 | B2 | 2018-10-09 | Accurate ECG I-point and J-point detection and measurement | 2018-04-25 | An ECG system measures and annotates the I-point of in an ECG waveform from harmonic waveforms. Electrical impulses are received from a beating heart. The electrical impulses are converted to an ECG waveform. The ECG waveform is converted to a frequency domain waveform, which, in turn, is separated into two or more different frequency domain waveforms, which, in turn, are converted into a plurality of time domain cardiac electrophysiological subwaveforms and discontinuity points between these subwaveforms. The plurality of subwaveforms and discontinuity points are compared to a database of subwaveforms and discontinuity points for normal and abnormal patients. A discontinuity point is identified as the I-point of the ECG waveform from the comparison. The ECG waveform is displayed along with a marker at a location of the discontinuity point. | 1. A noninvasive electrocardiography (ECG) system for measuring and annotating the I-point of an ECG waveform during measurement of the ECG waveform, comprising: two or more electrodes adapted to be located near a beating heart of a patient and attached to the skin of the patient that receive electrical impulses from the beating heart;a detector that detects the electrical impulses from at least one pair of electrodes of the two or more electrodes and converts the electrical impulses to an ECG waveform for each heartbeat of the beating heart;a processor that receives the ECG waveform for at least one heartbeat from the detector, converts the ECG waveform to a frequency domain waveform, separates the frequency domain waveform into two or more different frequency domain waveforms, and converts the two or more different frequency domain waveforms into a plurality of time domain cardiac electrophysiological subwaveforms and discontinuity points between these subwaveforms of the ECG waveform,compares the plurality of subwaveforms and discontinuity points to a database of subwaveforms and discontinuity points for cardiac electrophysiological signals of ECG waveforms for a plurality of known and normal and abnormal patients, andidentifies a discontinuity point of the plurality of subwaveforms and discontinuity points as an I-point of the ECG waveform based on the comparison; anda display device that displays the ECG waveform for the at least one heartbeat of the beating heart, displays a first marker at a location of the discontinuity point on the ECG waveform, and identifies the first marker as the I-point. 2. The ECG system of claim 1, wherein the processor further identifies a second discontinuity point of the plurality of subwaveforms and discontinuity points as a J-point of the ECG waveform based on the comparison and the display device further displays a second marker at a location of the second discontinuity point on the ECG waveform and identifies the second marker as the J-point. 3. The ECG system of claim 2, wherein the display device further displays a marker between the first marker and the second marker on the ECG waveform and identifies the marker as the I-J interval. 4. The ECG system of claim 2, wherein the processor further identifies a third discontinuity point of the plurality of subwaveforms and discontinuity points as an endpoint of a T wave (Te) of the ECG waveform based on the comparison and the display device further displays a third marker at a location of the third discontinuity point on the ECG waveform and identifies the third marker as the endpoint of a T wave (Te). 5. The ECG system of claim 4, wherein the display device further displays a marker between the first marker and the third marker on the ECG waveform and identifies the marker as the I-T interval. 6. The ECG system of claim 4, wherein the processor further identifies a fourth discontinuity point of the plurality of subwaveforms and discontinuity points as a p... | - | A61B005/04 A61B005/0402 A61B005/0245 A61B005/00 A61B005/044
US10080608 | B2 | 2018-09-25 | Catheter for treatment of atrial flutter having single action dual deflection mechanism | 2017-04-11 | A catheter and method for the treatment of a patient having atrial flutter or other arrhythmia comprises an elongated catheter body having an outer wall, proximal and distal ends, and at least one lumen extending therethrough. Further it has a distal tip section comprising a flexible tubing having a proximal end and a distal end and a plurality of lumens extending therethrough. The proximal end of the tip section is fixedly attached to the distal end of the catheter body. The tip section further comprises a nitinol tube having slots formed therein which causes the distal tip section to deflect using the same puller-wire action used to cause the deflectable catheter to deflect at a point proximal to the distal tip section. | 1. A method of accessing tissue in a patient, the method comprising: inserting into the patient a distal end of a deflectable catheter comprising: an elongated catheter body having an outer wall, proximal and distal ends, and at least one lumen extending therethrough,a distal tip section comprising a flexible tubing having a proximal end and a distal end and a plurality of lumens extending therethrough, the proximal end of the tip section being fixedly attached to the distal end of the catheter body, the distal tip section further comprising a nitinol tube having slots formed therein,a puller wire extending through the elongated catheter body and distal tip section, anda control handle at the proximal end of the elongated catheter body; andcontacting the distal tip section with the tissue by manipulating the control handle to thereby deflect the elongated catheter body and the distal tip section, the deflection comprising a first pulling of the puller wire with a first force sufficient to cause a distal deflection in the distal tip section and a second pulling of the puller wire with a second force sufficient to cause a proximal deflection in the elongated catheter body. 2. The method of claim 1, wherein the proximal and distal deflections are in opposite directions. 3. The method of claim 1, wherein the proximal and distal deflections are both in the same direction. 4. A method of mapping or ablating tissue in a patient, the method comprising: inserting into the patient a distal end of a deflectable catheter, comprising: an elongated catheter body;a distal tip section having a hinged tube with a spine and at least one slot, the distal tip section adapted for distal deflection in a first direction away from the spine, the distal tip section having a first stiffness;an intermediate deflectable section between the catheter body and the distal tip section, the intermediate deflectable section adapted for proximal deflection in the first direction or a second direction, the intermediate deflectable section having a second stiffness greater than the first stiffness of the distal tip section;a tip electrode;a control handle proximal of the catheter body;a puller wire extending through the catheter body, the intermediate deflectable section and the hinged tube, the puller wire having a distal end anchored at or near the tip electrode;contacting the tip electrode with the tissue for mapping or ablation by manipulating the control handle to thereby deflect the intermediate deflectable section and the distal tip section, the deflection comprising a first pulling of the puller wire with a first force sufficient to cause a distal deflection in the distal tip section and a second pulling of the puller wire with a second force sufficient to cause a proximal deflection in the intermediate deflectable section; andmapping or ablating the tissue with the tip electrode. 5. The method of claim 4, wherein the proximal and distal deflections are in opposite direct... | Biosense Webster (Israel) Ltd. | A61B018/14 A61M025/01 A61M025/00 A61B005/042 A61B017/00 A61B018/00 A61B034/20
US10064985 | B2 | 2018-09-04 | Precision blood fluid removal therapy based on patient monitoring | 2016-12-20 | Methods for monitoring patient parameters and blood fluid removal system parameters include identifying those system parameters that result in improved patient parameters or in worsened patent parameters. By comparing the patient's current parameters to past parameters in response to system parameters or changes in system parameters, a blood fluid removal system may be able to avoid future use of parameters that may harm the patient and may be able to learn which parameters are likely to be most effective in treating the patient in a blood fluid removal session. | 1. A non-transitory computer-readable storage medium with an executable program stored thereon comprising instructions that, when executed by one or more programmable computer systems incorporated into a blood fluid removal device, cause the blood fluid removal device to execute the following steps: acquire first patient data of a first blood fluid removal session regarding one or more of (i) one or more patient physiological parameters; and (ii) time since a last blood fluid removal session before an upcoming blood fluid removal session;acquire data regarding one or more target outcomes of each blood fluid removal session;compare the data regarding the at least one of the target outcomes of each blood fluid removal session to corresponding data regarding at least one prior patient outcome stored in a lookup table; wherein the lookup table comprises data regarding system parameters used in the one or more prior blood fluid removal sessions of the patient and comprises prior patient data prior to a first session regarding one or more of (i) one or more patient physiological parameters and (ii) time since the prior blood fluid removal session before a corresponding upcoming blood fluid removal session;compare the first patient data to the corresponding prior patient data stored in the lookup table;initiate the upcoming blood fluid removal session employing the system parameters used in the prior blood fluid removal session if the at least one of the one or more target outcomes is within a predetermined range of the corresponding data regarding the at least one prior patient outcome stored in the lookup table and the patient data is within a predetermined range of the corresponding prior patient data. 2. A method carried out by a blood fluid removal system, wherein the blood fluid removal system comprises:(a) a blood fluid removal medium to remove blood from the patient, wherein the blood enters the medium, a fluid contained in the blood is removed from the blood, and the blood exits the medium;(b) one or more control elements to control (i) a rate at which the medium removes fluid from the blood or (ii) concentration of electrolytes or pH in the blood that exits the medium;(c) one or more sensors to monitor one or more physiological parameters of the patient wherein the physiological parameters are one or more selected from the group consisting of blood pressure, heart rate, pH, and electrolyte concentration, the one or more sensors sensing signals from one or more of the blood and a tissue of the patient; and(d) control electronics comprising memory and a processor, wherein the control electronics are in operable communication with the one or more sensors and are operably coupled to the one or more control elements,wherein the control electronics are programmed to carry out the method, comprising:acquiring first patient data of a first blood fluid removal session regarding one or more of: (i) the one or more patient physiological parameters; and ... | Medtronic, Inc. | A61B005/00 A61M001/16 A61B005/145 A61B005/026 A61B005/053 A61M001/34 B01D065/02 A61M001/00 A61B005/0295 A61M001/14 B01D061/00 B01D061/32 A61M001/36 A61M001/28 B01D011/00
US10085687 | B2 | 2018-10-02 | Method and apparatus for providing a visual representation of sleep quality based on ECG signals | 2017-02-03 | A method of providing a graphical representation of sleep quality includes obtaining ECG data for a patient, obtaining a plurality of N-N intervals from the ECG data, calculating a plurality of spectral densities based on the plurality of N-N intervals, wherein each spectral density is associated with one of a plurality of successive time windows and is calculated based on certain ones of the N-N intervals associated with the one of the plurality of successive time windows, and generating the graphical representation of sleep quality using the plurality of spectral densities. | 1. A method of providing a graphical representation of sleep quality, comprising: obtaining ECG data for a patient in a sleep assessment module of a computer processing unit;obtaining a plurality of N-N intervals from the ECG data in the sleep assessment module by processing the ECG data to identify a plurality of normal beats and extracting the plurality of N-N intervals based on the identified normal beats;calculating in the sleep assessment module a plurality of spectral densities based on the plurality of N-N intervals, wherein each spectral density is associated with one of a plurality of successive time windows and is calculated based on certain ones of the N-N intervals associated with the one of the plurality of successive time windows;generating the graphical representation of sleep quality in the sleep assessment module based on the plurality of spectral densities by creating the graphical representation as a plot having a time axis and a frequency axis, wherein the graphical representation includes a plurality of images with each image being created based a respective one of the spectral densities by color coding each image in a manner wherein a particular color at each frequency value along the frequency axis is determined based on an associated power at that frequency from the spectral density from which the image was created; anddisplaying the graphical representation on a display device. 2. The method according to claim 1, wherein the obtaining ECG data for the patient comprises at least one of: (i) collecting cardiac signals from the patient and generating the ECG data based on the cardiac signals, or (ii) receiving the ECG data within a module structured to perform the steps of obtaining the plurality of N-N intervals, calculating the plurality of spectral densities, and generating the graphical representation. 3. The method according to claim 1, wherein each image in the graphical representation has a length along the frequency axis equal to a frequency range of the spectral densities. 4. The method according to claim 1, wherein the plurality of spectral densities cover a first frequency range and are calculated based on a first technique, wherein the method further comprises: (i) calculating a plurality of second spectral densities based on the plurality of N-N intervals, wherein each second spectral density is associated with one of a plurality of second successive time windows and is calculated based on certain ones of the N-N intervals associated with the one of the plurality of second successive time windows based on a second technique different than the first technique such that the plurality of second spectral densities cover only a second frequency range including only a lower portion of the first frequency range, and (ii) generating a second graphical representation of sleep quality based on the plurality of second spectral densities that covers only the second frequency range. 5. A sleep quality measurement apparat... | Koninklijke Philips N.V. | A61B005/0402 A61B005/044 A61B005/0452 A61B005/00 A61B005/04 A61B005/0428 A61B005/0432
US10080857 | B2 | 2018-09-25 | System for breath sample collection and analysis | 2014-03-12 | Systems and methods for collecting samples from a patient for diagnosis are provided. In many embodiments, the sample collection and analysis system concentrates particles emanating from a patient's cough, sneeze, or breathe in a sample for the diagnosis of a respiratory tract infection or other ailment of the patient. The sample collection and analysis system has a pre-collection assembly (that is patient interface, a collector in fluid communication with a sample reservoir that function in combination to: efficiently capture the volume of air expelled from the subject, direct the expelled air towards a sample reservoir, and separate the desired particle sizes from the expelled air into the sample reservoir. | 1. A biological sample collector system comprising: a pre-collection assembly configured to engage with a patient such that the entirety of the outflow of breath from the patient including any biological particulates contained therein is captured within the collector system;a sample reservoir possessing a reservoir entrance and defining a volume having therein a sample medium for entraining the target biological particulates in the sample medium to form a sample analyte suitable for diagnostic analysis;a collector in fluid communication between the pre-collection assembly and the sample reservoir, the collector having a collector inlet at a first end thereof and having at its terminating end a fluid focusing nozzle, the fluid focusing nozzle having a nozzle entrance, an exit, and a throat spanning therebetween;wherein the ratio of the throat length of the nozzle to the internal diameter of the nozzle is configured such that the biological particulates do not intercept an internal wall of the throat;wherein said target biological particulates are directed into said sample reservoir such that efficient transfer of the target biological particulates into the sample medium is obtained; andwherein at least a portion of the outflow of breath flows through said pre-collection assembly and into said collector in any single breath, and wherein the remainder of the outflow of breath is temporarily stored within said pre-collection assembly. 2. The system of claim 1, wherein an angle is formed between the nozzle entrance and the collector upstream of said nozzle entrance, wherein the nozzle entrance is configured such that recirculation zones are prevented from forming in the nozzle entrance, wherein the throat has a length configured to prevent the biological particulates from reaching their terminal velocity, and wherein the nozzle is defined by an internal diameter and wherein the internal diameter is configured to reduce particle bounce and increase collection at a specified flow rate. 3. The system of claim 1, wherein the sample reservoir is incorporated into a cartridge module in fluid connection with the collector, the cartridge module being removable from said collector system and being configured to cooperatively engage with an input of a diagnostic analyzer. 4. The system of claim 3, wherein the cartridge module containing the sample reservoir comprises a self-sealing mechanism configured to isolate the sample medium from the external atmosphere. 5. The system of claim 3, wherein the sample reservoir includes a mechanism for ejecting the sample medium into the input of the diagnostic analyzer. 6. The system of claim 1, wherein the sample medium contained within the sample reservoir takes a form selected from the group consisting of a tablet, a pelletized salt, a liquid, a film, and a gel. 7. The system of claim 1, wherein the reservoir entrance is disposed opposite the fluid focusing nozzle. 8. The system of claim 7, wherein an exposed surf... | Deton Corp. | A61B005/08 A61N001/22 A61B005/097 A61B010/00 C12N001/06 G01N033/497 A61M016/08 G01N001/22 A61M016/20 A61M016/10
US10064544 | B2 | 2018-09-04 | Endoscopic capsule and endoscopic system | 2016-01-25 | A closed-loop endoscopic capsule including a sensor recording biological information reflecting the inner condition of a gastrointestinal tract, an expander which is inflatable and holds the endoscopic capsule in the gastrointestinal tract, a medication releaser releasing medication for treatment, and a controller for processing the recorded biological information to generate control signals for the expander and the releaser. An endoscopic system that includes the endoscopic capsule, an external station for data processing, and a mobile device for human-machine interaction. | 1. An endoscopic capsule comprising: a sensor for recording biological information inside a gastrointestinal tract;an expander having an inflatable cavity, the inflatable cavity being inflatable by injecting fluid and deflatable by discharging the fluid therefrom; anda controller determining an affected part in the gastrointestinal tract from the recorded biological information, and controlling the expander to have:an inflation position, in which the inflatable cavity is inflated by injected fluid and the expander is, via the inflated inflatable cavity, held adjacent to the determined affected part in the gastrointestinal tract; ora deflation position, in which at least a portion of the injected fluid in the inflatable cavity is released and the expander retracts from the gastrointestinal tract wherein the controller comprises:a base chamber separated from the inflatable cavity and communicated with the inflatable cavity via an inflation fluid exit hole, the base chamber storing base; andan acid chamber separated from the inflatable cavity and the base chamber, and communicated with the base chamber via a chamber connection hole, the acid chamber storing acid and comprising an end wall,wherein in the inflation position, the end wall is pushed forward to compress the acid chamber such that the acid flows from the acid chamber into the base chamber through the chamber connection hole and is mixed with the base to generate the fluid to inflate the inflatable cavity, andwherein in the deflation position, the end wall is pulled backward beyond a deflation fluid exit hole to let the fluid leak from the inflatable cavity. 2. The endoscopic capsule of claim 1, further comprising a releaser comprising a medication chamber for receiving a medication to be released in the gastrointestinal tract. 3. The endoscopic capsule of claim 1, wherein the controller further comprises an actuator engaged with the end wall for pushing and pulling the end wall. 4. The endoscopic capsule of claim 3, wherein the actuator comprises: a driver providing a rotational displacement;a pair of gears engaged with each other, one of the gears being connected to the driver and transferring the rotational displacement to the other one of the gears; anda scissors linkage connected to the other gear and converting the rotational displacement to a linear displacement for pulling or pushing the end wall. 5. The endoscopic capsule of claim 3, wherein the actuator comprises: a driver providing a rotational displacement;a pair of gears engaged with each other, one of the gears being connected to the driver and transferring the rotational displacement to the other one of the gears; anda lead screw and nut assembly connected to the other gear and converting the rotational displacement to a linear displacement for pulling or pushing the end wall. 6. The endoscopic capsule of claim 2, wherein the releaser further comprises a housing enclosing the medication chamber and having a releasing ch... | THE CHINESE UNIVERSITY OF HONG KONG | A61B001/00 A61B001/04 A61B001/273 A61B005/07 A61B005/145 A61B005/00 A61B001/015 A61B005/01 A61B005/03
US10105088 | B2 | 2018-10-23 | Method for producing an analytical magazine | 2016-02-23 | A method for producing an analytical magazine is proposed. The analytical magazine is designed to receive a plurality of analytical aids in a plurality of chambers. The method comprises the following steps: providing at least one first component of the analytical magazine, wherein the first component comprises a plurality of receptacles; providing a plurality of analytical aids, wherein the analytical aids are connected to one another and preferably oriented with respect to one another by at least one holding element; introducing the analytical aids into the receptacles; and separating the analytical aids from the holding element. | 1. An analytical magazine comprising a plurality of analytical aids received in chambers, wherein the analytical magazine has at least one test chemical which is designed to change at least one measurable property in the presence of at least one analyte to be detected, wherein the at least one test chemical is applied to a continuous carrier and forms at least one test chemical field, wherein the test chemical field is an area coated with test chemical throughout and is provided jointly for a plurality of the chambers, wherein in each case at least one region of the test chemical field faces the interiors of the chambers and is accessible from inside the chambers, wherein the analytical magazine is made by a method comprising; providing at least one first component of the analytical magazine, wherein the first component comprises a plurality of receptacles,providing a plurality of analytical aids, wherein the analytical aids are connected to one another by means of at least one holding element,introducing the analytical aids into the receptacles, wherein a plurality of the chambers are loaded simultaneously; andseparating the analytical aids from the holding element, and wherein the analytical aids are produced at least in part integrally with the holding element, wherein the analytical aids comprise lancets, micro-samplers, or lancets and micro-samplers,wherein the analytical aids are worked from a basic material of the holding element, such that the holding element and the analytical aids or parts thereof are produced, wherein the basic material is a metallic basic material,wherein the analytical magazine further comprises a housing with at least two components, wherein a first of the at least two components and a second of the at least two components have a different transparency, and wherein the at least two components have different absorptions in a spectral range of 700 to 1100 nm. 2. The analytical magazine according to claim 1 wherein the test chemical field is part of the housing. 3. The analytical magazine according to claim 1, wherein the housing comprises a material selected from the following materials: a polycarbonate; an acrylonitrile-butadiene-styrene; a cycloolefin copolymer; a polymethyl methacrylate; a polystyrene; and a polyethylene terephthalate. 4. The analytical magazine according to claim 1, wherein the analytical aids furthermore have at least one lancet with at least one capillary channel for receiving body fluid, which is conducted to the test chemical via the lancet. 5. The analytical magazine according to claim 4, wherein the capillary channel of the lancet is coated in order to enable improved transport of the body fluid. 6. The analytical magazine according to claim 2, wherein the test chemical field is part of an outer magazine housing wall. 7. The analytical magazine according to claim 1, wherein the analytical aids are arranged in a circular pattern such that tips of the analytical aids point radially outwa... | Roche Diabetes Care, Inc. | A61B005/151 B01L003/00 B29C065/16 A61B005/15 G01N033/487
US10070812 | B2 | 2018-09-11 | Method for improved seizure detection | 2017-03-03 | A method for improved seizure detection includes capturing neural data for a first set of brain regions; calculating inter-region correlations between pairs of the first set of brain regions from the neural data; detecting a period of hyposynchrony from the inter-region correlations; after detecting the period of hyposynchrony, detecting a period of hypersynchrony from the inter-region correlations; and based on a transition from the period of hyposynchrony to the period of hypersynchrony, detecting a first seizure. | 1. A method for improved seizure detection comprising: capturing neural data for a first set of brain regions; wherein capturing neural data comprises: capturing EEG data, at a plurality of electrode channels and at a plurality of timesteps, for the first set of brain regions;performing a Short-time Fourier Transform upon the EEG data at each timestep of the set of timesteps, for each electrode channel of the plurality of electrode channels, to generate a Power Spectral Density matrix; andfiltering the Power Spectral Density matrices;calculating inter-region correlations between pairs of the first set of brain regions from the neural data;detecting a period of hyposynchrony from the inter-region correlations; wherein detecting the period of hyposynchrony comprises detecting that a first pair of the first set of brain regions is associated with an inter-region correlation below a first hyposynchrony threshold;after detecting the period of hyposynchrony, detecting a period of hypersynchrony from the inter-region correlations; wherein detecting the period of hypersynchrony comprises detecting that the first pair of the brain regions is associated with an inter-region correlation above a first hypersynchrony thresholddetecting a first seizure based on a transition from the period of hyposynchrony to the period of hypersynchrony; andnotifying a patient or medical care provider of detection of the first seizure. 2. The method of claim 1, further comprising averaging the Power Spectral Density matrices across subsets of the plurality of electrode channels. 3. The method of claim 1, wherein detecting the first seizure comprises detecting that the transition satisfies an inter-period time threshold. 4. The method of claim 3, wherein detecting the first seizure further comprises detecting that the period of hyposynchrony satisfies a hyposynchrony time threshold and that the period of hypersynchrony satisfies a hypersynchrony time threshold. 5. The method of claim 1, wherein detecting the period of hyposynchrony further comprises detecting that a second pair of the first set of brain regions is associated with an inter-region correlation below a second hyposynchrony threshold; wherein detecting the period of hypersynchrony further comprises detecting that the second pair of the first set of brain regions is associated with an inter-region correlation above a second hypersynchrony threshold. 6. The method of claim 5, wherein the first and second hyposynchrony thresholds are non-identical; wherein the first and second hypersynchrony thresholds are non-identical. 7. The method of claim 6, wherein detecting the first seizure comprises detecting that the transition satisfies an inter-period time threshold, that the period of hyposynchrony satisfies a hyposynchrony time threshold, and that the period of hypersynchrony satisfies a hypersynchrony time threshold. 8. The method of claim 1, further comprising capturing a first set of environmental data during t... | SBB Research Group LLC | A61B005/0476 A61B005/04 A61B005/00
US10092209 | B2 | 2018-10-09 | Non-invasive in situ glucose level sensing using electromagnetic radiation | 2015-07-24 | System and method of using electromagnetic radiation signals to non-invasively test a glucose level in a subject. During operation, an incident beam of Terahertz waves is generated and projected onto the surface of the eyeball, which is naturally reflected by a tear layer. The reflected Terahertz waves are detected and characterized to determine the reflection characteristics of the tear layer, e.g., an axial ratio of reflection coefficients in two polarization orientations. Provided with the determined axial ratio and according to a predetermined correlation among axial ratio, tear glucose level and blood glucose level, the current blood glucose level in the subject can be derived and presented to a user. | 1. A method of determining glucose levels, said method comprising: irradiating first electromagnetic waves onto an eyeball of a subject;detecting second electromagnetic waves in two orthogonal polarization orientations produced by said first electromagnetic waves being reflected from said eyeball; anddetermining said glucose level in said subject based on characteristics of said first electromagnetic waves and said second electromagnetic waves and further based on a predetermined correlation between a tear glucose level and a blood glucose level, wherein second electromagnetic waves originate by first electromagnetic waves reflected from a tear film covering said eyeball. 2. The method as described in claim 1, wherein said first electromagnetic waves and said second electromagnetic waves comprise Terahertz waves. 3. The method as described in claim 1, wherein said determining said glucose level comprises: determining an axial ratio between reflection coefficients of said tear film with respect to said first electromagnetic waves in two orthogonal polarization orientations; andderiving said glucose level according to: a predetermined correlation between said axial ratio and a tear glucose level; and said predetermined correlation between said tear glucose level and said blood glucose level. 4. The method as described in claim 3, wherein said determining said axial ratio comprises: determining electric fields of said first electromagnetic waves in said two orthogonal polarization orientations at a first location;determining electric fields of said second electromagnetic waves in said two orthogonal polarization orientations based on said detecting at a second location; andcalculating said reflection coefficients of said tear film based on electric fields of said first and said second electromagnetic waves. 5. The method as described in claim 4, wherein said calculating said reflection coefficients is further based on an angle of incidence of said first electromagnetic waves with reference to said tear film. 6. The method as described in claim 5, wherein said angle of incidence is substantially within a range of 55-85 degrees. 7. The method as described in claim 5 further comprising: detecting a position of said eyeball relative to said first location and said second location; andsending an indication to said subject for adjusting said position to achieve a predetermined angle of incidence. 8. The method as described in claim 3, wherein said determining said axial ratio comprises: determining a reference axial ratio by irradiating said first electromagnetic waves to a reference surface having a known reflection coefficient with respect to said first electromagnetic waves; andderiving said axial ratio based on said reference axial ratio. 9. A method of determining a glucose level in a subject, said method comprises: at a first predetermined position relative to an eyeball of said subject, irradiating first Terahertz waves onto said eyeball;at... | ADVANTEST CORPORATION | A61B005/1455 A61B005/05 A61B005/145 A61B005/00
US10085715 | B2 | 2018-10-02 | Ultrasonic scanning system | 2015-05-21 | An ultrasonic scanning system includes a host device, an ultrasonic probe, and at least two electrodes. The ultrasonic probe is electrically connected to the host device for performing an ultrasonic scanning operation toward a detecting region to generate a scanning signal and to transmit the scanning signal to the host device. The at least two electrodes are disposed on the ultrasonic probe and are connected to the host device for detecting a physiological signal of the detecting region and transmitting the physiological signal to the host device. | 1. An ultrasonic scanning system comprising: a host device;an ultrasonic probe electrically connected to the host device for performing an ultrasonic scanning operation toward a detecting region to generate a scanning signal and transmitting the scanning signal to the host device;a first sleeving member having a frame portion and an arm portion, the frame portion having an opening to expose an ultrasonic signal detecting surface of the ultrasonic probe, the arm portion extending from the frame portion toward the ultrasonic probe and being detachably connected to the ultrasonic probe, the frame portion further having a first frame structure and a second frame structure, the first frame structure being telescopically connected to the second frame structure to form the opening cooperatively with the second frame structure, and the first frame structure being slidable relative to the second frame structure for adjusting an area of the opening; andat least two electrodes attached to the frame portion and connected to the first frame structure and the second frame structure respectively, the at least two electrodes being connected to the host device for detecting a physiological signal of the detecting region and transmitting the physiological signal to the host device. 2. The ultrasonic scanning system of claim 1, wherein the arm portion has at least two elastic arms, and the at least two elastic arms are located at two sides of the ultrasonic probe to clamp the ultrasonic probe cooperatively. 3. The ultrasonic scanning system of claim 2, wherein each elastic arm has an attachment end detachably attached to the ultrasonic probe. 4. The ultrasonic scanning system of claim 1 further comprising: a signal transmitting device disposed on the arm portion and electrically connected to the at least two electrodes for connecting to the host device. 5. The ultrasonic scanning system of claim 4, wherein the signal transmitting device comprises: a connection port disposed on the arm portion and electrically connected to the at least two electrodes; anda signal transmitting cable electrically connected to the host device, the signal transmitting cable having a plug, the plug being inserted into the connection port to establish signal transmission between the host device and the at least two electrodes. 6. The ultrasonic scanning system of claim 1, wherein the first frame structure has at least one first arm portion and a first ear portion, the second frame structure has at least one second arm portion and a second ear portion, the first ear portion extends from the at least one first arm portion toward the at least one second arm portion, the second ear portion extends from the at least one second arm portion toward the at least one first arm portion, and the at least one first arm portion and the at least one second arm portion are movably disposed through the second ear portion and the first ear portion respectively so as to make the first frame structure s... | Qisda Corporation | A61B008/00 A61B005/053 A61B005/0488 A61B008/14 A61B005/0402 A61B008/08
US10064577 | B1 | 2018-09-04 | Multi-level pinch dynamometer or gauge, a kit of components, and methods of making and using same | 2015-05-18 | A multi-level pinch dynamometer or gauge which measures pinch strength. A 5-position mechanism provides quick insert and removal of a bottom pinch plate from a multi-position rack. The digital model gauge head displays strength readings, calculated results, and user demographics. | 1. A multi-level pinch dynamometer apparatus for obtaining a measurement of pinch strength of a subject user, comprising: a pinch grip device;a gauge head including a display;transmission means operably connected to said pinch grip device and said gauge head for transmitting a pressure or force electronic signal generated by a subject user from said pinch grip device to said gauge head;said pinch grip device includes a first mechanism which remains in a fixed or stationary position relative to said gauge head, and a second mechanism which is movable among four variable positions for quick insertion therein and removal therefrom any one of four apertures in a multi-level rack;said multi-level rack is disposed substantially perpendicular to said first mechanism;said multi-level rack includes said four apertures therein, each aperture of which is designed and dimensioned to temporarily retain therein said second mechanism;said transmission means includes an internal transducer;said internal transducer initiates and transmits the electronic signal to said gauge head;said gauge head displays readings giving a measurement of the pressure or force generated by the subject user;the multi-level pinch dynamometer apparatus being useable with and without said second mechanism to accommodate hands of the subject user;the pressure force may be generated by the subject user pinching the first mechanism only, and may also be generated by pinching together the first and second mechanismssaid gauge head faces toward or away from the subject user;spring plunger devices disposed on said multi-level rack or on said second mechanism and comprising attach/detach means for said second mechanism;said fixed stationary first mechanism includes an upper plate with a pinch pad;said second mechanism comprises a bottom pinch pad, plate or paddle; andsaid gauge head displays on said display pinch strength readings of the subject user. | - | A61B005/22 G01L005/00 A61B005/00 A61B019/02
US10080529 | B2 | 2018-09-25 | System for monitoring physiological characteristics | 2015-01-16 | Apparatuses and methods for medical monitoring physiological characteristics values such as blood glucose levels for the treatment of diabetes, are presented. The apparatuses and methods provide dynamic glucose monitoring functions that perform predictive analysis to anticipate harmful conditions, such as glucose crash and hyperglycemic incidents for a patient. The dynamic functions can also be used to maximize athletic performance and warn of inadequate nocturnal basal rate. Other aspects include advanced alarm and reminder functions, as well as advanced data presentation tools to further facilitate convenient and efficient management of various physiological conditions. | 1. A glucose monitor system, comprising: a sensor set to produce signals corresponding to blood glucose levels of a user; anda glucose monitor, including a processor to receive the signals from the sensor set, analyze the signals received, and provide multiple alarms, wherein a first upper alarm of the multiple alarms is associated with a first upper threshold value and a first lower alarm of the multiple alarms is associated with a first lower threshold value for a first range of rates of glucose level change, anda second upper alarm of the multiple alarms is associated with a second upper threshold value and a second lower alarm of the multiple alarms is associated with a second lower threshold value for a second range of rates of glucose level change, anda display to provide visual alarm indications based on the multiple alarms corresponding to the first upper threshold value, the first lower threshold value, the second upper threshold value, and the second lower threshold value, wherein the multiple alarms are distinguishable from each other. 2. The glucose monitor system of claim 1, further including a telemetered monitor transmitter coupled to the sensor set, wherein the sensor set provides the signals to the telemetered monitor transmitter and the telemetered monitor transmitter interprets and converts the signals to RF signals to be wirelessly transmitted to the glucose monitor. 3. The glucose monitor system of claim 1, wherein the glucose monitor further includes a sensor input coupled to the processor to wirelessly receive the signals from the sensor set. 4. The glucose monitor system of claim 1, wherein the visual alarm indications include at least one of a colored light, a flashing light, and a display. 5. The glucose monitor system of claim 1, wherein the display relates information to the user based on the signals received from the sensor set. 6. A glucose monitor, comprising: a processor to receive signals corresponding to blood glucose levels of a user from a sensor set, analyze the signals received, and provide multiple alarms, wherein a first upper alarm of the multiple alarms is associated with a first upper threshold value and a first lower alarm of the multiple alarms is associated with a first lower threshold value for a first range of rates of glucose level change, anda second upper alarm of the multiple alarms is associated with a second upper threshold value and a second lower alarm of the multiple alarms is associated with a second lower threshold value for a second range of rates of glucose level change, anda display to provide visual alarm indications based on the multiple alarms corresponding to the first upper threshold value, the first lower threshold value, the second upper threshold value, and the second lower threshold value, wherein the multiple alarms are distinguishable from each other. 7. The glucose monitor of claim 6, further including a sensor input coupled to the processor to wirelessly receive the ... | Medtronic MiniMed, Inc. | A61B005/1486 G16H040/63 G16H015/00 A61B005/1468 A61B005/1495 A61B005/00 A61B005/145 G06F019/00
US10098715 | B2 | 2018-10-16 | Generating a design for a dental restorative product from dental images | 2015-06-24 | Technology is described for generating a design for a dental restorative product from one or more dental images of a patient. The method can include obtaining a three-dimensional (3D) image of dentition of the patient prior to a change in dentition of the patient; and then determining the change in dentition of the patient. A design of a dental restorative product can be automatically generated for at least one tooth of the patient based on the 3D image of dentition prior to the change in dentition. Various other computer-implemented methods, systems, and computer-readable media are also disclosed. | 1. A method of generating a design for a dental restorative product from one or more dental images of a patient, comprising: obtaining a pre-trauma three-dimensional (3D) image of dentition of the patient prior to trauma to dentition of the patient;obtaining a post-trauma 3D image of dentition of the patient after trauma to the dentition of the patient;automatically generating, by a processor, a dental restorative product file containing the design of the dental restorative product for at least one tooth of the patient based on at least one difference between the pre-trauma 3D image of dentition of the patient and the post-trauma 3D image of dentition of the patient; andfabricating the dental restorative product based on the design;wherein the dental restorative product file includes tooth tissue present in the pre-trauma 3D image of dentition but missing in the post-trauma 3D image of dentition. 2. The method of claim 1, wherein fabricating the dental restorative product further comprises: sending the design to a fabrication device including at least one selected from the group consisting of a milling machine and an additive manufacturing device, wherein the step of obtaining a pre-trauma 3D image of dentition of the patient is performed in a dental treatment office, and wherein the fabrication device is located in the dental treatment office; and fabricating the dental restorative product using the fabrication device based on the design. 3. The method of claim 2, wherein the additive manufacturing device uses at least one selected from the group consisting of stereolithography and digital light processing. 4. The method of claim 1, wherein obtaining the pre-trauma 3D image of dentition of the patient comprises acquiring the pre-trauma 3D image of dentition from an imaging device comprising at least one selected from the group consisting of an intra-oral imaging device and a volumetric dental imaging device. 5. The method of claim 1, wherein obtaining the pre-trauma 3D image of dentition of the patient further comprises: acquiring an intra-oral image of the patient using a non-ionizing scanner wherein the intra-oral image includes a surface geometry file and the non-ionizing scanner includes at least one selected from the group consisting of an optical scanner and a laser scanner; oracquiring a volumetric dental image of the patient using at least one selected from the group consisting of x-ray computed tomography, magnetic resonance imaging (MM), and ultrasound imaging. 6. The method of claim 1, obtaining the pre-trauma 3D image of dentition of the patient further comprises: acquiring an intra-oral image of the patient using a non-ionizing imaging device; determining a crown surface for a tooth above a periodontium based on the intra-oral image; acquiring a volumetric dental image of the patient using an x-ray-based imaging device;determining a geometry of the tooth tissue for the tooth including at least a portion of root tissue surrounde... | DENTAl IMAGING TECHNOLOGIES CORPORATION | G06F019/00 A61C013/00 A61C013/08 A61B005/055 A61B006/03 A61B006/14 A61B008/08 A61C009/00 A61C005/77 B33Y010/00
US10111169 | B2 | 2018-10-23 | Systems and methods for processing and transmitting sensor data | 2016-03-09 | Systems and methods for processing, transmitting and displaying data received from an analyte sensor, such as a glucose sensor, are provided. The data can be displayed on a hand-held display device having a display such as a key fob device including a user interface, such as an LCD and one or more buttons allows a user to view data, and a physical connector, such as USB port. | 1. A method for exchanging analyte data among communication devices, the method comprising: receiving, at an analyte sensor communication device associated with an analyte sensor, a request from a primary display device configured to provide user access to analyte values for data stored in memory of the analyte sensor communication device;transmitting, from the analyte sensor communication device, the stored data to the primary display device in response to the request from the primary display device, wherein the data comprises previous analyte sensor measurements in addition to analyte sensor measurements of a scheduled analyte sensor measurement transmission;establishing a wireless communication channel between the primary and a secondary display device;receiving by the secondary display device the requested analyte data and time synchronization information upon being forwarded by the primary display device over the established wireless communication channel; andusing the received time synchronization information, initiating an establishment of a direct wireless communication channel by the secondary display device with the analyte sensor communication device to receive analyte sensor measurement data generated by the analyte sensor from the analyte sensor communication device. 2. The method of claim 1, wherein the transmitting the stored data comprises transmitting a data set of analyte sensor measurements corresponding to a pre-determined time interval that includes the previous analyte sensor measurements. 3. The method of claim 2, wherein the pre-determined time interval corresponds to a twenty-four hour period of analyte sensor measurements. 4. The method of claim 3, wherein the previous analyte sensor measurements comprise a sub-set of the data set of analyte sensor measurements. 5. The method of claim 4, wherein the data is transmitted in a compressed format. 6. The method of claim 5, wherein the analyte sensor measurements of the scheduled analyte sensor measurement transmission include a most recent glucose measurement value. 7. The method of claim 6, wherein the previous analyte sensor measurements include past glucose measurements. 8. The method of claim 7, wherein the primary display device determines a range of missing data and transmits a request for the range of missing data. 9. The method of claim 8, wherein the range of missing data comprises a range of glucose measurement related data that is missing from memory of the primary display device. 10. The method of claim 9, wherein, after receiving the request for the range of missing data from the primary display device, the analyte sensor communication device transmits the requested range of missing data or transmits a data set of previous analyte sensor measurements, the data set including the requested range of missing data. 11. The method of claim 1, wherein the data comprises technical support data, wherein the technical support data is stored in a log file in the m... | DexCom, Inc. | H04W052/02 G16H040/63 G16H040/67 H04W076/10 H04W076/14 H04W076/25 A61B005/00 A61B005/145 G06F019/00 H04W012/06 H04W084/18 H04L029/08
US10064697 | B2 | 2018-09-04 | Vapor based ablation system for treating various indications | 2016-05-02 | Ablation catheters and systems include multiple inline chambers for containing and heating an ablative agent. The heating chamber includes one or more channels to increase the contact surface area of the ablative agent with the walls of the heating chamber to provide more efficient heating. Induction heating is used to heat a chamber and vaporize a fluid within by wrapping a coil about a ferromagnetic chamber and providing an alternating current to the coil. A magnetic field is created in the area surrounding the chamber which induces electric current flow in the chamber, heating the chamber and vaporizing the fluid inside. Positioning elements help maintain the device in the proper position with respect to the target tissue and also prevent the passage of ablative agent to normal tissues. | 1. An ablation system comprising: an ablation catheter comprising: an elongate catheter body with a lumen within, a proximal end, and a distal end;a first inline chamber having an elongate body, a lumen within, a proximal end, and a distal end, wherein said lumen of said first inline chamber is in fluid communication with said lumen of said elongate catheter body;at least one delivery port at said distal end of said catheter body; andat least one positioning element attached to said catheter body;wherein said at least one positioning element is configured to position said catheter body within a hollow organ of a patient, further wherein said first inline chamber is configured to receive fluid from a fluid source where said fluid is converted to vapor therein, wherein said first inline chamber is configured to provide said vapor to said catheter body and said catheter body is configured to allow said vapor to exit said at least one delivery port to ablate a target tissue; anda controller programmed to determine an amount of energy needed to ablate said target tissue, programmed to limit a maximum dose of said vapor based on a type of disorder being treated, and programmed to limit the amount of energy delivered such that a pressure within a body of the patient does not exceed 5 atm. 2. The ablation system of claim 1, further comprising a second inline chamber having an elongate body, a lumen within, a proximal end, and a distal end and configured to contain the fluid, wherein said lumen of said second inline chamber is in fluid communication with said lumen of said first inline chamber. 3. The ablation system of claim 1, further comprising a thermally insulated handle on said catheter body. 4. The ablation system of claim 1, further comprising at least one sensor and a microprocessor, wherein information from said sensor is configured to be relayed to said microprocessor and the microprocessor is configured to determine a delivery rate of the ablative vapor based upon said information. 5. The ablation system of claim 4, wherein said at least one sensor is a temperature sensor. 6. The ablation system of claim 4, wherein said at least one sensor is a pressure sensor. 7. The ablation system of claim 1, further comprising thermally insulating material covering said catheter body. 8. The ablation system of claim 1, wherein said first inline chamber comprises a plurality of channels that provide a contact surface area of said first inline chamber with said fluid. 9. The ablation system of claim 8, wherein said plurality of channels comprise any one of metal tubes, metal beads, and metal filings. 10. The ablation system of claim 9, wherein the first inline chamber is configured to heat said fluid using resistive heating. 11. The ablation system of claim 1, wherein said controller is programmed to limit the maximum dose of vapor based on the type of disorder being treated, wherein said disorder being treated comprises an esophageal condition sai... | Santa Anna Tech LLC | A61B018/04 A61B090/00 A61B018/00 A61B005/00 A61B005/03 A61B017/24 A61B005/107 A61B017/00 A61B017/42
US10107808 | B2 | 2018-10-23 | Biosensor, cartridge storing biosensor, measurement device using biosensor | 2011-06-20 | There are provided a biosensor, and a measurement device in which the biosensor is used, with which accurate puncture is enabled and reliability of measurement results are improved. The biosensor comprises an element substrate, a detector, a connection terminal, a continuity path, and a cutout. The detector is provided over the element substrate, and receives a specimen and detects a specific component contained in the specimen. The connection terminal is provided over the element substrate and acquires current corresponding to the specific component. The continuity path connects the connection terminal and the detector. The cutout is formed along the outer periphery of the detector so as to surround two or more directions of the detector. | 1. A biosensor, comprising: an element substrate including a lower plate, a middle plate laminated over the lower plate, and an upper plate laminated over the middle plate;a detector configured to receive a specimen and detect a specific component contained in the specimen;a connection terminal provided over the element substrate and configured to acquire current corresponding to the specific component;a continuity path arranged to connect the connection terminal and the detector;a cutout formed on the lower plate, the middle plate and the upper plate respectively and along an outer periphery of the detector so as to surround two or more directions of the detector, anda non-cutout part formed on the lower plate, the middle plate, and the upper plate respectively,wherein the detector is formed within the cutout on the element substrate and bends upward, anda width of the non-cutout part formed on the middle plate and the upper plate respectively is narrower than a width of the non-cutout part formed on the lower plate. 2. The biosensor according to claim 1, wherein the detector has:a puncture component configured to acquire the specimen by insertion of a needle;a reaction component configured to generate current corresponding to the specific component in the specimen; anda specimen supply route linking the puncture component and the reaction component. 3. The biosensor according to claim 1, wherein the cutout is formed continuously so as to surround the detector except for a pull-out portion of the continuity path. 4. The biosensor according to claim 3, wherein the cutout is elliptical or circular in a plan view of the biosensor. 5. The biosensor according to claim 1, wherein the cutout is linear and is formed so as to surround four sides of the detector. 6. The biosensor according to claim 5, wherein the cutout is formed in a fork shape in a plan view of the biosensor in at least one of the long-side direction and the short-side direction of the biosensor. 7. The biosensor according to claim 2, wherein the puncture component is disposed in an approximate center of the detector. 8. The biosensor according to claim 2, wherein the puncture component is disposed offset by a specific distance from a center of the detector, andthe specific distance is set on the basis of a distance from a center of a bulging part of a finger when the finger has been placed against the puncture component, to an end edge of the detector. 9. The biosensor according to claim 2, wherein the element substrate includes a lower plate and an upper plate laminated over the lower plate,the reaction component, the continuity path, and the connection terminal are provided on the lower plate, andthe specimen supply route is provided between the lower plate and the upper plate. 10. The biosensor according to claim 9, wherein the cutout is formed continuously so as to surround the detector except for a pull-out portion for the continuity path, andthe pull-out portion formed o... | PHC HOLDINGS CORPORATION | G01N033/543 A61B005/145 A61B005/1468 A61B005/15 A61B005/151 A61B005/157 C12Q001/00 G01N027/327 G01N021/84 A61B005/1486
US10076306 | B2 | 2018-09-18 | Electric toothbrush with ultrasound sensor | 2016-12-22 | An electric toothbrush includes a handle and a brush head attached to one end of the handle. The brush head includes a bristle unit and an ultrasound sensor. The bristle unit cleans teeth and the ultrasound sensor acquires ultrasound data of the teeth. A portable tooth decay detection device includes a handle and an ultrasound sensor attached to one end of the handle. The ultrasound sensor emits and receives ultrasound signal at a frequency of higher than 20 KHz and acquires ultrasound data of teeth. | 1. An electric toothbrush comprising: a handle; anda brush head attached to one end of the handle, the brush head including a bristle unit and an ultrasound sensor,wherein the bristle unit cleans teeth and the ultrasound sensor acquires ultrasound data of the teeth; andwherein the ultrasound sensor is attached to the handle, and the bristle unit is detachably slid onto and surrounds the ultrasound sensor. | Ning Chen | A61B008/12 A61B008/00 A46B009/04 A46B015/00 A46B005/00 A61C017/22 A61B005/00 A61B008/08
US10086232 | B2 | 2018-10-02 | Monitoring fitness using a mobile device | 2017-12-20 | Athletic performance monitoring and tracking may provide multiple ways in which to track athletic movement and activity. In one example, an athletic monitoring device may include or be associated with multiple types of movement sensors and switch between the sensors or use both depending on various factors including type of workout. Workouts may also be tagged with various parameters including mood, weather, terrain, athletic equipment used and the like. In one or more examples, the parameters may be automatically determined based on location. User workouts and accomplishments may also be celebrated through messages from celebrities, family, friends and other users. In some cases, the messages may be triggered by various conditions. Coaching may also be provided to the user to help improve workouts and overall athletic performance. Running routes may also be automatically tracked, stored and shared. | 1. A non-transitory computer-readable medium comprising computer readable instructions that, when executed by a processor, cause the processor to perform at least: receive via a first wireless transceiver of an electronic device, item identification data from an item identifier located on a sport-related item of a user;automatically transmit the item identification data via a second wireless transceiver of the electronic device to a remote server;transmit a user identifier identifying the user of the item;transmit usage information relating to interactions by the user with the item on at least a first date and a second date;based upon the item identification data from the item identifier, automatically registering the sport-related item in a tagging menu and tagging the usage information to identify the sport-related item;obtain configured content from a display configuration tool, the configured content being processed from the usage information, wherein the configured content is configured to be displayed on the a device in a timeline format having usage information regarding the sport-related item of the user from at least the first date and the second date;based upon the usage information provided within the timeline being associated with the first date and the second date, transmit multimedia content to a display device of the electronic device that is related to the sport-related item; anddisplay the configured content to the electronic device to be displayed in the timeline format. 2. The non-transitory computer-readable medium of claim 1, wherein the first date is a date of a first game involving a team, and the second date is a date of a second game involving the team. 3. The non-transitory computer-readable medium of claim 2, wherein the user of the electronic device is a member of the team. 4. The non-transitory computer-readable medium of claim 3, wherein the multimedia content comprises video of the team playing in at least one game. 5. The non-transitory computer-readable medium of claim 1, wherein the usage information comprises data obtained from a sensor located on the electronic device. 6. The non-transitory computer-readable medium of claim 1, wherein the usage information comprises geographic location data. 7. The non-transitory computer-readable medium of claim 6, wherein: the first date is a date of a first sporting event involving a sports team, and the second date is a date of a second sporting event involving the sports team,the usage information comprises geographic location data, andthe multimedia content comprises content of at least one player of the team. 8. The non-transitory computer-readable medium of claim 1, the computer-readable medium further comprising computer-executable instructions that when executed by the processor perform at least: filtering the timeline according to one or more tags. 9. The non-transitory computer-readable medium of claim 8, wherein the tags is selected from the group consistin... | NIKE, Inc. | A63F009/24 A63B024/00 A63B071/06 G01S019/19 G06F001/16 G06F019/00 G06F003/01 G01S019/48 G06F003/16 G09B019/00 A61B005/00 H04M001/725 G16H020/30 G16H040/67 G06Q050/00 A61B005/11
US10096105 | B2 | 2018-10-09 | Method of determining target treatment locations | 2016-09-08 | A method and system for automatic location of a target treatment structure, such as a pulmonary vein ostium, from an anatomical image. The method includes calculating a most likely path of blood flow through a pulmonary vein based on a cross-sectional area minimization technique and calculating pulmonary vein geometry as a function of length. For example, a pulmonary vein ostium may be located by analyzing a change in pulmonary vein dimensional size or other anatomical factors, such as absolute size. The method may also include determining tissue thickness at the pulmonary vein ostium or other treatment size for treatment dose optimization. The method may be an algorithm performed by a processing unit of a navigation system or other component of a medical system. | 1. A system for locating a target treatment site, the system comprising: a navigation system including a processing unit, the navigation system being configured to store an anatomical image of an area of tissue including the target treatment site, the processing having a processing circuitry with a memory and a processor, the memory in communication with the processor and having instructions that, when executed by the processor, configure the processor to: determine a first center and an inner surface of an anatomical structure, the anatomical structure defining a lumen;determine a first plane that extends across a cross-sectional area of the anatomical structure;determine a first vector that is normal to the first plane and extends from the first center;determine a second vector that lies in the first plane, is normal to the first vector, and extends from the first center;determine a first plurality of distances between the first center and the inner surface of the anatomical structure along the second vector around 2π radians around the first vector;determine a surface area of a first area defined by an intersection of the first plane and the inner surface of the anatomical structure, the surface area of the first area being based on the first plurality of distances;determine a second center of the anatomical structure, the second center being a predetermined distance along the first vector from the first center;determine a second plane that extends across a cross-sectional area of the anatomical structure, the second center being in the second plane;determine a third vector that is normal to the second plane and extends from the second center;determine a fourth vector that lies in the second plane, is normal to the third vector, and extends from the second center;determine a second plurality of distances between the second center and the inner surface of the anatomical structure along the third vector around 2π radians around the first vector;determine a surface area of a second area defined by an intersection of the second plane and the inner surface of the anatomical structure, the surface area of the second area being based on the second plurality of distances; andidentify a location of the target treatment site based on the determinations. 2. The system of claim 1, wherein the processor is further configured to: before determining the first plurality of distances, rotate the first vector in a first direction by a first amount to define a first adjustment plane and first adjustment vector;calculate a surface area of the first adjustment plane;rotate the first vector in a first direction by a second amount to define a second adjustment plane and second adjustment vector;calculate a surface area of the second adjustment plane; andselect one of the first vector, the first adjustment vector, and the second adjustment vector in which the surface area is minimized. 3. The system of claim 2, wherein the processor is further configured to: rotate... | Medtronic CryoCath LP | G06K009/00 G06T007/00 G06T007/60 G06T003/60 G06K009/62 A61B005/02 A61B034/20
US10088496 | B2 | 2018-10-02 | Calibration method and sports equipment | 2015-12-07 | A calibration method for a first accelerometer is disclosed. The first accelerometer is installed together with a second accelerometer in a device. The calibration method includes the second accelerometer measuring a first set of X, Y, Z accelerations in a Cartesian coordinate system, the first accelerometer measuring a second set of X, Y, Z accelerations in the Cartesian coordinate system, indicating to rotate the device, the second accelerometer measuring a third set of X, Y, Z accelerations in the Cartesian coordinate system, the first accelerometer measuring a fourth set of X, Y, Z accelerations in the Cartesian coordinate system, and calibrating X, Y, Z acceleration values measured by the first accelerometer based on the first, second, third and fourth sets of X, Y, Z accelerations. | 1. A sports equipment, comprising: a shaft;a head, installed at one end of the shaft, comprising: a first accelerometer;a second accelerometer;a processing means;a storage unit, for storing a program code, wherein the program code is utilized for instructing the processing means to perform a calibration process; andan interface unit, for outputting data; andan indicative button, for activating the calibration process, wherein the calibration process only involves measurements of four sets of X, Y, Z accelerations in a Cartesian coordinate system, and comprises: instructing the second accelerometer to measure a first set of X, Y, Z accelerations in the Cartesian coordinate system;instructing the first accelerometer to measure a second set of X, Y, Z accelerations in the Cartesian coordinate system;driving the indicative button to display a signal, wherein the signal is utilized for indicating to rotate the head;instructing the second accelerometer to measure a third set of X, Y, Z accelerations in the Cartesian coordinate system;instructing the first accelerometer to measure a fourth set of X, Y, Z accelerations in the Cartesian coordinate system;calibrating X, Y, Z acceleration values measured by the first accelerometer according to the first, second, third and fourth sets of X, Y, Z accelerations; andinstructing the interface unit to output the calibrated X, Y, Z acceleration values;wherein the first accelerometer is a high gravity accelerometer, and the second accelerometer is a low gravity accelerometer. 2. The sports equipment of claim 1, wherein the calibration process further comprises: instructing the interface unit to output the first, second, third and fourth sets of X, Y, Z accelerations. 3. The sports equipment of claim 1, wherein: the first set comprises a first X acceleration XLow1, a first Y acceleration YLow1 and a first Z acceleration ZLow1;the second set comprises a second X acceleration XHigh1, a second Y acceleration YHigh1 and a second Z acceleration ZHigh1;the third set comprises a third X acceleration XLow2, a third Y acceleration YLow2 and a third Z acceleration ZLow2; andthe fourth set comprises a fourth X acceleration XHigh2, a fourth Y acceleration YHigh2 and a fourth Z acceleration ZHigh2. | Wistron Corporation | G01P021/00 G01C025/00 A63B060/46 G01P015/18 A61B005/11 G06K009/00 G09B019/00 A63B053/00
US10085685 | B2 | 2018-10-02 | Selecting triggers of an allergic reaction based on nasal temperatures | 2017-12-06 | Described herein are systems and methods for selecting a trigger of an allergic reaction. In one embodiment, a system includes an inward-facing head-mounted thermal camera (CAM) and a computer. CAM takes thermal measurements of a region on the nose (THN) of the user. Optionally, CAM weighs below 10 g and is located less than 15 cm from the user's face. The computer detects extents of the allergic reaction based on THN, receives indications of potential triggers of the allergic reaction to which the user was exposed, and selects the trigger, from among the potential triggers, based on the extents and the indications. Optionally, during most of the time the user was affected by the trigger, an effect of the trigger, as manifested via changes to THN, was higher than effects of most of the potential triggers. | 1. A system configured to select a trigger of an allergic reaction of a user, comprising: an inward-facing head-mounted thermal camera (CAM) configured to take thermal measurements of a region on the nose (THN) of the user; anda computer configured to:detect extents of the allergic reaction based on THN;receive indications of potential triggers of the allergic reaction to which the user was exposed; andselect the trigger, from among the potential triggers, based on the extents and the indications. 2. The system of claim 1, further comprising second and third inward-facing head-mounted thermal cameras, configured to be located to the right and to the left of the vertical symmetry axis that divides the user's face, respectively, and to take thermal measurements of regions on the right and left cheeks (THR and THL, respectively); wherein the computer is further configured to detect the extents of the allergic reaction also based on THR and THL. 3. The system of claim 1, further comprising second and third inward-facing head-mounted thermal cameras, configured to be located to the right and left of a vertical symmetry axis that divides the user's face, respectively, and to take thermal measurements of regions on the right and left periorbital areas (THR and THL, respectively); wherein the computer is further configured to detect the extents of the allergic reaction also based on THR and THL. 4. The system of claim 1, wherein CAM weighs below 10 g and is configured to be located less than 15 cm from the user's face; and wherein, during most of the time the user was affected by the trigger, an effect of the trigger, as manifested via changes to THN, was higher than effects of most of the potential triggers. 5. The system of claim 4, further comprising a camera configured to take images of the surroundings of the user; wherein the computer is further configured to generate at least some of the indications based on analysis of the images. 6. The system of claim 4, wherein the exposure to the potential triggers comprises consuming at least one of: a certain drug, and a certain food item. 7. The system of claim 4, wherein the exposure to the potential triggers comprises being exposed to at least one of: pollen, dust, and a certain cosmetics product. 8. The system of claim 4, wherein the exposure to the potential triggers comprises at least one of: the user being at a certain location, and the user being in contact with a certain animal. 9. The system of claim 4, wherein while THN were taken, the user was exposed to two or more of the potential triggers; and further comprising a user interface configured to report the trigger. 10. The system of claim 1, wherein the user was exposed to the potential triggers while THN were taken, and the computer is further configured to calculate, based on the extents and the indications, an effect of each potential trigger, and to select as the trigger a potential trigger with a maximal effect. 11. The system of ... | Facense Ltd. | A61B005/00 A61B005/01 G06N099/00 A61B005/16
US10076256 | B2 | 2018-09-18 | Method and system for evaluation of functional cardiac electrophysiology | 2017-05-26 | An organ evaluation device, system, or method is configured to receive electrophysiological data from a patient or model organism and integrates the data in a computational backend environment with anatomical data input from an external source, spanning a plurality of file formats, where the input parameters are combined to visualize and output current density and/or current flow activity having ampere-based units displayed in the spatial context of heart or other organ anatomy. | 1. A method for evaluating an organ in an individual in need thereof, comprising: a) receiving magnetic field data associated with said organ from an electromagnetic sensor;b) receiving an image of a slice of said organ;c) determining an electrical current value associated with said slice of said organ from said magnetic field data, wherein said electrical current value is determined in Ampere units or equivalent units of current measurement;d) determining a vector representing said electrical current value, wherein a magnitude of said vector comprises said electrical current value;e) identifying a position of said vector in reference to said slice of said organ; andf) overlaying said vector onto said image of said slice of said organ to generate an electrical current density map of said slice of said organ for use in evaluating said organ. 2. The method of claim 1, wherein evaluating said organ is non-invasive. 3. The method of claim 1, wherein said organ is a heart or a brain and said slice of said organ is either a slice of a heart or a slice of a brain. 4. The method of claim 3, comprising identifying an arrhythmia in said heart. 5. The method of claim 4, wherein identifying said arrhythmia in said heart comprises identifying an arrhythmogenic focus in said heart. 6. The method of claim 5, wherein identifying said arrhythmogenic focus comprises identifying said arrhythmogenic focus on a surface of said slice of said heart. 7. The method of claim 3, comprising identifying an ischemic focus in said brain. 8. The method of claim 7, wherein identifying said ischemic focus in said brain comprises identifying said ischemic focus on a surface of said slice of said brain. 9. The method of claim 1, wherein said image of said slice of said organ comprises a three dimensional image. 10. The method of claim 1, comprising constructing an image of said organ using said image of said slice of said organ. 11. The method of claim 10, wherein construction said image of said organ comprises combining said image of said slice of said organ with a different image of a different slice of said organ. 12. The method of claim 1, comprising modifying an orientation of said image of said slice of said organ. 13. The method of claim 12, wherein modifying said orientation of said image of said slice of said organ is based on input received from a user. 14. The method of claim 1, comprising modifying a thickness of said slice of said organ within said image of said slice of said organ. 15. The method of claim 14, wherein modifying said thickness of said slice of said organ within said image of said slice of said organ is based on input received from a user. 16. The method of claim 15, wherein said electrical current density map represents a current density on a surface of said slice of said organ. 17. The method of claim 1, wherein said slice of said organ comprises an anatomical structure. 18. The method of claim 17, wherein said slice comprises a left v... | Genetesis, Inc. | A61B005/04 A61B005/00 A61B005/01 A61B005/021 A61B005/024 A61B005/055 A61B006/03 A61B006/00 A61B008/08 A61B090/00 A61B005/0205
US10105116 | B2 | 2018-10-23 | Fracture fragment mobility testing for vertebral body procedures | 2016-08-05 | A fracture mobility testing system is provided for use in surgical procedures for augmenting vertebral bodies having collapsed due to compression fractures. The testing system is utilized to determine if the cortical shell of the vertebral body has begun to heal over the fracture lines to the point at which height restoration is not possible. Depending on the feedback provided by the testing system, the surgeon may elect to proceed with any of a variety of known height restoration techniques if the fractured portions of the vertebral body are still mobile, or may elect for a simple vertebroplasty procedure without height restoration if the feedback from the testing system determines that the cortical outer portions of the fractured vertebral body have fused to one another to the point at which height restoration is no longer an option. | 1. A method of diagnostic testing for determining fracture mobility of a bone, comprising: preparing an expandable balloon for insertion into a bone;capturing and storing a first image of the bone and displaying the first image;determining a location of a superior endplate and an inferior endplate of a vertebral body of the bone;prior to performing a repair procedure, inserting the expandable balloon into the bone;inflating the balloon with a solution having radiopaque properties;capturing and storing a second image including at least one of the bone and the inflated balloon while inflating the expandable balloon and displaying the second image;comparing the first image and the second image to determine an amount of fracture height restoration between the superior endplate and the inferior endplate with the balloon inflated;deflating the balloon;capturing and storing a third image of the bone and displaying the third image;comparing the third image to at least one of the first image and the second image to determine an amount of fracture height restoration between the superior endplate and the inferior endplate after the balloon has deflated; andperforming the repair procedure by inserting a non-fluid implant within the bone, the repair procedure determined based on at least one of the amount of fracture height restoration of the bone with the balloon inflated and the amount of fracture height restoration after the balloon has deflated. 2. The method of claim 1, further comprising: adjusting a position of the expandable balloon within the bone; andre-inflating the expandable balloon to determine where a fault line is located on the bone. 3. The method of claim 1, wherein determining the amount of fracture height restoration of the bone comprises determining the amount of fracture height restoration of a fractured portion of the vertebral body. 4. The method of claim 3, wherein determining the amount of fracture height restoration with the balloon inflated comprises comparing the first image and the second image to determine a change in separation between the superior and inferior endplates of the vertebral body. 5. The method of claim 4, wherein determining the amount of fracture height restoration after the balloon has deflated comprises comparing the first image and the third image to determine a change in separation between the superior and inferior endplates of the vertebral body. 6. The method of claim 3, further comprising: determining that a fracture of the vertebral body is mobile based on a determination of a positive change in separation between the superior and inferior endplates indicating a corresponding positive amount of fracture height restoration;creating a cavity within the vertebral body. 7. The method of claim 6, wherein the non-fluid implant is inserted into the cavity created in the vertebral body. 8. The method of claim 3, further comprising performing the repair procedure by injecting cement into the vertebral body.... | DePuy Synthes Products, Inc. | A61B005/00 A61B006/00 A61B017/88 A61B090/00
US10092186 | B2 | 2018-10-09 | Advanced patient management with environmental data | 2016-10-24 | Systems, devices and methods for using environmental data to manage health care are disclosed. One aspect is an advanced patient management system. In various embodiments, the system includes at least one implantable medical device (IMD) to acquire at least one IMD parameter indicative of patient wellness, means to acquire at least one environmental parameter from at least one external source, and means to correlate the at least one parameter indicative of patient wellness and the at least one environmental parameter to assist with patient health care decisions. Other aspects and embodiments are provided herein. | 1. A system for monitoring a heart failure patient, the system comprising: a first sensor configured to acquire a first physiological or physical parameter and one or more second sensors configured to acquire one or more second physiological or physical parameters different than the first physiological or physical parameter;at least one medical device configured to acquire an environmental parameter that is capable of affecting at least one of the first or the one or more second physiological or physical parameters; andwherein the at least one medical device is configured to adjust the first or one or more second physiological or physical parameters based on the environmental parameter, and to determine a heart failure (HF) status indication using the adjusted first or one or more second physiological or physical parameters. 2. The system of claim 1, further comprising a display for displaying one or more of the first and one or more second physiological or physical parameters and the environmental parameter, wherein the at least one medical device is configured to adjust the displayed physiological or physical parameters based on the environmental parameter. 3. The system of claim 1, wherein the at least one medical device includes an implantable medical device (IMD) and an external device communicatively coupled to the IMD, the external device configured to acquire an environmental parameter, and the IMD or the external device configured to determine the HF status indication using the first and one or more second physiological or physical parameters and the environmental parameter. 4. The system of claim 1, wherein the at least one medical device is configured to: determine a correlation between the environmental parameter and the first or one or more second physiological or physical parameters;determine a change in the first or one or more second physiological or physical parameters to be attributable to a change in the environmental parameter based on the determined correlation; anddetermine the HF status indication using the determined change attributably: to the change in the environmental parameter. 5. The system of claim 4, further comprising a therapy circuit configured to deliver a heart failure therapy in response to a detected worsening HF status indication, wherein the at least one medical device are configured to cooperate to program the heart failure therapy based on the determination that the change in the first or one or more second physiological or physical parameters is attributable to the change in the environmental parameter. 6. The system of claim 1, wherein the first sensor includes a heart sound sensor configured to acquire the first physiological or physical parameter including a heart sound parameter indicative of cardiac systolic or diastolic function. 7. The system of claim 1, wherein the second sensor includes one of the sensors selected from the group consisting of: a heart rate sensor;a respiration sensor to a... | Cardiac Pacemakers, Inc. | A61B005/00 G06F019/00 A61B005/0205 A61B005/11 A61B007/04 G16H040/63 G16H050/30 A61N001/372 A61B005/053 A61B005/08 A61B005/091
US10105064 | B2 | 2018-10-23 | Physiological sensor delivery device and method | 2017-12-06 | An intravascular sensor delivery device for measuring a physiological parameter of a patient, such as blood pressure, within a vascular structure or passage. In some embodiments, the device can be used to measure the pressure gradient across a stenotic lesion or heart valve. For example, such a device may be used to measure fractional flow reserve (FFR) across a stenotic lesion in order to assess the severity of the lesion. The sensor delivery device has a distal sleeve configured to pass or slide over a standard medical guidewire. Some distance back from the sensor and distal sleeve, the device separates from the guidewire to permit independent control of the sensor delivery device and the guidewire. The sensor delivery device can be sized to pass over different sizes of guidewires to enable usage in coronary and peripheral arteries, for example. | 1. A method of evaluating an anatomical structure, the method comprising: inserting a guidewire into the anatomical structure of a patient;positioning a sensor delivery device over the guidewire to a location of interest within the anatomical structure of the patient, wherein the sensor delivery device comprises a distal sleeve having a guidewire lumen through which the guidewire is configured to be inserted, a proximal portion extending proximally from the distal sleeve, a first sensor configured to measure a physiological parameter of the patient, and a communication channel configured to communicate a signal from the first sensor to a location outside of the patient, wherein the sensor delivery device is positioned such that the first sensor is distal to the location of interest;subsequent to positioning the first sensor of the sensor delivery device distal to the location of interest, measuring the physiological parameter of the patient with the first sensor during a phase of a cardiac cycle of the patient;measuring the physiological parameter of the patient with a second sensor proximal to the location of interest;calculating a numerical value using the physiological parameter measured by the first sensor and the physiological parameter measured by the second sensor; andproviding the numerical value to evaluate the anatomical structure. 2. The method of claim 1 wherein the numerical value is based on a ratio of the physiological parameters measured by the first and second sensors. 3. The method of claim 1 wherein the numerical value is based on a difference between the physiological parameters measured by the first and second sensors. 4. The method of claim 1 wherein the physiological parameter measured by the first and second sensors is pressure. 5. The method of claim 4 wherein the pressure is measured during a diastolic phase of the cardiac cycle. 6. The method of claim 5 wherein the pressure measured by at least one of the first and second sensors is an average value. 7. The method of claim 4 wherein the pressure measured by at least one of the first and second sensors is an average value using measurements obtained during a diastolic phase of more than one cardiac cycle. 8. The method of claim 4 wherein the first sensor obtains pressure measurements during substantially the same phase of the cardiac cycle as the second sensor. 9. The method of claim 8 wherein the first and second sensors obtain pressure measurements substantially simultaneously. 10. The method of claim 7 wherein the average value is determined based upon a single pressure measurement obtained during each of a number of successive cardiac cycles. 11. The method of claim 10 wherein the successive cardiac cycles consists of at least two consecutive cardiac cycles. 12. The method of claim 7 wherein the average value is determined based upon multiple pressure measurements obtained during each of a number of successive cardiac cycles. 13. The method of claim 12 wh... | ACIST Medical Systems, Inc. | A61B005/00 A61B005/02 A61M005/00 A61B005/0205 A61B005/026 A61B005/1455 A61B005/0215 A61M025/09 A61B006/00 A61M025/01 A61M025/00 A61B005/145 A61B005/01
US10111794 | B2 | 2018-10-30 | Person support apparatus having physiological sensor | 2017-08-10 | A person support apparatus includes a frame and a support surface cooperating with the frame to support a person. The person support apparatus also has a sensor coupled to one of the frame and the support surface. The sensor detects at least one characteristic associated with the person. A controller is coupled to the sensor. In response to at least one of a condition of the frame, a condition of the support surface, a position of the person, or a condition of the person, the controller operates to control the sensor by at least one of changing a gain of the sensor and changing a manner in which a signal from the sensor is filtered. In some instances, the controller turns the sensor off. | 1. A patient support apparatus comprising a lower frame,an upper frame adjustable relative to the lower frame and comprising a support deck having a head deck section,a vital signs sensor coupled to the head deck section and configured to detect at least one of heart rate and respiration rate,at least one load sensor configured to detect a patient supported by the deck;a controller configured to control movements of the patient support apparatus and in electrical communication with the vital signs sensor and the load sensor, anda user interface coupled to the controller and configured to display information regarding the patient support apparatus, wherein the controller is included as part of a CAN network of the patient support apparatus. 2. The patient support apparatus of claim 1, further comprising a network communication interface coupled to the controller and configured to communicate data from the patient support apparatus to a remote electronic system. 3. The patient support apparatus of claim 1, further comprising a pressure sensor configured to detect the pressure of an inflatable bladder. 4. The patient support apparatus of claim 1, wherein the controller is configured to adjust a sensitivity of the vital signs sensor. 5. The patient support apparatus of claim 4, wherein the controller adjusts the sensitivity of the vital signs sensor in response to information from the force sensor. 6. The patient support apparatus of claim 4, wherein the controller adjusts the sensitivity of the vital signs sensor by changing a gain of the vital signs sensor or by changing a manner in which a signal from the vital signs sensor is filtered. 7. The patient support apparatus of claim 1, wherein the controller is configured to turn power to the vital signs sensor on and off. 8. The patient support apparatus of claim 7, wherein the controller is configured to turn power to the vital signs sensor on and off in response to information from the force sensor such that power to the vital signs sensor is turned on by the controller in response to the force sensor sensing that the patient is present on the patient support apparatus and such that power to the vital signs sensor is turned off by the controller in response to the force sensor sensing that the patient is absent from the patient support apparatus. 9. A patient support apparatus comprising a lower frame,an upper frame adjustable relative to the lower frame and comprising a support deck having a head deck section,a vital signs sensor coupled to the head deck section and configured to detect at least one of heart rate and respiration rate,at least one load sensor configured to detect a patient supported by the deck,a controller configured to control movements of the patient support apparatus and in electrical communication with the vital signs sensor and the load sensor,a user interface coupled to the controller and configured to display information regarding the patient support apparatus, anda ... | Hill-Rom Services, Inc. | A61G007/057 A61G007/005 A61G007/012 A61B005/00 A61B005/11 A61B005/08 A61B005/024
US10102730 | B2 | 2018-10-16 | Monitoring apparatus for monitoring a targets exposure to danger | 2017-04-05 | A monitoring apparatus includes a detector and a notifying unit. The detector detects, based on an image obtained by capturing an image of a space in which a monitoring target acts, an act which is likely to cause the monitoring target to be exposed to danger. The notifying unit sends, in accordance with the act and an exercise ability of the monitoring target, a notification indicating that the monitoring target is likely to be exposed to danger. | 1. A monitoring apparatus comprising: a detector, implemented on one or more processors, that receives an image from an image capturing device, the image being of an environment in which a monitoring target acts, and determines whether an act captured in the image is likely to cause the monitoring target to be exposed to danger, the act including the monitoring target moving towards a preselected location within a preselected range of an object in the environment; anda notifying unit, implemented on the one or more processors, that sends over a network, in accordance with a determination that the act is likely to expose the monitoring target to harm based on the act and a predetermined fitness level of the monitoring target, a notification indicating that the monitoring target is likely to be exposed to danger to at least one of the monitoring target and a third party. 2. The monitoring apparatus according to claim 1, further comprising: an identifying unit, implemented on the one or more processors, that identifies a dangerous place in the environment and a degree of dangerousness indicating a degree of dangerousness at the dangerous place, the dangerous place being a location within range of another object in the environment; anda setting unit, implemented on the one or more processors, that sets, based on information of the predetermined fitness level, an allowable degree of dangerousness indicating a possibility that the monitoring target may be exposed to danger,wherein when the monitoring target approaches the dangerous place with a degree of dangerousness exceeding the allowable degree of dangerousness, the notifying unit sends a notification indicating that the monitoring target is likely to be exposed to danger. 3. The monitoring apparatus according to claim 2, wherein the identifying unit acquires environmental map data of the environment and identifies, based on the environmental map data, the dangerous place and the degree of dangerousness, andwherein the detector detects, based on the environmental map data and the image, the act of approaching the dangerous place. 4. The monitoring apparatus according to claim 1, further comprising: an identifying unit, implemented on the one or more processors, that identifies a dangerous place in the environment and a degree of dangerousness indicating a degree of dangerousness at the dangerous place, the dangerous place being a location within range of another object in the environment; anda setting unit, implemented on the one or more processors, that sets, based on information of the predetermined fitness level, an allowable degree of dangerousness indicating a possibility that the monitoring target may be exposed to danger,wherein the detector detects the monitoring target climbing an upper dangerous place, andwherein when the monitoring target climbs toward the dangerous place with a degree of dangerousness exceeding the allowable degree of dangerousness, and the notifying unit sends a not... | FUJI XEROX CO., LTD. | G08B021/02 G08B021/04 G08B021/18 A61B005/11 G06K009/00 G08B021/22
US10080498 | B1 | 2018-09-25 | Capnography device with constant remote surveillance and notification capabilities | 2018-03-05 | A capnography device including a suitable sensor to measure carbon dioxide concentration for a target patient/user is provided. Such a device utilizes at least one microprocessor (MCU) to govern overall activation and communication between the capnograph and ultimately a data center. Such a component is provided with at least one RFID tag in order to charge device and transfer data via inductive coupling and to use as device ID for data routing purposes. The MCU may thus provide pre-programmed information to determine alert levels for a target patient/user, with the utilization, additionally of a data recordation device to capture all sensor results for such a target patient/user as well. If an alert occurs, the MCU transfers of all subsequent information from the sensors to the data center. Thus, the inventive device and system provides a real-time, reliable, wireless surveillance and notification platform that has been lacking in the industry. | 1. A capnography monitoring, notification, and analysis system for an individual person comprising a) a capnography device having an exhalation capture passage, an infrared source providing an infrared beam through said passage, an infrared sensor aligned opposite said infrared source to detect voltage variations associated with carbon dioxide concentrations, inspiration length, and expiration length within said individual's captured respiratory status, a microcomputer (MCU) programmed with a capnograph waveform generating algorithm, at least one radio frequency identification (RFID) tag, an optional data storage component other than said microcomputer, and a communication component including a WIFI antenna, a blue-tooth antenna, and, optionally, a cellular communicator, b) an external connectivity base comprising an inductive coupling component associated with said capnography device, a receiver component for reception of communicated information from said capnography device, a computer processor, and an information transfer component, wherein said external connectivity base computer processor is programmed with the same waveform generating algorithm as the capnography device, and c) a data center comprising a rules engine, and a computer processor, wherein said data center computer processor is programmed with the same waveform generating algorithm as the capnography device; wherein said algorithm programmed within said capnography device, said external connectivity base, and said data center compiles infrared sensor measurements from said infrared sensor to generate a capnograph waveform associated therewith, wherein said MCU of said capnography device further includes pre-set parameters associated with certain maximum and minimum carbon dioxide measurement concentrations, inspiration length measurement durations, and expiration length measurement durations as captured by said infrared sensor and compiled by said algorithm in a waveform, wherein if at any time during utilization by said individual, said parameters are exceeded in terms of said maximum or below said minimum carbon dioxide concentrations for a pre-set continuous amount of time, then said microcomputer generates an alarm for communication for immediate notification to pre-selected parties as to the condition of said individual in relation to said exhalation carbon dioxide concentration measurements, wherein, upon such a notification action, said capnography device continues to capture carbon dioxide exhalation concentration measurements with transfer from said MCU in noncompiled state to at least one communication component of said at least one RFID tag, Bluetooth antenna, WIFI antenna, and/or cellular communicator, for continuous transfer to either said external connectivity base thereafter and subsequently to said data center, or, alternatively, directly to said data center, and said MCU further generates an alarm code within said capnograph waveform generating algorithm therei... | - | A61B005/08 A61B005/00 G16H040/67 A61B005/097
US10080517 | B2 | 2018-09-25 | Methods and structures for assembling lancet housing assemblies for handheld medical diagnostic devices | 2014-10-16 | A method of assembling a lancet housing assembly comprising multiple lancets for use in a portable handheld medical diagnostic device for sampling bodily fluids from a skin site of a patient is disclosed. The method includes forming a plurality of lancet structures in a lancet sheet. The lancet sheet has a removable ledge for releasing the lancet structures. The removable ledge of the lancet sheet is flexed for releasing the lancet structures from the removable ledge. | 1. A lancet sheet providing multiple lancets for a lancet housing assembly for use in a portable handheld medical diagnostic device for sampling bodily fluids from a skin site of a patient, the lancet sheet comprising: a first removable ledge and a second removable ledge, each formed of material forming the lancet sheet;a plurality of lancet structures formed of material forming the lancet sheet, the plurality of lancet structures comprising a skin penetrating end and a blood transport portion adjacent the skin penetrating end, wherein the skin penetrating end is shaped and sized to penetrate the patient's skin at the skin site to provide an amount of blood; anda plurality of spring components formed of material that forms the lancet sheet that releasably connect the plurality of lancet structures to the first and the second removable ledges, wherein the first and the second removeable ledges are connected to the plurality of lancet structures via the plurality of spring components so as to be able to be flexed relative to a plane of the lancet sheet and configured to be broken from the plurality of lancet structures when the first and the second removeable ledges are flexed relative to the plurality of lancet structures. 2. The lancet sheet of claim 1, wherein the plurality of spring components comprise: an attachment spring arm connected to a lancet structure of one of the plurality of lancet structures; anda ledge attachment arm that connects the attachment spring arm to one of the first or the second removable ledges. 3. The lancet sheet of claim 2, wherein the attachment spring arm is connected to the lancet structure by a lancet attachment arm, wherein the lancet attachment arm is connected at a first end of the attachment spring arm, the attachment spring arm being connected at a second opposite end to the ledge attachment arm. 4. The lancet sheet of claim 3, wherein the lancet attachment arm is connected to the lancet structure by a breakable finger. 5. The lancet sheet of claim 4, wherein the breakable finger comprises a line of weakness. 6. A lancet housing pre-assembly for forming a lancet housing assembly comprising multiple lancet structures for use in a portable handheld medical diagnostic device for sampling bodily fluids from a skin site of a patient, the lancet housing pre-assembly comprising: an upper disk member;a lower disk member that connects to the upper disk member for forming a plurality of lancet compartments therebetween for housing a plurality of lancet structures; andthe lancet sheet of claim 1. 7. The lancet housing pre-assembly of claim 6, wherein the plurality of spring components comprise: an attachment spring arm connected to a lancet structure of one of the plurality of lancet structures; anda ledge attachment arm that connects the attachment spring arm to one of the first or the second removable ledges. 8. The lancet housing pre-assembly of claim 7, wherein the attachment spring arm is connected to the l... | Roche Diabetes Care, Inc. | A61B005/15 A61B005/151 A61B005/145 A61B005/157
US10111590 | B2 | 2018-10-30 | Health monitoring device | 2015-08-26 | One example discloses a health monitoring device, including: a communications circuit configured to receive a set of health sensor data based on a body surface; and a near-field antenna, coupled to the circuit, and conformally coupled to the body surface. | 1. Health monitoring device, comprising: a single-use structure comprising: a set of sensors configured to generate a set of health sensor data based on a body surface;a communications circuit configured to receive the set of health sensor data based on the body surface; anda first near-field antenna, coupled to the circuit, and configured to be conformally coupled to the body surface, wherein the set of sensors and the first near-field antenna are externally powered passive circuits; anda re-useable structure, wherein the re-usable structure is wearable, the re-usable structure comprising: a near-field reader configured to process the set of health sensor data based on the body surface;a second near-field antenna configured to communicate with the first near-field antenna in the single-use structure, wherein the second near-field antenna is configured to be conformally coupled to the body surface; andwherein the first near-field antenna and the second near-field antenna are aligned to an axis of the body surface circumference, wherein the alignment to the axis of the body surface circumference provides proper angular alignment between the first and second near-field antennas,wherein the single-use structure is wholly powered by a near-field signal from the re-useable structure. 2. The device of claim 1: wherein the body surface has a maximum cross-section; andwherein the first near-field antenna has at least one spatial dimension greater than or equal to the maximum cross-section. 3. The device of claim 1: wherein the first near-field antenna is configured to surround at least one of: the body surface, a waist, a torso, an arm, a leg, a lower body region, a wound, a chest, or a head. 4. The device of claim 1: wherein the first near-field antenna includes at least one of: an air core or a ferrite core. 5. The device of claim 1: wherein a shape of the first near-field antenna is at least one of: a solenoid, a dipole, a closed shape, a spiral or a loop. 6. The device of claim 1: wherein the first near-field antenna includes a detachable electrical coupling between a first and second antenna segments. 7. The device of claim 1: wherein the first near-field antenna is embedded in at least one of: an item of clothing, a sock, an undergarment, a diaper, a bandage, a tape, a splint, a cast, a bed sheet, a cushion, or a covering. 8. The device of claim 1: wherein at least one of the sensors is: a humidity sensor, a temperature sensor, a pressure sensor, a gas sensor, molecular sensor, a microbial sensor, a stress sensor, a position sensor, or a proximity sensor. 9. The device of claim 1: wherein the re-useable structure further comprises a wireless antenna configured to transmit the set of health sensor data using at least one of: a wifi signal, a cellular signal, a Bluetooth signal, or a zigbee signal. 10. The device of claim 9: wherein the re-useable structure is configured to transmit an alarm signal over the wireless antenna in response to a ... | NXP B.V. | A61B005/00 A61F013/42
US10111604 | B2 | 2018-10-30 | Portable apparatus for detecting breast cancer | 2017-01-24 | An apparatus for detecting abnormal masses such as breast cancer includes a measurement sensor configured to obtain a voltage at a first area of a first breast of a subject; a reference sensor configured to obtain a voltage at a second area of a second breast of the subject, a position of the first area corresponding to a position of the second area; and a detector, wherein the detector includes a differential amplifier configured to amplify a voltage input from the at least one of the measurement sensor and the reference sensor; an active low pass filter configured to pass a signal frequency of a low frequency band among signals transmitted from the differential amplifier; a driver amplifier configured to amplify a signal passed through the active low pass filter; and an analog-to-digital (AD) converter configured to convert the signal amplified by the driver amplifier into a digital signal. | 1. A portable breast cancer screening device comprising: a measurement sensor configured to measure a biological potential in a first breast area of a subject;a reference sensor configured to measure a biological potential in a second breast area corresponding to a position at which the measurement sensor is attached; anda detector electrically connected to a peripheral sensor configured to measure a biological potential around the position at which the measurement sensor is attached, and configured to measure a biological potential generated in a body,wherein the detector comprises: an overvoltage/overcurrent protection circuit configured to block a leakage current from being introduced to the detector;a differential amplifier configured to amplify a voltage input from a sensor among the measurement sensor, the reference sensor, and the peripheral sensor;an active low pass filter configured to pass only a signal frequency of a low frequency band among signals transmitted from the differential amplifier;a driver amplifier configured to amplify a signal passed through the active low pass filter;an analog-to-digital (AD) converter configured to convert the signal amplified by the driver amplifier into a digital signal; anda ground operating circuit electrically connected to the differential amplifier,wherein the ground operating circuit comprises: an operational amplifier having two input terminals that are electrically connected to the differential amplifier and a reference voltage, respectively;a resistor electrically connected between the operational amplifier and an output voltage;a first capacitor electrically connected between the differential amplifier and the output voltage; anda second capacitor electrically connected between the operational amplifier and the output voltage. 2. The portable breast cancer screening device according to claim 1, wherein the differential amplifier is further configured to amplify a difference between two voltages when biological potential values measured by the measurement sensor and the reference sensor are input thereto. 3. The portable breast cancer screening device according to claim 1, wherein the differential amplifier amplifies a voltage of a difference between biological potential values measured by the peripheral sensor and the reference sensor. 4. The portable breast cancer screening device according to claim 1, wherein a part of the ground operating circuit is of an open loop type. 5. The portable breast cancer screening device according to claim 1, wherein the ground operating circuit is electrically connected to a plurality of differential amplifiers. 6. The portable breast cancer screening device according to claim 1, wherein the signal frequency of the low frequency band is 50 Hz or less. 7. The portable breast cancer screening device according to claim 1, further comprising: a controller electrically connected to the AD converter and configured to store an algorithm for calculating the di... | - | A61B005/053 A61B005/00
US10105072 | B2 | 2018-10-23 | Measurement device for measuring bio-impedance and/or a bio-potential of a human or animal body | 2014-12-19 | Measurement device for measuring a bio-impedance and/or a bio-potential of a human or animal body and adapted to be worn on the body, including: at least two electrode sensors. Each of the at least two electrode sensors includes a first electrical contact configured to be in electrical contact with the skin of the body when the system is worn, and a second electrical contact. A single electrical connector electrically connects the at least two electrode sensors with each other via the second electrical contact. An active device is configured to cooperate with a subset of the at least two electrode sensors such that the potential of the electrical connector is substantially equal to a projected potential determined from the potential of the first electrical contact of each electrode sensor of the subset when the measurement device is worn. | 1. Measurement device for measuring a bio-impedance and/or a bio-potential of a human or animal body and adapted to be worn on the body, comprising: at least two electrode sensors;each of said at least two electrode sensors comprising a first electrical contact configured to be in electrical contact with the skin of the body when the system is worn, and a second electrical contact;an electrical connector electrically connecting said at least two electrode sensors with each other via the second electrical contact; andan active device configured to provide a voltage or a current that sets the potential of the electrical connector to be equal to a calculated potential determined from the potential of the first electrical contact of each electrode sensor of a subset of said at least two electrode sensors, when the measurement device is worn. 2. The measurement device according to claim 1, wherein said at least two electrode sensors comprises a first measuring electrode sensor and a second measuring electrode sensor; andwherein said active device comprises a first current source included in the first measuring electrode sensor and configured to inject a first current, and another current source included in the second measuring electrode sensor and configured to inject a second current having a magnitude substantially equal to the one of the first current and opposed polarity,such that the potential of the electrical connector is substantially equal to a calculated potential determined from the potential of the first electrical contact of each measuring electrode sensors when the measurement device is worn; and a potential difference between the first and second measuring electrode sensors in combination with the second current can be used for measuring the bio-impedance of the body. 3. The measurement device according to claim 1, further comprising:at least one reference electrode sensor;at least two measuring electrode sensors;wherein said active device comprises a voltage source included in said at least one reference electrode sensor, a voltage measuring device included in at least one of the measuring electrode sensors; anda controller,wherein:the voltage source is controllable by the controller,the voltage measuring device is configured to measure a voltage between the first and second electrical contacts of said at least one of the measuring electrode sensors when the measurement device is worn; andthe measured voltage being inputted to the controller. 4. The measurement device according to claim 3, further comprising a transmission means for transmitting the measured voltage from the voltage measuring device to an input of the controller. 5. The measurement device according to claim 4, wherein said transmission means comprises a wireless device for transmitting the voltage to the input. 6. The measurement device according to claim 4, wherein said transmission means comprises a modulator for modulating the voltage and a demodulator for demo... | CSEM CENTRE SUISSE D'ELECTRONIQUE ET DE MICROTECHNIQUE SA—RECHERCHE ET DÉVELOPPEMENT | A61B005/04 A61B005/0408 A61B005/0428 A61B005/053 A61B005/00
US10089755 | B2 | 2018-10-02 | Guidewire detection systems, methods, and apparatuses | 2016-07-25 | In part, the disclosure relates to methods of guidewire detection in intravascular data sets such as scan lines, frames, images and combinations thereof. Methods of generating one or more indicia of a guidewire in a representation of blood vessel are also features of the disclosure. A carpet view is generated in one embodiment and regions of relatively higher contrast are detected as candidate guidewire regions. In one embodiment, the disclosure relates to selective removal of guidewire segments from a set of intravascular data and the display of a representation of a blood vessel via a user interface. Representations of a guidewire can be toggled on and off in one embodiment. | 1. A method of detecting a guidewire in a blood vessel comprising: storing, using an intravascular imaging system, one or more intravascular image datasets of the blood vessel, each intravascular dataset comprising a plurality of scan lines;detecting, using one or more guidewire modules of the intravascular imaging system, a guidewire shadow on one or more scan lines of the plurality of scan lines;determining a guidewire offset for each guidewire shadow;determining on a per frame basis a candidate guidewire detection using one or more guidewire offsets such that a plurality of candidate guidewire detections is generated;generating a plurality of candidate guidewire segments from the plurality of candidate guidewire detections;removing spurious guidewire segments from the plurality of candidate guidewire segments to generate a set of detected guidewire segments; andlinking segments from the set of detected guidewire segments, using one or more guidewire modules of the intravascular imaging system, to generate one or more contiguous guidewire representations. 2. The method of claim 1 further comprising displaying a guidewire representation comprising one or more contiguous guidewire representations in a user interface of the intravascular imaging system. 3. The method of claim 1 further comprising generating a carpet view from the plurality of scan lines; andbinarizing the carpet view to generate a binary carpet view mask;wherein the step of removing spurious guidewire segments includes scoring candidate guidewire segments based on intersection of the candidate segments with “on” regions in the binary carpet view mask. 4. The method of claim 1 further comprising generating a mapping of all possible detection linkages from the plurality of candidate guidewire detections, and using the segment mapping to link the detections into contiguous guidewire representations. 5. The method of claim 1 wherein one or more of the steps of: detecting a guidewire shadow on one or more scan lines of the plurality of scan lines;determining a guidewire offset for each guidewire shadow; anddetermining on a per frame basis a candidate guidewire detection is performed using a single-frame processing implementation. 6. The method of claim 1 wherein one or more of the steps of: generating a plurality of candidate guidewire segments;removing spurious guidewire segments; andforming guidewire representations from the set of detected guidewire segments are performed using a multi-frame processing implementation. 7. The method of claim 1 wherein segment linking further comprises: linking a detection from a distal frame to an existing segment if a distance metric between a tail of the segment and a new detection is less than a threshold; andlinking a detection from a next most distal frame to an existing segment if an extrapolated location of that segment within the frame lies within a narrow distance of the detection. 8. The method of claim 1 further comprising providing... | LIGHTLAB IMAGING, INC. | G06T011/00 A61B005/00 A61B008/08 A61B008/12 A61M025/09 A61B005/02 A61B005/06 G06T007/70 G06T007/00
US10105535 | B2 | 2018-10-23 | Implantable stimulation capsule | 2016-11-25 | The present disclosure relates to implantable capsules for stimulation. One implantable capsule includes a tubular body and a distal member provided at its distal end with an anchoring device adapted to penetrate into a tissue of a wall of an organ of a patient and a distal electrode, the body accommodating a set of functional elements of the capsule and including a proximal electrode. The capsule includes an electrically insulating member between the body and the distal member to isolate the distal member of said body. | 1. An implantable capsule for cardiac stimulation comprising: a tubular body accommodating functional circuitry and comprising a proximal electrode provided at a proximal end of the tubular body;a distal member provided at a distal end of the body, the distal member comprising a distal electrode and an anchoring device structured to penetrate a tissue wall of an organ of a patient; and an electrically insulating member between the body and the distal member to isolate the distal member, the electrically insulating member comprising a single piece of insulating material. 2. The implantable capsule of claim 1, wherein the distal member comprises the electrically insulating member. 3. The implantable capsule of claim 1, wherein the anchoring device is secured to the electrically insulating member. 4. The implantable capsule of claim 1, wherein the distal electrode is secured to the electrically insulating member, the electrically insulating member comprising a through hole for electrically connecting the distal electrode to an electrical connection of the body. 5. The implantable capsule of claim 4, wherein the distal electrode and the electrical connection of the body are connected by a conductive member, the distal electrode secured to said conductive member by laser shot. 6. The implantable capsule of claim 5, wherein the electrically insulating member has an orifice through which the laser shot is formed. 7. The implantable capsule of claim 1, the body comprising, at its distal end, a distal support member, said distal support member comprising a fastening device of the distal member. 8. The implantable capsule of claim 5, the body comprising, at its distal end, a distal support member, said distal support member comprising a fastening device of the distal member, wherein the distal support member comprises an opening for access to the electrical connection of the body. 9. The implantable capsule of claim 7, wherein the fastening device of the distal member comprises at least one opening and the distal member comprises at least one stud adapted to be inserted into the opening of the fastening device of the distal member. 10. The implantable capsule of claim 1, wherein the anchoring device is fixed to an anchor bracket secured to the electrically insulating member. 11. The implantable capsule of claim 10, wherein the electrically insulating member comprises a transverse bearing surface in an axis perpendicular to an axis remote from an axis of the capsule and the anchor bracket held by an axle or rod extending in a channel under the transverse bearing surface parallel to the bearing surface. 12. A method of assembling an implantable capsule for providing stimulation, said capsule comprising a tubular body and a distal member having at its distal end an anchoring device adapted to penetrate into a tissue of a wall of an organ of a patient and a distal electrode provided at the distal end of the tubular body, the body accommodating funct... | Sorin CRM SAS | A61N001/05 A61N001/375 A61N001/372 A61B005/00 A61B005/042 A61B005/07
US10085640 | B2 | 2018-10-02 | Distributed system architecture for continuous glucose monitoring | 2016-05-11 | The present disclosure relates to techniques for receiving glucose data from a continuous glucose sensor and controlling the use and redistribution of that data so it is used in an intended manner. In one aspect, a method includes preparing data including glucose levels using a continuous glucose sensor unit; wirelessly transmitting the data relating to the glucose levels to a display device from the continuous glucose sensor unit; automatically forwarding the data relating to the glucose levels from the display device to a cloud computing architecture; and storing the data relating to the glucose levels in separate groups at the cloud computing architecture. | 1. A method for securely transmitting data, comprising: preparing data including glucose levels using a continuous glucose sensor unit;wirelessly transmitting the data relating to the glucose levels to at least one display device from a transmitter associated with the continuous glucose sensor unit;automatically forwarding the data relating to the glucose levels from the at least one display device to a cloud computing architecture; andstoring the data relating to the glucose levels in separate groups at the cloud computing architecture, wherein the data relating to the glucose levels comprises a first set of data and a second set of data, wherein the first set of data comprises real-time data, the real-time data comprising one or more of glucose values, a current status of the continuous glucose sensor unit, or timestamps associated with measurements used to obtain the glucose values; and the second set of data comprises at least one of information for calibrating the continuous glucose sensor unit and information used for technical support of the continuous glucose sensor unit;encrypting the first set of data by the transmitter;encrypting the second set of data by the transmitter;decrypting and displaying the first set of data by the at least one display device;preventing the at least one display device from decrypting the second set of data;decrypting the second set of data by the cloud computing architecture;storing a first key to decrypt the first set of data by the at least one display device;storing a second key to decrypt the second set of data by the cloud computing architecture;preventing the second key from being accessed by the at least one display device; andselectively determining, by the cloud computing architecture, whether to grant access to the first set of data and the second set of data by one or more requesting systems, wherein the requesting systems comprise a technical support system, at least one third-party application, and a data warehouse, wherein the cloud computing architecture: grants the technical support system access to the first set of data and the second set of data;grants the at least one third-party application access to the first set of data; andgrants the data warehouse access to the first set of data and the second set of data. 2. The method of claim 1, wherein the data relating to the glucose levels comprises measured glucose values and system diagnostic data. 3. The method of claim 1, further comprising: providing, by the at least one display device, additional data with the data relating to the glucose levels,wherein the automatically forwarding the data comprises automatically forwarding the additional data and the data relating to the glucose levels. 4. The method of claim 1, further comprising storing the data relating to the glucose levels in separate groups comprises storing the first set of data on a first server and the second set of data on a second server. 5. The method of claim 1, further c... | DexCom, Inc. | G06F015/173 A61B005/00 G06F019/00 G06F021/62 A61B005/145 A61B005/1495 H04L012/26 H04L029/08 G08B021/02 H04M001/725 G16H010/60 H04W088/02
US10070804 | B2 | 2018-09-11 | Apparatus and method for the collection of samples of exhaled air | 2011-12-07 | An apparatus for the collection of samples of exhaled air during normal respiration, comprising a flow generator, an orally insertable exhalation air receiver, and a device for isolating the nasal airways, wherein the apparatus further comprises: a sensor for detecting a change in a parameter representing the change from inhalation to exhalation and to transmit said change as a signal; a control unit adapted to receive said signal and to control said device for isolating the nasal airways; wherein the flow generator is connected to or integrated with the exhalation air receiver. A method of collecting samples of exhaled air during normal respiration conditions, comprising the steps of: detecting a change in a parameter representing the change from inhalation to exhalation and transmitting said change as a signal; receiving said signal in a control unit; activating a device for isolating the nasal airways; activating a flow generator connected to an exhalation air receiver; and collecting a sample of exhaled air during exhalation when the nasal airways are isolated. | 1. An apparatus for collection of samples of exhaled air during respiration of a subject, said subject having a nose, a root and apex of said nose, nasal airways comprising nostrils and a vestibule and atrium of said nostrils, a mouth, lips, an oral cavity, and a pharyngeal cavity comprising a soft palate and pharynx, the apparatus comprising a sample collector, an exhalation air receiver, and a device for isolating the nasal airways, wherein the apparatus further comprises: at least one sensor for detecting a change in a parameter representing a change from inhalation to exhalation and to transmit said change as a signal;a flow generator;a control unit adapted to receive said signal and to control said device for isolating the nasal airways, and to control the flow generator to create a flow of exhaled air through the sample collector; whereinthe flow generator is in fluid communication with the sample collector; and the sample collector is in fluid communication with or integrated with the exhalation air receiver;wherein the device for isolating the nasal airways comprises a means for blocking the passage of air through the nasal airways, said means comprising inflatable pads adapted for placing on the outside of the nose between the root and the apex of the nose, wherein the inflatable pads in an inflated state compress the vestibule and/or atrium of both nostrils blocking the passage of air through the nasal airways. 2. The apparatus according to claim 1, wherein the exhalation air receiver comprises an elongated, hollow structure having a body for insertion into the oral cavity; with at least one inlet opening for exhalation air adapted to be positioned in the pharyngeal cavity, and an outlet opening adapted to be positioned outside the lips; wherein said at least one inlet opening communicates with the outlet opening via a hollow space of the body or via a tubing through the body, and the outlet opening is connected to the flow generator. 3. The apparatus according to claim 1, wherein said at least one sensor for detecting an inhalation and at least a beginning of an exhalation is chosen from an optical sensor, a temperature sensor, a flow meter, a pressure sensor, an impedance meter, an EEC electrode, a humidity sensor, an expansion meter, a piezoelectric sensor, an acoustic sensor, or any combination thereof. 4. The apparatus according to claim 1, wherein the flow generator comprises a gas-impermeable collection bag surrounded by a container, wherein the container can be evacuated, producing a vacuum in order to aspire a sample into said collection bag. 5. The apparatus according to claim 1, wherein the flow generator comprises a pump or fan, adapted for accurately maintaining a flow in the range of 1-100 ml/s. 6. The apparatus according to claim 1, wherein the device for isolating the nasal airways comprises an orally insertable expandable body which, when in place in the oral cavity and positioned under the soft palate, in expanded... | Circassia AB | A61B005/08 A61B005/097 G01N033/497 A61B005/00 A61B005/113
US10096107 | B2 | 2018-10-09 | Intelligent medical image landmark detection | 2016-12-21 | Intelligent image parsing for anatomical landmarks and/or organs detection and/or segmentation is provided. A state space of an artificial agent is specified for discrete portions of a test image. A set of actions is determined, each specifying a possible change in a parametric space with respect to the test image. A reward system is established based on applying each action of the set of actions and based on at least one target state. The artificial agent learns an optimal action-value function approximator specifying the behavior of the artificial agent to maximize a cumulative future reward value of the reward system. The behavior of the artificial agent is a sequence of actions moving the agent towards at least one target state. The learned artificial agent is applied on a test image to automatically parse image content. | 1. A method of machine learning for intelligent image parsing, the method comprising: receiving, by a processor, a plurality of training images;training, by the processor and based on the plurality of training images, an artificial agent to parse a test medical image to identify a landmark location in the test medical image, wherein training simultaneously trains: a search strategy model to find the landmark location by determining a set of actions that change the agent location towards the location of the target landmark in the test medical image, wherein the search strategy model searches less than the entire test medical image; andan appearance model to identify the landmark location based on a currently observed image patch in the test medical image at the agent location; andstoring, in a memory, the trained artificial agent for identifying a landmark location in the test medical image. 2. The method of claim 1, wherein the search strategy model comprises an optimal action-value function. 3. The method of claim 1, wherein simultaneously training the search strategy model and the appearance model comprises encoding parameters of the search strategy model and parameters of the appearance model in a multilayer data representation. 4. The method of claim 3, wherein the multilayer data representation is a deep neural network. 5. The method of claim 4, wherein training the artificial agent comprises using experience memory from previously parsed patches to solve for parameters of the deep neural network. 6. The method of claim 1, wherein training the search strategy model comprises maximizing a future reward using a reward system based on reward values for each action, and wherein training the appearance model is based on an annotated landmark location indexed in each of the training images. 7. The method of claim 1, further comprising: receiving the test medical image; andidentifying, using the trained artificial agent, the landmark location in the test medical image. 8. The method of claim 7, wherein identifying the landmark location comprises extracting, using deep learning, features of the landmark appearance and landmark location from the test medical image. 9. A method for intelligent landmark identification in an image, the method comprising: receiving, by a processor, image data representing the image;automatically parsing, by the processor using a learned artificial agent, the received image data to identify a landmark location in the image, wherein the learned artificial agent is configured to: parameterize a patch of the image data in a trained hierarchical data representation, the hierarchical data representation trained optimizing an action-value function by maximizing a future reward of a reward system for each a plurality of available actions to reposition the patch of the image;determine an action from the plurality of available actions to reposition the patch based on the parameterized patch of the image data; andidentify t... | Siemens Healthcare GmbH | G06T007/00 G06N099/00 A61B008/08 A61B008/00 G16H050/20 G06T007/11 G06T007/70 A61B005/055 A61B005/00 A61B006/03 G06F019/00 G06K009/62
US10098555 | B2 | 2018-10-16 | Biological information measurement apparatus | 2016-02-26 | A biological information measurement apparatus capable of improving the SN ratio of a photoplethysmographic signal by reducing stray light in detection light that reaches a light-receiving unit from a light-emitting unit is provided. A biological information measurement apparatus includes a light-emitting unit that irradiates a finger, a light-receiving unit that receives and photoelectrically converts light transmitted through or reflected by the finger and outputs a photoplethysmographic signal, and a processing unit that obtains biological information on the basis of the photoplethysmographic signal. The light-emitting and light-receiving units are disposed, in plan view in a plane perpendicular to the direction of the emitted light or the received light, such that a line passing through the centers of the light-emitting unit and the light-receiving unit is slanted relative to a lengthwise direction of the finger. | 1. A biological information measurement apparatus comprising: a light emitter configured to emit light to irradiate a measurement area; andlight receiver configured to receive light transmitted through or reflected by the measurement area and to photoelectrically convert the light to a photoplethysmographic signal comprising biological information, a substrate in which the light emitter and the light receiver are disposed; anda guide structurally configured to direct a position of the measurement area relative to the substrate,wherein, in a plan view, the light emitter and the light receiver are disposed in a plane perpendicular to at least one of a direction of the emitted light and a direction of the received light, andwherein the light emitter and the light receiver are positioned such that a line intersecting centers of each the light emitter and the light receiver is diagonal relative to a lengthwise direction of the measurement area, andwherein the substrate comprises a rectangular shape with the light emitter and the light receiver being disposed at diagonally opposing corner areas of the rectangular substrate, and one pair of sides of the substrate is parallel to a center axis of the guide. 2. The biological information measurement apparatus according to claim 1, further comprising a processing unit configured to obtain the biological information based on the photoplethysmographic signal. 3. The biological information measurement apparatus according to claim 1, further comprising: a substrate in which the light emitter and the light receiver are disposed; anda main body including a guide for directing a position of the measurement area relative to the substrate. 4. The biological information measurement apparatus according to claim 3, wherein the measurement area is a finger, andwherein the guide is a cover having a cylindrical hollow cavity structurally configured to receive the finger, such that the line intersecting the centers of the light emitter and the light receiver is diagonal relative to a center axis of the cylindrical hollow cavity. 5. The biological information measurement apparatus according to claim 3, wherein the guide comprises at least one guiderail that extends in a direction parallel to the lengthwise direction of the measurement area. 6. The biological information measurement apparatus according to claim 1, further comprising: a substrate in which the light emitter and the light receiver are disposed; anda main body configured to define a position of the substrate relative to the measurement area. 7. The biological information measurement apparatus according to claim 6, wherein the measurement area is a finger; andthe substrate comprises a rectangular shape and the light emitter and the light receiver are disposed parallel to a pair of sides of the substrate, such that the pair of sides is diagonal relative to the lengthwise direction of the measurement area. 8. The biological information measurement apparatus ... | MURATA MANUFACTURING CO., LTD. | A61B005/02 A61B005/024 A61B005/00
US10105191 | B2 | 2018-10-23 | Marking tissue surfaces for treatment of lesions by electrical nanopulses | 2016-08-31 | This disclosure relates to an in vivo treatment of a skin lesion of a mammal comprising application of electrical energy to the skin lesion in a form of electrical pulses. At least one electrical pulse is applied. The pulse duration may be at least 1 nanosecond at the full-width-half-maximum. Surface of a tissue surrounding the skin lesion may be marked to guide the device to deliver the electric pulses at substantially precise locations on the lesion surface. This treatment may prevent at least growth of the lesion. | 1. A system comprising: a pulse delivery device comprising at least one delivery electrode; anda decal configured for assisting in positioning the pulse delivery device on a surface of an object, the decal comprising: a film that is transferable to a region on the surface of the object; anda device guiding mark on the film that is transferable to the object surface together with the film and that is usable to position the pulse delivery device in relation to the object surface;wherein the film and the device guiding mark are configured to detachably attach to the object surface after the film is transferred to the object surface,wherein the pulse delivery device is configured to deliver at least one electrical pulse to the region after the film is transferred to the object surface; andwherein a distal end of the at least one delivery electrode is configured to pass through the film at the device guiding mark to be in contact with the region on the object surface. 2. The system of claim 1, wherein the decal further comprises a substrate to which the film is detachably attached before the film is transferred to the object surface. 3. The system of claim 1, further comprising a decal positioning mark that is usable to position the decal on the object surface, wherein the decal positioning mark is on a back surface of the decal. 4. The system of claim 1, wherein the object is a skin and the region comprises a skin lesion. 5. The system of claim 4, wherein the skin lesion is a wart of a human. 6. The system of claim 1, wherein the pulse delivery device further comprises a device alignment mark, the device alignment mark being usable with the device guiding mark to position the at least one delivery electrode in relation to the region before delivery of at least one electrical pulse. 7. The system of claim 6, wherein the device alignment mark is a part of the at least one delivery electrode. 8. The system of claim 1, wherein the decal further comprises an inscription indicating a size of the region. 9. The system of claim 1, wherein the system further comprises a power supply, a controller, and a pulse generator, wherein: the power supply provides electrical power to both the controller and the pulse generator;the controller provides control signals to both the controller and the pulse generator; andthe pulse generator generates at least one electrical pulse with a duration of no longer than 1,000 nanoseconds at full-width-at-half-maximum and delivers the at least one electrical pulse to the pulse delivery device. 10. The system of claim 1, wherein the decal comprises a marked area configured and sized to indicate a boundary around the region on the object surface. 11. The system of claim 10, wherein the pulse delivery device further comprises at least one ground electrode; wherein both the at least one delivery electrode and the at least one ground electrode have distal ends; and wherein the device guiding mark and the marked area on the dec... | PULSE BIOSCIENCES, INC. | A61B090/30 A61B090/00 A61B018/12 A61B018/14 A61N001/32 A61N001/04 A61N001/05 A61B018/00 A61B017/00 A61B005/00
US10070826 | B2 | 2018-09-11 | Methods, apparatus and systems for monitoring CO2 | 2014-02-08 | There is provided herein methods, apparatus and systems for evaluating carbon dioxide (CO2) concentration in a subject's breath, for example in subjects ventilated with High Frequency Ventilation (HFV), the method includes inserting to a trachea of a subject an endotrachial tube (ETT), sampling breath from an area in the trachea located in proximity to a distal end of the endotrachial tube (ETT) and evaluating one or more CO2 related parameters of the sampled breath. | 1. A method for detecting spontaneous breaths in a subject ventilated with high frequency ventilation (HFV) using a capnograph, the method comprising: ventilating the subject with HFV, wherein the ventilating comprises providing respiratory gas through a ventilation lumen of an endotracheal tube (ETT);monitoring a level of carbon dioxide (CO2) in a breath of the subject, wherein the monitoring comprises: repeatedly sampling breath from a distal area of a trachea of the subject through a sampling lumen of the endotracheal tube (ETT) over a rolling time window during ventilation, wherein the sampling lumen is separate from the ventilation lumen and comprises a distal opening that is open to the distal area and proximate to a distal end of the ETT; thereby substantially preventing mixing of the sampled breath with inhaled air;measuring a CO2 related parameter of the sampled breath via a CO2 sensor coupled to the sampling lumen to determine CO2 concentrations of each sampled breath at a plurality of time points in the rolling time window based on the measured CO2 related parameter;using a processor of the capnograph to determine over the rolling time window: a continuous CO2 (Con.CO2) value in the sampled breath using an average of the CO2 concentrations; andan instantaneous CO2 concentration value in the sampled breath using a CO2 concentration from a single time point during the rolling time window;identifying, using the processor, spontaneous breathing when the instantaneous CO2 concentration measured deviates from the determined Con.CO2 value by a predetermined threshold value;displaying the Con.CO2 value and the identified spontaneous breathing on a display; andproviding instructions to stop updating the displaying of the Con.CO2 value when the spontaneous breathing is identified and continue displaying the Con.CO2 value associated with the identified spontaneous breathing until no spontaneous breathing is identified. 2. The method of claim 1, wherein a spontaneous breath is identified when the instantaneous CO2 concentration deviates from the Con.CO2 value by the predetermined threshold value for a predetermined period of time. 3. The method of claim 1, further comprising computing a density of spontaneous breaths. 4. The method of claim 1, wherein the time window is continuously updated. 5. The method of claim 1, wherein the subject is a child, an infant, and/or a neonate. 6. The method of claim 1, wherein the Con.CO2 value is displayed graphically and wherein the identified spontaneous breathing is superimposed on the graphically displayed Con.CO2 value. 7. The method of claim 6, wherein the Con.CO2 value is displayed as a waveform having a sweep rate slower than a rate of HFV. 8. The method of claim 1, wherein the sampling lumen is coupled to the CO2 sensor via a valve, and comprising providing instructions to a controller to open the valve at the plurality of time points. 9. The method of claim 8, comprising providing instructions t... | ORIDION MEDICAL 1987 LTD. | A61B005/08 A61B005/00 A61M016/08 A61B005/0205 A61B005/083 A61B005/097 A61M005/172 G06N005/04 A61M016/04 A61M016/00 A61M016/10 A61B005/021 A61B005/024 A61B005/0402 A61B005/0476 A61B005/087
US10111713 | B2 | 2018-10-30 | Surgery assistance apparatus, surgery assistance method and non-transitory computer-readable recording medium having stored therein surgery assistance program | 2014-07-30 | A medical image obtainment unit that obtains a three-dimensional medical image of a subject to be examined, a target tissue region extraction unit that extracts a region of target tissue from the three-dimensional medical image obtained by the medical image obtainment unit, an abnormal region extraction unit that extracts an abnormal region from the region of target tissue extracted by the target tissue region extraction unit, an excision method obtainment unit that obtains, based on plural excision region determination conditions, plural excision methods in which excision regions satisfying the respective excision region determination conditions are set for the abnormal region, and an excision method presentation unit that presents the plural excision methods obtained by the excision method obtainment unit are provided. | 1. A surgery assistance apparatus that is connected to a display device, the apparatus comprising: a memory; anda processor connected to the memory and configured to: obtain a three-dimensional medical image of a subject to be examined;extract a region of target tissue from the obtained three-dimensional medical image;extract an abnormal region from the extracted region of target tissue;obtain, based on each of at least two excision region determination conditions, at least two excision methods, each of which is classified by excision regions satisfying the each of at least two excision region determination conditions for the abnormal region; anddisplay images on the display device, of the at least two obtained excision methods,wherein each of the images is generated according to each of the at least two excision methods, and is displayed on the display device so that an excision region which is determined by each of the at least two excision methods, is distinguishable from another region,wherein the processor obtains evaluation values corresponding to the respective excision region determination conditions,wherein the display device displays the obtained evaluation values, andwherein the display device displays a list in which the excision methods corresponding to the respective excision region determination conditions and the evaluation values are correlated with each other. 2. The surgery assistance apparatus, as defined in claim 1, wherein the processor is further configured to: set a smallest enclosing body that encloses the extracted abnormal region, and extract a region including the set enclosing body and a point on a surface of the target tissue, as a partial excision region; andextract a tubular structure region from the three-dimensional medical image, and a region including a part of the tubular structure region related to the abnormal region and the abnormal region, as a dominated region,wherein the processor obtains the excision methods by setting the partial excision region or the dominated region for the abnormal region. 3. The surgery assistance apparatus, as defined in claim 2, wherein an excision region determination condition for setting the partial excision region or the dominated region is a distance between the abnormal region and a surface of the target tissue. 4. The surgery assistance apparatus, as defined in claim 1, wherein one of the at least two excision region determination conditions is the volume of the excision region. 5. The surgery assistance apparatus, as defined in claim 1, wherein one of the at least two excision region determination conditions is the surface area of a cut surface of the excision region. 6. The surgery assistance apparatus, as defined in claim 1, wherein the processor receives an instruction for correcting the obtained excision methods, and wherein the display device displays the excision methods after correction based on the instruction for correcting. 7. The surgery assistance appar... | FUJIFILM CORPORATION | A61B019/00 A61B006/00 G06T019/00 A61B017/3205 A61B006/03 A61B005/11 A61B005/00 A61B034/10
US10064566 | B2 | 2018-09-04 | Electrocardiography monitoring system and method | 2014-11-24 | Systems and methods for electrocardiography monitoring use multiple capacitive sensors in order to determine reliable measurements of electrophysiological information of a patient. Relative coupling strength and/or reliability is used to select dynamically which sensors to use in order to determine, in particular, an electrocardiogram of the patient. | 1. A system for electrocardiography (ECG) monitoring of a subject, the system comprising: multiple non-invasive capacitive sensors configured to generate output signals conveying electrophysiological information of the subject, wherein the multiple capacitive sensors include at least three non-invasive capacitive sensors that are free from attachment to the subject, wherein the non-invasive capacitive sensors are further configured to emit carrier signals, and wherein the generated output signals of an individual one of the non-invasive capacitive sensors are electrophysiological signals of the subject, the physiological signals including a representation of the carrier signals;computer program modules; andone or more processors configured to execute the computer program modules, the computer program modules comprising: a coupling module configured to determine coupling levels for individual ones of the non-invasive capacitive sensors based on the generated output signalsa selection module configured to select one or more capacitive sensors based on the determined coupling levels; anda reconstruction module configured to determine an electrocardiogram (ECG) signal based on the generated output signals from the selected one or more capacitive sensors;wherein the coupling module is further configured to determine which capacitive sensor has the highest coupling level, and wherein selection of the one or more capacitive sensors is based on one or more correlation coefficients between the output signals generated by the capacitive sensor having the highest coupling level and the output signals generated by one or more other capacitive sensors, the correlation coefficient including at least one of a Pearson's correlation coefficient and a rank correlation coefficient. 2. The system of claim 1, wherein the coupling module is further configured to determine which capacitive sensor has the highest coupling level. 3. The system of claim 1, wherein selection of the one or more capacitive sensors is further based on spatial distribution of the one or more capacitive sensors. 4. The system of claim 1, wherein the reconstruction module is configured to determine the electrocardiogram signal by determining a vectorcardiogram (VCG) signal based on the generated output signals from the selected one or more capacitive sensors, approximating the vectorcardiogram signal by an ellipse having a long axis, and projecting the vectorcardiogram signal onto the long axis of the ellipse. 5. The system of claim 1, wherein the multiple non-invasive capacitive sensors are configured to generate the output signals non-invasively and motion-tolerant to limited motion of a subject. 6. A method of providing electrocardiography (ECG) monitoring of a subject, the method comprising: emitting, by multiple non-invasive capacitive sensors that are not in physical contact with the patient, carrier signals, wherein the multiple capacitive sensors include at least three non-invasive ... | KONINKLIJKE PHILIPS N.V. | A61B005/0408 A61B005/00 A61G011/00 A61B005/04 A61B005/0428 A61B005/0432 A61B005/0452 A61B005/0456 A61B005/0402 A61B005/0424
US10108325 | B2 | 2018-10-23 | Method of analyzing, displaying, organizing and responding to vital signals | 2015-12-09 | A system for monitoring vital signs includes: an imaging device for acquiring video image files of a living individual; a data analysis system including a processor and memory; a computer program running in the data analysis system to automatically analyze the video images, autonomously identify an area in the images where periodic movements associated with a selected vital sign may be detected and quantified; and, an interface that outputs an electrical signal corresponding to the waveform of the selected vital sign. The system may include a Graphical User Interface, which may display a visual graph of the waveform and a single video frame or a video stream of the individual. | 1. A system for monitoring vital signs comprising: an imaging device for acquiring video image files of a living individual, each video file having a sequence of video frames, which are stored in memory and divided into pixels defined by two or more spatial coordinates within the frame, wherein each pixel tracks an intensity value of either light intensity changes from periodic motions of the individual or intensity change in thermal IR from temperature changes of the individual or the individual's motion;a data analysis system including a processor and memory;a computer program running in said data analysis system to analyze said video images,wherein said computer program identifies at least one pixel having the same spatial coordinates in a first frame as in a second frame, said at least one pixel indicating periodic motions or temperature changes of the individual, and said computer program detects a number of frames in the sequence separating a first occurrence of maximum or minimum amplitude in said at least one pixel from a next occurrence in the sequence of video frames of maximum or minimum amplitude in said at least one pixel, the number of frames representing a frame spacing value,and said computer program then locates said at least one pixel having the same spatial coordinates in a plurality of frames separated by the frame spacing value, and produces a waveform of the periodic motion or temperature change of the individual that is based on said intensity value of said at least one pixel detected in each of the plurality of frames. 2. The system of claim 1 wherein said imaging device is selected from the group consisting of: video cameras, optical sensors, IR sensors, smart phones, webcams, and digital microscopes. 3. The system of claim 1 wherein said computer program identifies the at least one pixel of interest by basing the frame spacing value on a rate of the vital signal for the individual stored in the memory. 4. The system of claim 1 further comprising an interface that outputs a digital signal corresponding to said waveform. 5. The system of claim 1 further comprising an interface that outputs an analog voltage corresponding to said waveform. 6. The system of claim 1 further comprising an interface that outputs an electrical signal corresponding to said waveform. 7. The system of claim 1 further comprising a Graphical User Interface (GUI) that displays data corresponding to a vital sign. 8. The system of claim 1 comprising both a video camera and IR sensor for the imaging device, wherein the video camera senses changes in a corresponding pixel based on light intensity changes associated with periodic movement of the chest, and the IR sensor senses temperature changes in a corresponding pixel associated with inhaling and exhaling air through the nose or mouth. 9. The system of claim 7 wherein said GUI further displays an image from said video file. 10. The system of claim 9 wherein said computer program receives a sele... | RDI TECHNOLOGIES, INC. | G06K009/00 G06F003/0484 G06F017/30 A61B005/00 A61B005/01 A61B005/024 A61B005/08 A61B005/16 G06T007/00 G01N029/44 G06T007/11 G06T007/246 G06T007/262 H04N007/18
US10064572 | B2 | 2018-09-04 | Posture and deep breathing improvement device, system, and method | 2018-03-07 | A posture and breathing improvement device, system, and method. The system for improving posture and deep breathing may comprise: a sensor device; posture/breathing improvement software program, comprising one, both, or a combination of a posture improvement system interface and a breathing improvement system interface; and one or more user devices. The sensor device may be physically associated with a user and may communicate with the posture improvement software program. The sensor device may comprise: one or more sensors for monitoring positions and movements of the user. The system may calculate one or more optimum postural positions and breathing exercises for the user, based on data communicated by the sensor device and collected information about the user. The system may monitor a conformance of the user with the optimum postural positions and may display the conformance on the posture improvement system interface. The system may detect and notify the user of one or more non-conformances, such that a user is reminded to maintain at least one optimum postural position and periodically take deep breaths. | 1. A system for improving posture and deep breathing, comprising: a sensor device;a posture and breathing improvement software program that is configured to run on one or more user devices;wherein said posture and breathing improvement software program comprises a breathing kinetic graphical user interface;wherein said breathing kinetic graphical user interface is displayed on said one or more user devices;wherein said breathing kinetic graphical user interface comprises an optimal breath inhale graphic and an actual dynamic kinetic breathing graphic;wherein said actual dynamic kinetic breathing graphic expands and contracts, such that a user is able to visually monitor diaphragmatic breathing;wherein said sensor device comprises: one or more sensors; a wireless communication device; and a housing;wherein said sensor device is configured to be placed in proximity to said user;wherein said wireless communication device is configured to communicate with said one or more user devices, such that said sensor device is in communication with said posture and breathing improvement software program;wherein said one or more sensors detect and measure one or more movements by said user to create a plurality of sensor data;wherein said wireless communication device transmits said plurality of sensor data to said one or more user devices; andwherein said detection, measurement, and transmission of said plurality of sensor data allows said one or more user devices to allow said user to monitor their diaphragmatic breathing. 2. The system of claim 1, wherein said actual dynamic kinetic breathing graphic and said optimal breath inhale graphic are, respectively, a dilating dot and a circle. 3. The system of claim 1, wherein said optimal breath inhale graphic is an expansion goal for said actual dynamic kinetic breathing graphic. 4. The system of claim 1, wherein said optimal breath inhale graphic is a dynamic expansion goal for said actual dynamic kinetic breathing graphic. 5. The system of claim 1, wherein said optimal breath inhale graphic is a dynamic kinetic circle that dilates and is a goal that said user tries to matingly follow via said actual dynamic kinetic breathing graphic. 6. The system of claim 1, wherein said detection, measurement, and transmission of said plurality of sensor data allows said one or more user devices to allow said user to monitor their diaphragmatic breathing. 7. The system of claim 1, wherein said housing comprises a copper coil, wherein said copper coil is configured to allow said sensor device to be wirelessly recharged. 8. The system of claim 7, wherein said copper coil is configured to a) shield said user from electromagnetic radiation generated by said sensor device and b) direct wireless communications away from said user. 9. The system of claim 8, wherein said housing comprises a concave slope. 10. The system of claim 1, wherein said posture and breathing improvement software program further comprises a posture imp... | - | G08B023/00 A61B005/11 A61B005/00 A61B005/103
US10098547 | B2 | 2018-10-16 | Photoacoustic measurement device, photoacoustic measurement method, and probe contact determination method | 2015-08-03 | A photoacoustic measurement device 10 includes a probe 11 having a light emitting unit that emits measurement light L and a plurality of acoustic wave detection elements, a determination unit 28 that determines whether a state between the probe 11 and a subject M is a contact state or a non-contact state, and a light intensity control unit (for example, a switching control unit 36 and an intensity switching unit 37) that controls the intensity of the measurement light such that the measurement light has a first intensity or a second intensity higher than the first intensity, on the basis of the determination result of the determination unit 28. The determination unit 28 performs the determination on the basis of the status of a change in a plurality of photoacoustic signals detected by the plurality of acoustic wave detection elements. | 1. A photoacoustic measurement device comprising: a probe having a light emitting unit that emits measurement light and a plurality of acoustic wave detection elements that measure a photoacoustic signal from a subject which is caused by the emission of the measurement light;a processor configured to determine whether a state between the probe and the subject is a touch state or a non-touch state; anda light intensity control unit that controls the intensity of the measurement light such that the measurement light has a first intensity when the processor determines that the state between the probe and the subject is the non-touch state and controls the intensity of the measurement light such that the measurement light has a second intensity higher than the first intensity when the processor determines that the state between the probe and the subject is the touch state,wherein the processor performs the determination on the basis of a status of a change in a plurality of photoacoustic signals detected by the plurality of acoustic wave detection elements,wherein the processor calculates the number of acoustic wave detection elements which detect the plurality of photoacoustic signals on the basis of the plurality of photoacoustic signals, decides a change in the number of acoustic wave detection elements as the change in the plurality of photoacoustic signals, compares the number of acoustic wave detection elements which detect the plurality of photoacoustic signals with a threshold number of acoustic wave detection elements, and performs the determination on the basis of the comparison result, andwherein the threshold number of acoustic wave detection elements which detect the plurality of photoacoustic signals when a change from the touch state to the non-touch state is determined is less than the threshold number of acoustic wave detection elements when a change from the non-touch state to the touch state is determined. 2. The photoacoustic measurement device according to claim 1, wherein the threshold number of acoustic wave detection elements which detect the plurality of photoacoustic signals when a change from the touch state to the non-touch state is determined is equal to the threshold number of acoustic wave detection elements when a change from the non-touch state to the touch state is determined. 3. The photoacoustic measurement device according to claim 1, wherein the processor counts the number of only a part of the plurality of acoustic wave detection elements which detect the plurality of photoacoustic signals. 4. The photoacoustic measurement device according to claim 1, wherein the processor detects the appearance or disappearance of an absorber region indicating an absorber in the subject and an artifact region indicating an artifact caused by the emission of the measurement light in a photoacoustic image which is generated on the basis of the plurality of photoacoustic signals, determines the appearance or disappearance of th... | FUJIFILM Corporation | A61B005/00
US10076304 | B2 | 2018-09-18 | System for providing scanning medium | 2015-07-28 | A system for providing scanning medium for scanning a volume of tissue comprising: an inner chamber that contains the scanning medium; a transducer mounted to the inner chamber and configured to move along a motion path, with the inner chamber, in scanning the volume of tissue; an outer chamber concentrically aligned about the inner chamber to guide the inner chamber along the motion path; a piston module defining a base surface within the inner chamber, the piston module comprising a medium inlet and a medium outlet for adjusting an amount of the scanning medium within the inner chamber; a detection subsystem coupled to the base surface of the piston module; and an actuator comprising a stationary portion mounted to the piston module and a moving portion coupled to the inner chamber and configured to produce motion of the inner chamber along the motion path. | 1. A system for providing a scanning medium for scanning a volume of tissue of a patient, the system comprising: an inner chamber configured to contain the scanning medium;a transducer that moves along a motion path, with the inner chamber, in scanning the volume of tissue, the transducer including an array of ultrasound elements that scan the volume of tissue in operation;an outer chamber concentrically aligned about the inner chamber to guide the inner chamber along the motion path,a seal coupled to the inner chamber and in contact with the outer chamber, wherein the seal isolates a region defined between the outer chamber and the inner chamber from the scanning medium as the inner chamber moves along the motion path;a piston module having a base surface within the inner chamber, the piston module including a medium inlet and a medium outlet for adjusting an amount of the scanning medium within the inner chamber; andan actuator module comprising 1) a stationary portion mounted to the piston module, and 2) a moving portion coupled to the inner chamber and configured to produce motion of the inner chamber along the motion path. 2. The system of claim 1, wherein a superior region of the outer chamber is mounted to a frustoconical patient interface surface including an aperture configured to receive the volume of tissue during operation, and wherein the frustoconical patient interface surface is coupled to a chamber that receives an overflow volume of the scanning medium. 3. The system of claim 1, wherein the seal is coupled within a circumferential groove of a transducer mount that couples the inner chamber to the transducer, wherein the seal is configured to move, with the inner chamber, along the motion path relative to the outer chamber. 4. The system of claim 3, wherein the transducer mount includes a set of openings circumferentially arranged between a superior portion of the inner chamber and the transducer, the set of openings configured to allow the scanning medium to weep from a region inferior to the transducer. 5. The system of claim 1, wherein the transducer is mounted to a superior portion of the inner chamber, and wherein the inner chamber and the ring transducer are configured to move along a posterior-to-anterior axis of the volume of tissue in a first operation mode. 6. The system of claim 1, further comprising a controller that coordinates inflow and outflow of the scanning medium within the inner chamber, with motion of the inner chamber along the motion path, by way of the medium inlet and the medium outlet. 7. The system of claim 1, further comprising a detection subsystem coupled to the base surface of the piston module and comprising 1) an optical sensor module fluidly isolated from the scanning medium within the inner chamber and 2) a temperature sensor proximal at least one of the medium inlet and the medium outlet. 8. The system of claim 7, wherein the optical sensor module is configured to transmit an image datase... | DELPHINUS MEDICAL TECHNOLOGIES, INC. | A61B008/00 A61B005/01 A61B008/08 A61B008/13 A61B005/00
US10091595 | B2 | 2018-10-02 | Correction of analytical impedances in acoustic thevenin calibration of diagnostic probes and hearing aids | 2016-06-10 | A method for carrying out acoustic Thevenin calibration of probes or hearing aids comprises presenting a plurality of different acoustic loads, one acoustic load at a time, to the output of the probe or hearing aid, the source characteristic of which is to be determined. Each of the acoustic loads is characterized by a known acoustic input impedance and an additional frequency dependent complex correction factor ΔZ(f). By applying the method according to the present disclosure the relationship between the sound pressure and the volume velocity at the input of the acoustic load generated by the probe can be determined for a plurality of frequencies, thereby obtaining the substantially correct source characteristic of the probe or a hearing aid. Specifically the acoustic loads are the input impedance of respective waveguides or other suitable cavities, and the known acoustic input impedances are determined analytically. The correction factors are adjusted individually for each waveguide or cavity, for instance in an iterative process. | 1. A method comprising carrying out acoustic Thevenin calibration of a probe or hearing aid, said probe or hearing aid comprising a measuring microphone and a sound emitting source, by presenting a plurality of different acoustic loads, one acoustic load at a time, to the output of the probe or hearing aid such that the sound emitting source and the measuring microphone of the probe or hearing aid are placed exactly flush with an input reference plane of each acoustic load when presented,while each of said acoustic loads is presented, emitting an acoustic stimulus via the sound emitting source and measuring a response via the measuring microphone, andcalculating Thevenin parameters based on the measured responses and determined input impedances for said acoustic loads, respectively, said determined input impedance for said acoustic loads being calculated based on a known acoustic input impedance of said acoustic load and an additional frequency dependent complex correction factor ΔZ(f) corresponding to said acoustic load, andusing said Thevenin parameters to calculate an impedance of an arbitrary acoustic load based on measurements obtained by said probe or hearing device from said arbitrary acoustic load,wherein said acoustic Thevenin calibration is used to determine the relationship between the sound pressure and the volume velocity at the input of the arbitrary acoustic load generated by the probe for a plurality of frequencies thereby obtaining source characteristics of the probe or a hearing aid, andwherein said frequency dependent complex correction factor ΔZ(f) for each of said acoustic loads is calculated in order to compensate for geometric mismatches between the probe and said acoustic load. 2. A method according to claim 1, wherein said loads are the input impedance of respective waveguides. 3. A method according to claim 1, wherein said known acoustic impedances are determined analytically. 4. A method according to claim 1, wherein said correction factors are adjusted individually for each waveguide in an iterative process; whereby the lowest possible error and/or visual alignment of the graphs due to slight differences in insertion of the probe into the acoustic load resulting in variation of correction factors for each waveguide is obtained. 5. A method according to claim 4, wherein the number of iterative steps for the error to converge to a minimum is reduced by applying an initial value for both correction factors equal to an expected value for the specific probe and waveguide combination obtained from a previous calibration. 6. A method according to claim 1, wherein said frequency dependent complex correction factor ΔZ(f) is given by the expression: ΔZ(f)=ΔZre(f)+iΔZim(f)where:ΔZre(f)=Cre√f andΔZim(f)=iCimf 7. A method according to claim 2, wherein said known acoustic impedances are determined analytically. 8. A method according to claim 2, wherein said correction factors are adjusted individually for each waveguide in a... | INTERACOUSTICS A/S | H04R025/00 A61B005/12 G01H015/00 G01H017/00
US10092227 | B2 | 2018-10-09 | Handheld physiological sensor | 2016-01-05 | A handheld device measures all vital signs and some hemodynamic parameters from the human body and transmits measured information wirelessly to a web-based system, where the information can be analyzed by a clinician to help diagnose a patient. The system utilizes our discovery that bio-impedance signals used to determine vital signs and hemodynamic parameters can be measured over a conduction pathway extending from the patient's wrist to a location on their thoracic cavity, e.g. their chest or navel. The device's form factor can include re-usable electrode materials to reduce costs. Measurements made by the handheld device, which use the belly button as a ‘fiducial’ marker, facilitate consistent, daily measurements, thereby reducing positioning errors that reduce accuracy of standard impedance measurements. In this and other ways, the handheld device provides an effective tool for characterizing patients with chronic diseases, such as heart failure, renal disease, and hypertension. | 1. A biometric sensor configured to measure a set of physiological parameters from a patient, comprising: an arm-receiving portion comprising a first opening configured to receive a distal portion of one of the patient's arms and first and second electrodes configured and arranged to contact the distal portion of the patient's arm when it is received in the first opening; anda body-contacting portion comprising an exterior-facing surface and third and fourth electrodes configured and arranged to contact a second body location that is one of the patient's torso, legs, opposing arm, and neck when the body-contacting portion is pressed against the second body location while the distal portion of the patient's arm is received in the first opening;wherein the first and third electrodes are configured to inject electrical current into the patient at their respective points of contact with the patient and the second and fourth electrodes are configured to sense first and second biometric signals, respectively, which are induced by the injected electrical current;the biometric sensor further comprising a first analog system configured to receive the first and second biometric signals and to process them to generate first and second analog physiological waveforms;a finger-receiving portion comprising a second opening, configured and arranged to receive a finger of said one of the patient's arms when it is received by the arm-receiving portion, and an optical system, the optical system comprising a first light source configured to irradiate the finger and a photodetector configured to receive radiation after it irradiates the finger;a second analog system configured to receive signals from the photodetector and to process them to generate a third physiological waveform;a first digital system configured to digitize the first and second analog physiological waveforms and to process them with computer code to determine a first physiological parameter in the set of physiological parameters; anda second digital system configured to digitize the third physiological waveform and process it with computer code to determine a second physiological parameter in the set of physiological parameters. 2. The biometric sensor of claim 1, wherein the arm-receiving portion comprises first and second spaced-apart wall portions that form the opening, which wall portions are arranged so as to be located on opposite sides of the patient's arm when it is inserted in the opening. 3. The biometric sensor of claim 2, wherein the first and second wall portions extend from the body-contacting portion. 4. The biometric sensor of claim 3, wherein the first and second electrodes are disposed on inner surfaces of the first and second wall portions, respectively. 5. The biometric sensor of claim 1, wherein the arm-receiving portion comprises an annular ring component that forms the opening. 6. The biometric sensor of claim 5, wherein the first and second electrodes are disposed on an ... | TOSENSE, INC. | A61B005/00 A61B005/1455 A61B005/021 A61B005/0245 A61B005/0404 A61B005/024 A61B005/053
US10071481 | B2 | 2018-09-11 | Safety system for industrial robots | 2016-11-30 | A system to secure people's safety in places such as a factory wherein people and industrial robot collaborate with each other in a state that a physical fence surrounding the preferred industrial robot's working region is excluded. The system is capable of acquiring respective distances between robot and a plurality of people. Furthermore, a critical distance of each person is set on the basis of at least one of personal information that each person individually has and environment information to be set depending on the robot's setting environment. A mounted-type monitor is respectively mounted on the plurality of people and is capable of displaying information within a view of each person, and a control unit is capable of controlling display content thereon. According to the display control, when a distance between robot and each person becomes less than a critical distance, the distance state is displayed on the mounted-type monitor. | 1. A robot safety system adapted to be used in a factory in which a plurality of persons work together with an industrial robot, the robot safety system comprising: a distance acquisition unit configured to acquire respective distances between the industrial robot and the plurality of persons;a critical distance setting unit configured to set a critical distance of each of the persons based on at least one of personal information that each of the persons individually has and environment information to be set depending on a setting environment of the industrial robot;a mounted-type monitor configured to be respectively mounted on the plurality of persons and to display information within a view of each of the persons; anda control unit configured to control display content with respect to the mounted-type monitor,wherein the control unit is configured to perform a process of showing that a distance between the industrial robot and each of the persons becomes less than the critical distance on the mounted-type monitor that each of the persons is mounting, when the distance between the industrial robot and each of the persons becomes less than the critical distance. 2. The robot safety system according to claim 1, wherein the control unit is configured to perform a process of at least displaying a first user display showing a first person whose distance to the industrial robot becomes less than the critical distance and a second user display showing a second person who is closest to the first person whose distance to the industrial robot becomes less than the critical distance on the mounted-type monitor with different forms, when the distance between the industrial robot and the first person becomes less than the critical distance. 3. The robot safety system according to claim 1, wherein the personal information includes basic information that is not basically changed during a working process and biological information that describes information in associated with a living body of the person. 4. The robot safety system according to claim 1, further comprising an abnormality detection unit configured to detect abnormality occurring from any one person of the plurality of persons or a specific person of the plurality of persons,wherein the control unit is configured to perform a process of displaying the abnormality occurring from the specific person on the mounted-type monitor mounted by another person excluding the specific person or the plurality of persons. 5. The robot safety system according to claim 4, wherein the control unit is configured to perform a process of displaying instruction content that instructs the another person or each of the plurality of persons of action to take by individually changing the instruction content of each of the persons in accordance with a position of each of the persons. 6. The robot safety system according to claim 4, wherein the control unit is configured to perform a process of displaying a user displa... | DENSO WAVE INCORPORATED | G08B001/08 B25J009/16 G06F003/147 A61B005/0205 A61B005/024
US10064568 | B2 | 2018-09-04 | Device for determining the regional distribution of a parameter for lung perfusion | 2013-08-08 | A device for determining the regional distribution of a parameter for lung perfusion includes an electrical impedance tomography unit with electrodes (E1, . . . EN), which can be placed on the thorax, that are connected to a control and analysis unit (2) and an administering device (4) for the intravenous administration of a conductivity contrast medium. The control and analysis unit (2) is configured to display changes in impedance distribution occurring as a consequence of the administration of conductivity contrast medium as a parameter for lung perfusion in the section plane as a function of time. The administering device (4) has a controllable dispensing device. The control and analysis unit and the dispensing device are connected with one another via a data link (3). A start time and an end time and a quantity of an administered bolus of the conductivity contrast medium are available to the control and analysis unit (2). | 1. A device for determining a regional distribution of a parameter for lung perfusion in a section plane of the thorax, the device comprising: an electrical impedance tomography unit comprising a plurality of electrodes, which can be placed on the thorax distributed around a circumference of the section plane, and a control and analysis unit, which is connected with the plurality of electrodes and is configured to consecutively feed alternating current or alternating voltage to each pair of electrodes to record voltage or current signals of other of the plurality of electrodes as measured signals and to reconstruct an impedance distribution in the section plane from the measured signals;an administering device for intravenous administration of a conductivity contrast medium, wherein:the control and analysis unit is further configured to display changes in the impedance distribution occurring as a consequence of the intravenous administration of conductivity contrast medium as a parameter for lung perfusion in the section plane as a function of time;the administering device has a controllable dispensing device and the control and analysis unit and the controllable dispensing device are connected with one another via a data link and are configured to make available at least a start time and an end time and a quantity of an administered bolus of the conductivity contrast medium to the control and analysis unit, the control and analysis unit being configured to actuate the controllable dispensing device to administer a bolus of the conductivity contrast medium at a preset start time, in a preset quantity and with a preset time course via the data link, the controllable dispensing device being configured to send data concerning the start time, quantity and time course of the intravenous administration of a bolus to the control and analysis unit via the data link if the controllable dispensing device is triggered to administer a bolus directly or by an external device, the control and analysis unit being further configured to repeat the intravenous administration of the bolus of the conductivity contrast medium at preset time intervals and to display the changes of the parameter of the lung perfusion over time as a function of the time as a trend graph. 2. A device in accordance with claim 1, wherein the control and analysis unit and/or the controllable dispensing device is further configured to trigger the intravenous administration of the bolus of the conductivity contrast medium repeatedly upon repeated manual actuation of a switch by a user and to display the changes in the parameter of the lung perfusion over time as a function of time as a trend graph. 3. A device in accordance with claim 1, wherein at least one of the control and analysis unit and the controllable dispensing device is configured to be triggered by a signal fed by one or more external devices via an external device data link to administer the bolus of the conductivity contrast ... | DRÄGERWERK AG & CO. KGAA | A61B005/05 A61B005/053 A61M005/00 A61B005/08 A61M005/145 A61M005/172 A61B005/00 A61B005/028
US10064576 | B2 | 2018-09-04 | Systems and methods for phlebotomy through a peripheral IV catheter | 2015-11-05 | An apparatus for performing phlebotomy through a peripheral intravenous line. The apparatus includes an introducer and a catheter configured to advance the catheter through a peripheral intravenous line. A y-adapter with a port of larger diameter is configured to receive the catheter and place in fluid communication with the peripheral intravenous line. When advanced the catheter is configured to transport a bodily fluid (i.e. blood) to a volume outside of the body. | 1. An apparatus, comprising: a catheter having a proximal end portion and a distal end portion and defining a lumen extending through the proximal end portion and the distal end portion;an introducer having a proximal end portion and a distal end portion and defining a lumen extending through the proximal end portion of the introducer and the distal end portion of the introducer, the lumen of the introducer configured to receive the catheter, the distal end portion of the introducer configured to be coupled to an indwelling peripheral intravenous line; andan actuator coupled to the introducer, a portion of the actuator being movably disposed within the introducer and coupled to the proximal end portion of the catheter, the actuator configured to move relative to the introducer to move the catheter between a first position and a second position, the catheter disposed within the introducer when in the first position, the distal end portion of the catheter disposed beyond the distal end portion of the introducer such that at least a portion of the catheter is disposed within the indwelling peripheral intravenous line when the catheter is in the second position and the introducer is coupled to the indwelling peripheral intravenous line, the introducer having a fixed length as the actuator moves the catheter between the first position and the second position. 2. The apparatus of claim 1, further comprising: an adapter coupled between the introducer and the indwelling peripheral intravenous line, the adapter configured to selectively place the introducer in fluid communication with the indwelling peripheral intravenous line. 3. The apparatus of claim 1, further comprising: an adapter coupled between the introducer and the indwelling peripheral intravenous line, the adapter configured to selectively place the introducer in fluid communication with the indwelling peripheral intravenous line,the adapter coupled to a seal configured to selectively control fluid flow through a lumen defined by the adapter. 4. The apparatus of claim 1, wherein the portion of the actuator movably disposed in the introducer is a first portion of the actuator, the actuator including a second portion, the actuator configured to move relative to the introducer in response to a force exerted on the second portion of the actuator. 5. The apparatus of claim 1, wherein the catheter is in the first position when the actuator is in a first actuator position along a length of the introducer, the catheter being moved to the second position as the actuator is moved along the length of the introducer from the first actuator position to a second actuator position along the length of the introducer. 6. The apparatus of claim 1, further comprising: a port coupled to the proximal end portion of the introducer, the port being in fluid communication with the catheter, the port configured to place the lumen of the catheter in fluid communication with a volume outside the introducer. 7. The ... | VELANO VASCULAR, INC. | A61B005/15 A61B003/15 A61B005/154 A61B005/155 A61B017/34 A61M039/02
US10098581 | B2 | 2018-10-16 | Integrated electrical profiling system for measuring leukocytes activation from whole blood | 2015-01-16 | A system includes a microfluidic device configured to isolate one or more particles from a mixture, a flow rate matching device configured to match flow rate of the microfluidic device with flow rate of an electrical measurement device configured to measure an electrical property of the isolated particles, and an electrical measurement device configured to measure an electrical property of the isolated particles. | 1. A system comprising: a microfluidic device configured to isolate one or more particles from a mixture;an electrical measurement device configured to measure an electrical property of the isolated particles; anda flow rate matching device configured to match flow rate from the microfluidic device to the flow rate of the electrical measurement device configured to measure an electrical property of the isolated particles. 2. The system of claim 1, wherein the microfluidic device includes at least one spiral channel having a length and a cross-section consisting of a height and a width defining an aspect ratio adapted to isolate particles along portions of the cross-section of the channel based on particle size. 3. The system of claim 2, wherein the aspect ratio of the channel is in a range of between about 2 and about 10. 4. The system of claim 1, wherein the microfluidic device includes a curvilinear microchannel having a trapezoidal cross section defined by a radially inner side, a radially outer side, a bottom side, and a top side, the cross section having the height of the radially inner side smaller than the height of the radially outer side, at a flow rate that isolates particles along portions of the cross-section of the microchannel based on particle size, wherein larger particles flow along the radially inner side of the microchannel to a first outlet and smaller particles flow along other portions of the microchannel to at least one other outlet, thereby size separating the particles from the mixture. 5. The system of claim 1, wherein the flow rate matching device configured to match flow rate is a reservoir for the isolated particles, the reservoir having at least one input for the isolated particles, at least one output for the isolated particles, and a continuous flow of the isolated particles into and out of the reservoir. 6. The system of claim 5, wherein the flow rate of the continuous flow of the isolated particles is in a range of between about 1 ml/min and about 0.0005 ml/min. 7. The system of claim 5, wherein the reservoir includes an injection loop, an excess flow container, or a buffer input. 8. The system of claim 1, wherein the electrical property is the iso-dielectric point. 9. The system of claim 8, wherein the electrical measurement device configured to measure the iso-dielectric point of the isolated particles is an iso-dielectric separation (IDS) device. 10. The system of claim 9, wherein the IDS device is a double-sided IDS device. 11. The system of claim 8, wherein the electrical measurement device configured to measure the iso-dielectric point of the isolated particles is an impedance based electrical properties measurement device. 12. The system of claim 8, wherein the electrical measurement device configured to measure the iso-dielectric point of the isolated particles is a multiple frequency dielectrophoresis device. 13. The system of claim 8, wherein the electrical measurement device configured to m... | Massachusetts Institute of Technology | G01N015/10 G01N015/14 G01N015/00 G01N015/02 A61B005/00 A61B005/145 A61B005/1468 A61B005/1486 B01L003/00 G01N033/487
US10085693 | B2 | 2018-10-02 | Measuring device | 2014-12-19 | A measuring device that can obtain a stable measurement result is realized. The measuring device includes a measuring portion (14) that is arranged in one of a placing portion (12) where a fingertip portion (A) is placed, and an interposing portion (11) facing the placing portion (12), and interposing, together with the placing portion, the fingertip portion (A), emits excitation light and receives fluorescence, and a fixing force supply portion (13) that supplies, to the fingertip portion (A) through the interposing portion (11), force which is capable of fixing a relative positional relationship between the fingertip portion (A) and the measuring portion (14). | 1. A measuring device measuring an amount of a fluorescent material, based on an intensity of fluorescence that is generated from the fluorescent material within a living body excited by excitation light with which a measurement target region of the living body is irradiated, the device comprising: a placing portion where the measurement target region is placed;an interposing portion that faces the placing portion, the measurement target region being interposed between the placing portion and the interposing portion;an emitting portion that is arranged in one of the placing portion and the interposing portion, and emits the excitation light;a light-receiving portion that is arranged in one of the placing portion and the interposing portion, and receives the fluorescence; anda fixing force supply portion that supplies, to the measurement target region through the interposing portion, force which is capable of fixing a relative positional relationship between the measurement target region and the light-receiving portion. 2. The measuring device according to claim 1, wherein the placing portion and the interposing portion have facing faces which face each other in a state of interposing the measurement target region therebetween, andthe light-receiving portion protrudes from the facing face of the placing portion or of the interposing portion. 3. The measuring device according to claim 2, further comprising: an outer edge portion that is formed on a periphery of the light-receiving portion,wherein the outer edge portion has an outer edge contact face which contacts with the measurement target region. 4. The measuring device according to claim 3, wherein the light-receiving portion has a light-receiving face which receives the fluorescence, anda concave portion is formed by positioning the light-receiving face at a position which is deeper than the outer edge contact face. 5. The measuring device according to claim 4, further comprising: a mirror face portion provided on a side face within the concave portion, wherein the mirror face portion reflects portions of the fluorescence which are incident on the mirror face portion. 6. The measuring device according to claim 3, wherein a detachable light-transmitting member is arranged on the outer edge contact face. 7. The measuring device according to claim 4, wherein a detachable light-transmitting member is arranged on the outer edge contact face. 8. The measuring device according to claim 1, further comprising: a fixing force sensor that measures a value of force which is applied by the fixing force supply portion; anda fixing force control portion that controls the fixing force supply portion such that the force which is applied by the fixing force supply portion is a predetermined value or more, depending on a measurement result by the fixing force sensor. 9. The measuring device according to claim 1, wherein the measurement target region is a fingertip. | SHARP LIFE SCIENCE CORPORATION | A61B005/02 A61B005/00 A61B005/1455 A61B005/145
US10071279 | B2 | 2018-09-11 | Muscular strength assisting apparatuses and methods of controlling the same | 2014-09-29 | A muscular strength assisting apparatus may include: a wearing unit configured to enclose a part of a user's body; a tightening unit configured to pull the wearing unit in one or both directions; and/or a control unit configured to drive the tightening unit to tighten the part of the user's body on which the wearing unit is located, when it is determined that muscular contraction occurs at the part of the user's body on which the wearing unit is located. A method of controlling a muscular strength assisting apparatus may include: determining whether muscular contraction occurs at a part of a user's body that is enclosed by a wearing unit; and/or driving a tightening unit pulling the wearing unit in one direction or both directions to tighten the part of the user's body on which the wearing unit is located when it is determined that the muscular contraction occurs. | 1. A muscular strength assisting apparatus, comprising: a wearing unit configured to enclose a part of a user's body;a tightening unit configured to pull the wearing unit in at least one direction;a muscle state detector configured to detect a muscular contraction occurring at the part of the user's body that is enclosed by the wearing unit;a position detector configured to detect position information of the tightening unit;a memory storing a program; anda processor configured to execute the program to, drive the tightening unit to tighten the part of the user's body that is enclosed by the wearing unit, based on a determination that the muscular contraction occurs at the part of the user's body that is enclosed by the wearing unit, the driving including, detecting a current muscle activation state associated with the part of the user's body that is enclosed by the wearing unit, based on the muscle state detector and a current position of the tightening unit using the position detector,calculating a difference between the detected current muscle activation state and an initial muscle activation state and a difference between the detected current position of the tightening unit and an initial position of the tightening unit, anddriving the tightening unit to output a force or torque proportional to the calculated difference between the detected current muscle activation state and the initial muscle activation state and to output a force or torque proportional to the calculated difference between the detected current position of the tightening unit and the initial position of the tightening unit and compensating the calculated difference between the detected current position of the tightening unit and the initial position of the tightening unit. 2. The apparatus according to claim 1, further comprising: a movement detector configured to detect whether the user is moving. 3. The apparatus according to claim 2, the processor configured to execute the program to, detect a moving speed of the user using the movement detector,based on determining whether the user is moving based on the detected moving speed, perform one of, stop the tightening unit based on a determination that the user is moving, anddrive the tightening unit based on a determination that the user is not moving. 4. The apparatus according to claim 1, wherein the tightening unit includes a motor. 5. The apparatus according to claim 1, further comprising: an operation unit having a plurality of inputs configured to receive commands from the user. 6. The apparatus according to claim 5, wherein the operation unit further includes a display configured to display an operating state of the muscular strength assisting apparatus and an operated state of the inputs by the user. 7. A method of controlling a muscular strength assisting apparatus, comprising: determining whether muscular contraction occurs at a part of a user's body that is enclosed by a wearing unit based on detecting a muscl... | SAMSUNG ELECTRONICS CO., LTD. | A61H011/00 A63B023/035 A61F005/02 A63B021/00 A63B024/00 A61B005/11 A63B021/005 A61B005/22
US10080504 | B2 | 2018-09-25 | Imaging system for intra-operative and post-operative blood perfusion monitoring | 2014-11-10 | Embodiments described herein generally relate to devices, methods and systems for determining blood oxygenation. By applying near infrared radiation of an appropriate wavelength to the tissue and determining the absorbance at a plurality of points where the distance between the source of the near infrared radiation and the detector are known, the oxygenation state of the hemoglobin can be determined based on position in a three dimensional space. | 1. An imaging device, comprising: a near infrared spectroscopy (NIRS) device comprising: a support comprising a first surface;a plurality of radiation sources positioned in connection with the first surface;a plurality of radiation detectors positioned in connection with the first surface,a processor in connection with the near infrared spectroscopy device; anda non-transitory memory that stores thereon a plurality of machine-readable instructions which, when executed by the processor, cause the imaging device to: create a volumetric map, the dimensions of the volumetric map corresponding to the tissue portion;subdivide the volumetric map into volumetric subregions, the volumetric subregions comprising a plurality of voxels, each voxel being assigned either preassigned values or random values;overlay a sensitivity map onto the volumetric map, the sensitivity map having a photon migration pattern;perform at least one iterative cycle, the iterative cycle comprising: determining the measurement array and the calculated array for the volumetric map, the measurement array comprising optical measurements corresponding to the photon migration pattern, the calculated array comprising determined measurements corresponding to the assigned value as weighted by the photon migration pattern;increasing an assigned value of a test voxel of the volumetric map, each of the test voxel being selected from the voxels of the volumetric subregions, the increase perturbing the volumetric map;calculating perturbed determined measurements of a perturbed calculated array for the volumetric map; anddetermining an error between the measurement array and the perturbed calculated array of the volumetric map, wherein a transformation is applied locally to the test voxel and incorporates the error; andrepeat the iterative cycle until either a preset maximum is reached or the measurement error is less than a present threshold. 2. The imaging device of claim 1, wherein each voxel is assigned a value determined by a previous set of iterative cycle. 3. The imaging device of claim 1, wherein the plurality of radiation sources are positioned equidistance from the detector. 4. The imaging device of claim 1, wherein the transformation comprises a volumetric Gaussian kernel, wherein if the perturbation causes the error to go down, then the volumetric Gaussian kernel having a radius is centered on the test voxel, the volumetric Gaussian kernel extending to a plurality of proximate voxels, the test voxel and the proximate voxels being permanently increased in value proportionally to the magnitude of the error decrease multiplied by a proportional factor A, and wherein if the perturbation causes the error to go up, then a volumetric Gaussian kernel having a radius is centered on the test voxel, the volumetric Gaussian kernel extending to a plurality of proximate voxels, the test voxel and the proximate voxels being permanently decreased in value proportionally to the magnitude of the er... | University of Houston System The Methodist Hospital | A61B005/1455 A61B005/026 A61B005/00
US10085672 | B2 | 2018-10-02 | Diagnostic endoscopic imaging support apparatus and method, and non-transitory computer readable medium on which is recorded diagnostic endoscopic imaging support program | 2014-07-22 | A diagnostic endoscopic imaging support apparatus includes a three-dimensional image data obtaining section that obtains three-dimensional image data of a subject, a tubular tissue shape data obtaining section that extracts and obtains tubular tissue shape data representing a shape of a tubular tissue in the subject from the three-dimensional image data obtained by the three-dimensional image data obtaining section, an endoscope route data obtaining section that obtains endoscope route data representing a route of an endoscope inserted into the subject, and a matching section that performs matching between the tubular tissue shape data and the endoscope route data. | 1. A diagnostic endoscopic imaging support apparatus, comprising: a processor configured to execute a process, the process comprising: obtaining three-dimensional image data of a subject;extracting and obtaining tubular tissue shape data representing a shape of a tubular tissue in the subject from the three-dimensional image data;obtaining endoscope route data representing a set of positions along a route of an endoscope inserted into the subject and including a position of a tip of the endoscope, wherein the position of the tip the endoscope corresponds to a front-most position along said series of positions;extracting, from the tubular tissue shape data and the endoscope route data, target points at which curvature of the shape of the tubular tissue indicated by the tubular tissue shape data and curvature of the route of the endoscope indicated by the endoscope route data commonly exceed a predetermined threshold;using the extracted target points, performing matching between the shape of the tubular tissue represented by the tubular tissue shape data and the series of positions along the route of the endoscope including the position of the tip of the endoscope represented by the endoscope route data, wherein, when the route of the endoscope in the subject is changed, a detection of a variation in the route of the endoscope is made and the matching is performed in real-time for the part of the route of the endoscope for which the variation has been detected, and reuses the result of previous matching for the remaining part of the route without performing the matching anew; andtransforming the series of positions along the route of the endoscope based on a result of the matching; anda display configured to display the transformed series of positions along the route of the endoscope in the subject in an image obtained from the three-dimensional image data. 2. The diagnostic endoscopic imaging support apparatus as claimed in claim 1, wherein the image is a three-dimensional stereoscopic image. 3. The diagnostic endoscopic imaging support apparatus as claimed in claim 1, wherein the image is a cross-sectional image. 4. The diagnostic endoscopic imaging support apparatus as claimed in claim 1, wherein the process further comprises: obtaining tree structure data as the tubular tissue shape data; and performing matching using the tree structure data. 5. The diagnostic endoscopic imaging support apparatus as claimed in claim 4, wherein the process further comprises: obtaining line segment structure data as the endoscope route data; and performing matching of local maximum points of curvature between the line segment structure data and the tree structure data. 6. The diagnostic endoscopic imaging support apparatus as claimed in claim 1, wherein the process further comprises obtaining information of distance from the insertion opening of the endoscope to the tip of the endoscope inserted into the subject and performing the matching using the informat... | Fujifilm Corporation | A61B005/06 A61B006/12 A61B001/00 A61B001/04 A61B001/267 A61B001/31 A61B006/03 A61B005/055 G01R033/28
US10106026 | B2 | 2018-10-23 | User interface for an electrically motorized vehicle | 2015-04-07 | A system, method, and device for operations of an electrically motorized vehicle. The vehicle can utilize an electrically motorized wheel to convert a non-motorized wheeled vehicle to an electrically motorized wheeled vehicle. A user interface for controlling the device of the electrically motorized wheel includes at least one button displayable by the user interface to control a function associated with the device. | 1. A method of navigating an electrically motorized human-powered vehicle, the method comprising: suggesting a first route to a destination for the vehicle based in part on aggregated data from sensors of a plurality of electrically motorized human-powered vehicles, wherein the sensors are operable to measure human effort that propels each of the plurality of electrically motorized human-powered vehicles by detecting a torque applied by a user to a drive system of the electrically motorized human-powered vehicle or a rotational speed of the drive system. 2. The method as recited in claim 1, further comprising altering the first route to produce a second route to the destination for the electrically motorized human-powered vehicle based in part on the aggregated data. 3. The method as recited in claim 2, further comprising determining at least one of the first route and the second route at least in part from third party data. 4. The method as recited in claim 2, further comprising aggregating a plurality of routes similar to the first route and optimizing the aggregated plurality of routes to determine the second route. 5. The method as recited in claim 2, wherein at least one of the first route and the second route is indifferent to roads. 6. The method as recited in claim 2, further comprising determining that the second route can be traversed more efficiently than the first route. 7. The method as recited in claim 2, further comprising determining that the second route can be traversed faster than the first route. 8. The method as recited in claim 1, wherein the aggregated data includes at least one of environmental data, road condition data, data describing rider effort, energy used by the electrically motorized human-powered vehicle, and data describing physical rider condition. 9. The method as recited in claim 1, further comprising configuring a user interface to display guidance for the user of the electrically motorized human-powered vehicle on the first route. 10. The method as recited in claim 9, wherein the user interface is on the vehicle or a mobile device associated with the user of the electrically motorized human-powered vehicle. 11. The method as recited in claim 1, wherein the destination is determined via a user input. | Superpedestrian, Inc. | G01C021/00 B60K007/00 B60L015/20 B60L003/00 B60L003/12 B60L007/12 B60L011/00 B60L011/18 A61G005/04 B62B003/00 B62B005/00 G06F008/65 G07C005/00 G07C005/08 H04L029/08 H04W004/00 B60Q005/00 B60Q009/00 A61B005/00 A61B005/11 B60W050/08 A63B024/00 B62M006/45 B62M025/08 H02P003/06 B60L007/00 H02P006/08 B62M006/80 A63B021/005 A63B021/22 A63B022/06 B60R016/02 G05D001/02 G07C005/02 G08G001/127 B60R025/04 B60R025/10 B60R025/20 E05B049/00 E05B081/54 G07C009/00 G08G001/01 G08G001/052 G08G001/123 G08G001/00 B61L025/02 G08G001/13 H04M001/725 H02P029/20 B60C005/00 B60C009/00 G01C021/36 B60W050/00 E05B047/00 G08G001/16
US10080508 | B2 | 2018-09-25 | Magnetic resonance imaging apparatus and image processing apparatus | 2016-09-01 | A magnetic resonance imaging apparatus according to an embodiment includes processing circuitry. The processing circuitry is configured to perform control to display a matrix representing inter-regional connectivity between a plurality of regions in a brain. The processing circuitry is configured to perform, based on an attention degree set to each of the regions, control to selectively display part of a plurality of regions arranged along a first axis of the matrix. | 1. A magnetic resonance imaging apparatus, comprising: processing circuitry configured to perform control to graphically display, on a display, a matrix, the matrix representing inter-regional connectivity between a plurality of regions in a brain, and including therein a plurality of elements representing the plurality of regions arranged along at least a first axis, andperform, based on an attention degree set to each of the plurality of regions, control to selectively and graphically display part of the elements of the regions arranged along the first axis in the matrix. 2. The magnetic resonance imaging apparatus according to claim 1, wherein the processing circuitry is further configured to perform control to display the matrix in which information indicating the part of the elements of the regions is arranged along the first axis and information indicating a region having connectivity with the part of the elements of the regions is arranged along a second axis. 3. The magnetic resonance imaging apparatus according to claim 2, wherein the processing circuitry is further configured to perform control to display the information indicating the region and information indicating a functional or anatomical category to which the region belongs, hierarchically along the first axis and the second axis. 4. The magnetic resonance imaging apparatus according to claim 1, wherein the attention degree is set in accordance with a diagnosis purpose and a disease, or in accordance with a neural symptom. 5. The magnetic resonance imaging apparatus according to claim 1, wherein the processing circuitry is further configured to perform control to display an image of a selected region, in accordance with an operation to select a displayed region. 6. The magnetic resonance imaging apparatus according to claim 5, wherein the processing circuitry is further configured to perform control to display a zoomed image of the selected region. 7. The magnetic resonance imaging apparatus according to claim 1, wherein the processing circuitry is further configured to perform control to display an arrangement of an image of the part of the elements of the regions and an image of a region having connectivity with the part of the elements of the regions. 8. The magnetic resonance imaging apparatus according to claim 1, wherein the processing circuitry is further configured to perform control to display an image illustrating the plurality of regions, and control to highlight a specific region among the plurality of regions arrayed in the matrix, in accordance with an operation to select the specific region from among the regions displayed on the image. 9. The magnetic resonance imaging apparatus according to claim 1, wherein the processing circuitry is further configured to perform control to additionally display an analysis value of an image related to each of the regions on the matrix. 10. The magnetic resonance imaging apparatus according to claim 9, wherein the proce... | Toshiba Medical Systems Corporation | G06K009/00 A61B005/055 G06T007/00 G01R033/48 A61B005/05 A61B005/00
US10111610 | B2 | 2018-10-30 | Microscale plasma separator | 2015-11-03 | The invention is directed to methods and devices for efficient separation of plasma irons whole blood which are suitable for point of care use in resource poor environments, in some embodiments, elements of such devices comprise (a) a sample collection receptacle (SCR) with at least one port, the sample collection receptacle capable of holding a predetermined volume of a sample of undiluted whole blood drawn through a port; (b) a filter chamber having an inlet and an outlet, and containing at least one filter capable of separating plasma from blood cells as sample passes from an inlet side to an outlet side of the at least one filter whenever the filter chamber is placed in Quid communication with a port of the sample collection receptacle; and (c) a manually driven pump operationally associated with the SCR and filter chamber for (i) drawing a predetermined volume of sample into ore SCR by a first user action and (ii) driving the predetermined volume at a substantially constant linear flow under a pressure not exceeding 2 psi from the SCR through the filter chamber and the outlet of the filter chamber by a second user action. | 1. A device for separating plasma from whole blood, the device comprising: (a) a sample collection receptacle with at least one port, the sample collection receptacle capable of holding a predetermined volume of a sample of whole blood drawn through a port;(b) a filter chamber having an inlet and an outlet, and containing at least one filter capable of separating plasma from blood cells as sample passes from an inlet side to an outlet side of the at least one filter whenever the filter chamber is placed in fluid communication with a port of the sample collection receptacle; and(c) a manually driven pump operationally associated with the sample collection receptacle and filter chamber for (i) drawing a predetermined volume of sample into the sample collection receptacle by a first user action and (ii) driving by a spring-drive mechanism or an elastomeric bladder the predetermined volume at a substantially constant linear flow under a pressure not exceeding 2 psi from the sample collection receptacle through the filter chamber and the outlet of the filter chamber by a second user action. 2. The device of claim 1 wherein said port of said sample collection receptacle through which said sample is drawn comprises a one-way valve that prevents fluid from exiting said sample collection receptacle by said port. 3. The device of claim 1 wherein said inlet of said filter chamber comprises a one-way valve that prevents fluid from exiting said filter chamber by said inlet. 4. The device of claim 1 wherein said sample collection receptacle comprises a body and a plunger moveably disposed within the body and forming fluid seals with walls of the body so that by moving the plunger in a first direction a negative pressure is exerted on said sample collection receptacle and by moving the plunger in a second direction a positive pressure is exerted on said sample collection receptacle, and wherein said spring-drive mechanism of said manually driven pump is operationally associated with the plunger and the body so that whenever the spring is in a relaxed state the plunger is disposed in the body to give said sample collection receptacle a first volume, said spring-drive mechanism comprising a releasable catch that permits the spring to be placed in a non-relaxed state by said first user action to give said sample collection reservoir a second volume, thereby causing the plunger to exert a negative pressure on said sample collection receptacle, and to be released from the non-relaxed state by said second user action, thereby returning the spring to return to a relaxed state and causing the plunger to exert a positive pressure not exceeding 2 psi on said sample collection receptacle. 5. The device of claim 4 wherein said first volume is substantially zero. 6. The device of claim 1 wherein said sample collection receptacle comprises said elastomeric bladder, and wherein said elastomeric bladder of said manually driven pump comprises a mechanism for collapsing or ... | Wainamics, Inc. | G01N001/00 A61B005/15 A61M001/34 G01N033/49 A61J001/05 B01L003/02 B01L003/00 A61J001/06
US10092239 | B2 | 2018-10-09 | Biosensor and method for providing a biosensor | 2017-07-31 | A biosensor is proposed for insertion into the subcutaneous tissue of a user wherein the biosensor includes at least one flexible substrate and at least one electrode on at least one surface of the substrate and at least one contacting element. The contacting element is connected to the electrode. The substrate has at least one kink, at which the substrate is at least partly kinked such that the surface is subdivided into at least two interconnected outer surfaces. | 1. A biosensor configured for insertion into subcutaneous tissue of a user for qualitative or quantitative detection of at least one analyte in a bodily fluid, the biosensor comprising: a flexible substrate having an electrical pattern on a surface of the substrate; andthe substrate having a kink at which the substrate is at least partly folded, the kink dividing the surface into two interconnected outer surfaces and dividing the substrate into two substrate parts and two electrical pattern parts;wherein the electrical pattern is disposed on the two outer surfaces of the biosensor when the biosensor is folded about the kink and inserted into the subcutaneous tissue of a user. 2. The biosensor of claim 1, wherein the two substrate parts have substantially the same shape and the two electrical pattern parts have substantially the same shape. 3. The biosensor of claim 1, wherein the two outer surfaces are arranged substantially parallel to one another when the biosensor is folded about the kink and inserted into the subcutaneous tissue of a user. 4. The biosensor of claim 1, wherein the two substrate parts are connected to one another. 5. The biosensor of claim 4, wherein the two substrate parts are adhesively bonded to one another at least in part. 6. The biosensor of claim 1, wherein the electrical pattern includes an electrode. 7. The biosensor of claim 6, wherein the electrode comprises a plurality of electrodes and at least one of the electrodes is arranged on each of the two outer surfaces. 8. The biosensor of claim 6, wherein the electrode comprises one or more of at least one working electrode, at least one reference electrode or at least one counter electrode. 9. The biosensor of claim 1, wherein one or more of a contacting element or an electrode are arranged on both the first and the second outer surface. 10. The biosensor of claim 9, wherein the kink is arranged at the contacting element. 11. The biosensor of claim 1, wherein the electrical pattern includes a conductor track arranged between a contacting element and an electrode. 12. The biosensor of claim 1, wherein the substrate has an elongate structure and an electrode and a contacting element are situated at mutually opposite ends of one of the outer surfaces. 13. An insertion kit for inserting a bio sensor into subcutaneous tissue of a user, the kit comprising a piercing element and a biosensor, the biosensor comprising: a flexible substrate having an electrical pattern on a surface of the substrate, the electrical pattern including an electrode and a contacting element connected to the electrode, wherein the electrode is configured for insertion into subcutaneous tissue; andthe substrate having a kink at which the substrate is at least partly kinked, the kink (i) dividing the surface into two interconnected outer surfaces, (ii) dividing the substrate into two substrate parts, and (iii) dividing the electrical pattern into two electrical pattern parts, wherein the elect... | Roche Diabetes Care, Inc. | A61B005/00 A61B005/145 A61B005/1486 A61N001/05
US10076254 | B2 | 2018-09-18 | Optical communication with optical sensors | 2014-12-16 | A wearable computing device includes an electro-optical sensor to translate received light into an electrical signal. During a first mode of operation of the wearable computing device, a physical parameter of a wearer of the wearable computing device is assessed from the electrical signal. During a second mode of operation of the wearable computing device, encoded communication data is extracted from the electrical signal. | 1. A wearable computing device comprising: a band configured to couple the wearable computing device to a wrist of a wearer;an electro-optical sensor arranged on the band to face the wrist and configured to translate received light into an electrical signal;an alignment mechanism configured to align the electro-optical sensor with an optical emitter of a communication cable, wherein the wearable computing device is configured to sense connection of the communication cable;a logic machine; anda storage machine holding instructions executable by the logic machine to: during a first mode, assess a physical parameter of the wearer of the wearable computing device from the electrical signal; andduring a second mode, extract communication data encoded in the electrical signal that is translated, via the electro-optical sensor, from light received from the optical emitter of the communication cable, and wherein the wearable computing device is configured to automatically switch from the first mode to the second mode based on sensing connection of the communication cable to the wearable computing device. 2. The wearable computing device of claim 1, wherein the electro-optical sensor is a pulse oximeter, and the physical parameter is a blood oxygen level. 3. The wearable computing device of claim 1, wherein the electro-optical sensor is an optical pulse rate sensor, and the physical parameter is a pulse rate of the wearer. 4. The wearable computing device of claim 1, further comprising: an optical emitter to emit a diagnostic reference light;wherein the electro-optical sensor is configured to translate the diagnostic reference light and a communication light emitted by the optical emitter of the communication cable into the electrical signal; andwherein the storage machine further holds instructions executable by the logic machine to: during the first mode, instruct the optical emitter of the wearable computing device to emit the diagnostic reference light;during the first mode, recognize the electrical signal translated from the diagnostic reference light; andduring the second mode, recognize the electrical signal translated from the communication light. 5. The wearable computing device of claim 4, wherein the optical emitter of the wearable computing device is a light emitting diode. 6. The wearable computing device of claim 4, wherein the storage machine further holds instructions executable by the logic machine to, during the second mode, instruct the optical emitter to emit communication light encoding communication data. 7. The wearable computing device of claim 4, wherein the alignment mechanism is configured to align the optical emitter of the wearable computing device with an electro-optical sensor of the communication cable. 8. The wearable computing device of claim 1, further comprising: an inductive loop receiver to receive an electrical charge from an inductive loop transmitter of the communication cable. 9. The wearable computing dev... | MICROSOFT TECHNOLOGY LICENSING, LLC | A61B005/1455 A61B005/024 A61B005/00 H04B010/114
US10098702 | B2 | 2018-10-16 | Devices, systems, and methods for treatment of vessels | 2015-07-10 | Devices, systems, and methods configured to assess the severity of a blockage in a vessel and, in particular, a stenosis in a blood vessel, provide visual depictions of vessel that allow assessment of the vessel and, in particular, any stenosis or lesion of the vessel, simulate one or more treatment options for the vessel, and perform treatment on any stenosis or lesion of the vessel, including guiding placement of one or more treatment devices are provided. The method can include obtaining pressure measurements from first and second instruments positioned within a vessel of a patient during a diagnostic procedure where the second instrument is moved longitudinally through the vessel; identifying a treatment option based on the obtained pressure measurements; and performing the identified treatment option, wherein a user display guides placement of one or more treatment devices associated with the identified treatment option. | 1. A method of treating a vessel of a patient, comprising: obtaining pressure measurements from a first instrument and a second instrument positioned within a vessel of a patient during a diagnostic procedure where the second instrument is moved longitudinally through the vessel from a first position to a second position and the first instrument remains stationary within the vessel;identifying a desired treatment location of the vessel based on the pressure measurements; andoutputting, to a user display, a graphical representation comprising an image of the vessel and an indicator of one or more treatment devices at the desired treatment location of the vessel, wherein the image of the vessel comprises a length of the vessel, and wherein the indicator is overlaid on the image of the vessel such that the indicator extends lengthwise along the length of the vessel in the graphical representation. 2. The method of claim 1, wherein the image of the vessel is an intravascular image. 3. The method of claim 2, wherein the intravascular image is at least one of an intravascular ultrasound (IVUS) image or an optical coherence tomography (OCT) image. 4. The method of claim 1, wherein the image of the vessel is an extravascular image. 5. The method of claim 4, wherein the extravascular image is at least one of a two dimensional angiographic image, a three dimensional angiographic image, or a computed tomography angiographic (CTA) image. 6. The method of claim 1, wherein the step of identifying includes outputting the image of the vessel on the user display, the image including diagnostic visualizations based on the pressure measurements. 7. The method of claim 6, wherein the diagnostic visualizations include an intensity map based on changes in a pressure ratio of the pressure measurements from the first instrument and second instrument. 8. The method of claim 6, wherein the diagnostic visualizations include a graph of at least one of: a pressure ratio of the pressure measurements from the first instrument and second instrument; ora gradient of a pressure ratio of the pressure measurements from the first instrument and second instrument. 9. The method of claim 8, wherein the graph is at least one of scaled, rotated, or mirror imaged to align proximal and distal portions of the graph with corresponding proximal and distal portions of the vessel as depicted in the image of the vessel. 10. The method of claim 6, wherein the diagnostic visualizations include numerical values of a pressure ratio of the pressure measurements from the first instrument and second instrument. 11. The method of claim 6, wherein the diagnostic visualizations include markings representative of a pressure ratio of the pressure measurements from the first instrument and second instrument. 12. The method of claim 1, wherein the step of identifying includes modifying the image of the vessel to simulate one or more treatment options. 13. The method of claim 12, wherein the modif... | VOLCANO CORPORATION | A61B005/05 A61B019/00 A61B005/00 A61B006/03 A61B008/12 A61B005/0215 A61B005/06 A61B034/10
US10088391 | B2 | 2018-10-02 | Blood and marrow draw processing devices and methods | 2014-02-18 | Apparatus, systems and methods for processing a blood sample. One embodiment comprises an isolation container having at least one sidewall defining an interior volume. The interior volume includes a medial reservoir in fluid communication with proximal and distal reservoirs. The diameter of the medial reservoir is less than the diameter of the proximal and distal reservoirs. Therefore, the isolation container has an interior volume which is roughly hour-glass shaped with the medial reservoir being a substantially narrowed portion or channel between two wider portions. The isolation container is configured such that the buffy coat layer of fractionated blood will be located within and may be accessed from the reduced cross sectional medial reservoir after a centrifuge or other processing step. | 1. An apparatus for processing a blood sample comprising: an isolation container comprising a side wall defining an interior volume, wherein the interior volume comprises; a proximal reservoir having a select diameter;a medial reservoir in fluid communication with the proximal reservoir, the medial reservoir having a select diameter which is less than the select diameter of the proximal reservoir;a distal reservoir positioned opposite the medial reservoir from the proximal reservoir in fluid communication with the medial reservoir, the distal reservoir having a select diameter which is greater than the select diameter of the medial reservoir;a port passing through a portion of the isolation container side wall defining the medial reservoir, wherein the port opens directly into the medial reservoir from outside the isolation container, such that the port does not pass through the proximal reservoir or the distal reservoir, wherein the apparatus further comprises;a plunger in sealing and slideable engagement with a portion of the side wall of the isolation container defining the distal reservoir; anda coupling in fluid communication with the proximal reservoir. 2. The apparatus for processing a blood sample of claim 1 wherein the plunger comprises: a sealing element; anda handle engaged with the sealing element wherein a portion of the handle extends beyond a distal end of the portion of the side wall surface of the isolation container defining the distal reservoir. 3. The apparatus for processing a blood sample of claim 2 wherein at least a portion of the handle may be selectively removed from the sealing element of the plunger. 4. The apparatus for processing a blood sample of claim 3 wherein the handle comprises a plurality of perforations defining at least one break-line at which a portion of the handle may be selectively removed from a remaining portion of the handle. 5. The apparatus for processing a blood sample of claim 4 wherein the plurality of perforations defines at least two break-lines which define a break-plane. 6. The apparatus for processing a blood sample of claim 5 wherein the break-plane is co-planer with a plane defined by the distal side wall surface of the distal reservoir, when the plunger is positioned to define a selected volume within the isolation container. 7. The apparatus for processing a blood sample of claim 1 wherein the location of the port may be translated axially toward the proximal reservoir or axially toward the distal reservoir. 8. The apparatus for processing a blood sample of claim 1 further comprising an inner lumen having an opening at one end in fluid communication with the medial reservoir. 9. The apparatus for processing a blood sample of claim 8 wherein the position of the inner lumen opening may be translated within the medial reservoir axially toward the proximal reservoir or axially toward the distal reservoir. 10. The apparatus for processing a blood sample of claim 1 wherein the portion... | Regenexx, LLC | G01N001/14 A61B005/15 B01L003/00 A61M001/36 B01D021/26 A61B005/153
US10105081 | B2 | 2018-10-23 | Implantable sensor | 2016-11-22 | A sensor for sensing a substance such as for example glucose. The sensor is implantable in the body of a living creature. The sensor has a photonic integrated circuit, e.g. silicon-photonics integrated circuit, for spectrally processing radiation interacting with the sample. A continuous monitoring system can also include such a sensor. | 1. A sensor configured to sense glucose, urea, creatinine, triglyceride, protein, cholesterol, ethanol, ketones, hormones or lactate, the sensor being implantable in the body of a living creature or an object and configured for sensing in tissue or bodily fluids, the sensor comprising: an integrated radiation source configured for coupling radiation generated by said source into a photonics integrated circuit, the integrated radiation source being for irradiating said tissue or bodily fluids having at least one of glucose, urea, creatinine, triglyceride, protein, cholesterol, ethanol, ketones, hormones or lactate in said tissue or bodily fluid,a photonics integrated circuit configured to spectrally process the radiation interacting with the glucose, urea, creatinine, triglyceride, protein, cholesterol, ethanol, ketones, hormones or lactate, wherein the photonics integrated circuit comprises at least an integrated optical waveguide, an optical demultiplexer and a detection element,said integrated optical waveguide being configured for receiving radiation from said integrated radiation source and to send the radiation to the demultiplexer,said optical demultiplexer being configured for spectrally processing the radiation, said integrated detection element being configured to detect different absorption or reflection bands of the glucose, urea, creatinine, triglyceride, protein, cholesterol, ethanol, ketones, hormones or lactate from the spectrally processed radiation to sense the glucose, urea, creatinine, triglyceride, protein, cholesterol, ethanol, ketones, hormones or lactate, wherein the radiation source and the photonics integrated circuit form an integrated spectrometer, and wherein said sensor is configured to be implantable in the body of a living creature or an object to sense glucose, urea, creatinine, triglyceride, protein, cholesterol, ethanol, ketones, hormones or lactate. 2. The sensor according to claim 1, wherein the sensor is waveguide based and configured for free space sensing. 3. The sensor according to claim 1, the sensor comprising a measurement region from which the radiation is captured, wherein the photonics integrated circuit and measurement region are spatially configured to allow for substance-sampling free measurements. 4. The sensor according to claim 1, wherein the photonics integrated circuit and measurement region are sized so as to allow for time-dependent substance measurements based on spontaneous displacement of the substance in the body. 5. The sensor according to claim 1, wherein the measurement region is an open-space measurement region so that it is not enclosed by sensor walls. 6. The sensor according to claim 1, wherein the integrated detecting element is a detecting element monolithically integrated with the photonics integrated circuit or heterogeneously integrated with the photonics integrated circuit or hybridly integrated with the photonics integrated circuit. 7. The sensor according to claim 1,... | INDIGO DIABETES NV | A61B005/1455 A61B005/145 A61B005/1459 A61B005/00 G02B006/12 G02B006/34
US10064571 | B2 | 2018-09-04 | Method and apparatus for detecting the onset of hypoglycaemia | 2012-12-12 | A method and apparatus for the detection of the onset of hypoglycaemia is described. A portable sensor worn by a subject is used to detect a physiological tremor signal. The tremor signal is analysed over a period of time, and an alarm is generated when a change in the physiological tremor signal indicative of the onset of hypoglycaemia in the subject is detected. A patient or carer can then perform appropriate action, such as performing a finger prick test to determine blood sugar test and treating as required. The portable sensor can be used to detect a tremor signal indicative of the, the onset of hypoglycaemia such as a signal corresponding to a decrease in blood glucose level (BGL) below 5 mmol/l. The portable sensor can use an accelerometer and may be worn on a limb, such as an arm or leg. The sensor can be used to measure the power of the tremor signal and detect a change, such as an increase in power over time and/or an increase in the rate of change of power over time. Filtering the signal may include filtering signals outside of the range 0-50 Hz, or more specifically 7-15 Hz. | 1. A method for alerting a subject of the onset of hypoglycaemia, the method including the steps of: i) affixing a portable sensor to a limb of a subject, wherein the portable sensor comprises an accelerometer;ii) receiving a physiological tremor signal from the portable sensor worn by the subject;iii) analysing the physiological tremor signal over a first period of time to determine the tremor signal power; andiv) generating an alarm at the location of the portable sensor based solely on detecting a change in the physiological tremor signal indicative of the onset of hypoglycaemia in the subject,wherein the onset of hypoglycaemia, prior to glucose administration, corresponds to a decrease in blood glucose level (BGL) into a range of 3-6.5 mmol/L, and the detected change in the physiological tremor signal is an increase in tremor signal power of at least 50% relative to a reference value. 2. The method of claim 1, wherein the reference value is a predetermined baseline. 3. The method of claim 2, wherein the predetermined baseline is predetermined for the subject from a calibration process. 4. The method of claim 1, wherein the reference value is a dynamic threshold determined from analysing the physiological tremor signal over a second period of time, the second period of time preceding the first period of time. 5. The method as claimed in claim 1, wherein the step of analysing the physiological tremor signal over a first period of time comprises: filtering the signal from the sensor;calculating the power spectrum of the signal at a plurality of time points in the first period of time to obtain a plurality of power measurements; anddetecting a change in the plurality of power measurements over the first period of time. 6. The method of claim 5, wherein the change in the plurality of power measurements over the first period of time is an increase in power over time. 7. The method of claim 5, wherein the change in the plurality of power measurements over the first period of time is an increase in the rate of change of power over time. 8. The method of claim 5, wherein the filtering of the signal includes filtering signals outside of the range 0-50 Hz. 9. The method of claim 8, wherein the range is 7-15 Hz. 10. A wearable apparatus for detecting the onset of hypoglycaemia in a subject, the apparatus including: a sensor for measuring physiological tremor in a subject;an attachment means for attaching the apparatus to a limb of the subject, wherein the portable sensor comprises an accelerometer;an analysis for analysing-a physiological tremor signal from the sensor over a first period of time to determine the tremor signal power, and generating an alarm signal via the output interface to initiate an alarm to alert the subject based solely on detecting a change in the physiological tremor signal indicative of the onset of hypoglycaemia in the subject,wherein the analysis module generates an alarm signal to initiate an alarm at the location of ... | MEDVET SCIENCE PTY LTD | A61B005/103 A61B005/117 A61B005/11 A61B005/145 A61B005/00
US10076282 | B2 | 2018-09-18 | Wearable monitoring devices having sensors and light guides | 2014-12-09 | A monitoring device includes a housing configured to be attached to a body of a subject. An optical emitter, optical detector, and sensor for measuring motion noise are located within the housing. Light transmissive material is in optical communication with the optical emitter and detector and is configured to deliver light from the optical emitter to one or more locations of the body of the subject and to collect light external to the housing and deliver the collected light to the detector. A signal processor is configured to receive and process signals produced by the optical detector and the motion noise sensor, and to remove noise from the signals produced by the optical detector. The signal processor may generate physiological parameters for the subject such as heart rate, blood flow, blood pressure, VO2max, heart rate variability, respiration rate, and blood gas/analyte level. | 1. A monitoring device, comprising: at least one optical emitter comprising an emitting surface;at least one optical detector comprising a detecting surface;at least one housing supporting the at least one optical emitter and the at least one optical detector, wherein the at least one housing comprises at least one window in optical communication with the emitting surface of the at least one optical emitter and the detecting surface of the at least one optical detector, and wherein the at least one housing is configured to be attached to a body of a subject; andlight transmissive material that covers at least a portion of the at least one housing including the at least one window and that forms a light guiding region that is in optical communication with the at least one optical emitter via the at least one window and is configured to deliver light from the at least one optical emitter to the body of the subject via a portion thereof, and wherein the light guiding region and the at least one optical emitter emitting surface face substantially a same direction. 2. The monitoring device of claim 1, wherein the at least one housing is configured to be attached to a limb and/or a digit of the subject. 3. The monitoring device of claim 1, wherein at least a portion of the at least one housing is configured to be positioned within an ear of the subject. 4. The monitoring device of claim 3, wherein the light transmissive material portion is configured to deliver light to a non-ear canal region of the subject. 5. The monitoring device of claim 3, further comprising a speaker or microphone supported by the at least one housing. 6. The monitoring device of claim 3, further comprising a temperature sensor supported by the at least one housing, wherein the temperature sensor is configured to measure a temperature of the body. 7. The monitoring device of claim 3, further comprising a temperature sensor supported by the at least one housing, wherein the temperature sensor is configured to measure a temperature of the tympanic membrane, and wherein a second light transmissive material is in optical communication with the temperature sensor and is configured to direct thermal energy from the tympanic membrane to the temperature sensor. 8. The monitoring device of claim 1, wherein the at least one optical emitter comprises a first optical emitter configured to emit light at a first optical wavelength and a second optical emitter configured to emit light at a second optical wavelength different from the first optical wavelength. 9. The monitoring device of claim 1, wherein the at least one housing comprises cladding material that confines light within the light guiding region. 10. The monitoring device of claim 1, wherein the light guiding region comprises a portion that extends outwardly from the housing and that is configured to contact skin of the subject, and wherein the portion that extends outwardly from the housing facilitates optomechanical stabil... | Valencell, Inc. | A61B005/00 G06F019/00 A61B005/024 H04R001/10 A61B005/0205 A61B005/11 A61B005/1455 A61B005/0476 A61B005/16 F21V008/00 A61B005/021 A61B005/08 A61B005/01 A61B005/145 H04R001/02 A61B005/026 A61B005/0295 A61B005/091
US10085643 | B2 | 2018-10-02 | Analytic methods of tissue evaluation | 2011-02-28 | The present invention generally relates to methods and systems for (i) skin assessment based on the utilization of bioimpedance and fractional calculus and implementation of methods for skin hydration assessment based on the utilization of bioimpedance and fractional calculus and systems thereof, (ii) an Opto-Magnetic method based on RGB and gray images data as “cone-rods” principles with enhanced qualitative and quantitative parameters for analyzing water based on Opto-Magnetic properties of light-matter interaction and systems thereof, and (iii) imaging and analyzing skin based on the interaction between matter and electromagnetic radiation and implementation of an Opto-Magnetic method with enhanced qualitative and quantitative parameters for imaging and analyzing skin based on Opto-Magnetic properties of light-matter interaction and systems thereof. | 1. A method for characterizing an epidermis of a person, the method comprising: subjecting a first sublayer of the epidermis of the person to optomagnetic fingerprinting, yielding first wavelength difference-intensity data to characterize the first sublayer;subjecting a second sublayer of the epidermis of the person to optomagnetic fingerprinting, yielding second wavelength difference-intensity data to characterize the second sublayer;comparing the first wavelength difference-intensity data to wavelength difference-intensity data of other persons from the first sublayer of the epidermis of the other persons;comparing the second wavelength difference-intensity data to wavelength difference-intensity data of other persons from the second sublayer of the epidermis of the other persons; anddetermining at least one of an age and a state of hydration of the person using the steps of comparing. 2. The method of claim 1, wherein the first sublayer comprises a skin surface of a stratum corneum of the epidermis of the person. 3. The method of claim 1, wherein the second sublayer is selected from the group consisting of: a non-surface layer of the stratum corneum, layer 1; a watery layer comprising water from the stratum corneum and at least one water layer from a stratum granulosum of the person, layer 2; and the stratum granulosum of the person, layer 3. 4. The method of claim 3, wherein the second sublayer comprises layer 2, reached by removal of the stratum corneum and a portion of the cells of the stratum granulosum. 5. The method of claim 1, wherein optomagnetic fingerprinting comprises: taking a first image of the first sublayer with non-polarized light;taking a second image of the first sublayer with polarized light;generating a normalized red color channel histogram for the first image;generating a normalized blue color channel histogram for the first image;generating a normalized red color channel histogram for the second image;generating a normalized blue color channel histogram for the second image;generating red color channel spectral plots of the normalized red color channel histograms for the first and second images;generating blue color channel spectral plots of the normalized blue color channel histograms for the first and second images;subtracting the spectral plot for the blue color channel for the second image from the spectral plot for the red color channel for the second image to form a red-minus-blue polarized spectral plot (R−B) (P);subtracting the spectral plot for the blue color channel for the first image from the spectral plot for the red color channel for the first image to form a red-minus-blue non-polarized spectral plot (R−B) (W); andplotting wavelength difference versus intensity for the red-minus-blue polarized spectral plot and the red-minus-blue non-polarized spectral plot to form a red-minus-blue non-polarized/polarized spectral plot (R−B) (W−P) for the epidermis of the person. 6. The method of claim 1, further com... | - | A61B005/00 A61B005/053 A61B005/103 G06T007/00 G16H050/20 G01J003/50 G06F019/00 G16H050/70 G16H015/00
US10094818 | B2 | 2018-10-09 | Bacterial/cellular recognition impedance algorithm | 2009-05-07 | A method for characterising cells or cell structures in a sample comprising: obtaining at least one normalized impedance response of the sample over at least one frequency range; and characterising at least one cell using at least one characteristic of the normalized impedance response. | 1. A method for characterizing unidentified cells or cell structures in a sample, said method comprising: implanting at least a portion of a device within a subject containing the sample, the device comprising a controller and at least two electrodes;monitoring, via the controller, at least one characteristic of the sample located in an electrical path between the electrodes;obtaining, via the controller and utilizing the at least two electrodes, at least one normalized impedance response of the sample over at least one frequency range, wherein the normalized impedance is a measured impedance divided by a baseline impedance, wherein the measured impedance comprises at least one of a real or an imaginary part, and wherein the baseline impedance is an impedance response of the sample over the at least one frequency range with substantially no cells in an electrical path between at least two electrodes;identifying, via the controller and within a set of data containing a plurality of normalized impedance responses associated with a corresponding plurality of cell types, at least one characteristic of the normalized impedance response over the at least one frequency range that is indicative of a single cell type within the plurality of cell types; andcharacterizing, via the controller, at least one unidentified cell to determine cell identity by using the identified at least one characteristic of the normalized impedance response over the at least one frequency range,wherein: the determined cell identity is characteristic of at least a cell type and a stage of growth of the at least one unidentified cell in the sample; andthe at least one characteristic of the normalized impedance response used for characterizing the at least one unidentified cell is at least one of a number of peaks in the normalized impedance. 2. A method according to claim 1, wherein the frequency range is a continuous or quasi-continuous frequency range or spectrum. 3. A method according to claim 1, wherein the frequency range comprises a series of discrete frequency measurements. 4. A method according to claim 1, wherein the frequency range is any frequency range lying between 0.1 Hz and 33 MHz. 5. A method according to claim 1, wherein at least one of: the at least one cell is a bacteria or other single cell organism;the at least one cell is a plant or animal cell such as a plant or animal tissue cell;at least one cell is arranged in a structure, such as plant or animal tissue or a multi-cell organism. 6. A method according to claim 1, wherein the baseline impedance response is at least one of an initial or a calculated or estimated or standard impedance response of the system. 7. A method according to claim 6, wherein the baseline impedance response of the system is further based at least in part upon measurement of an impedance response of at least one of a similar or a standardised system over the at least one frequency range with substantially no cells in an electrica... | University of Strathclyde | G01N033/487 A61B005/053 A61B005/1468 A61B005/1473 A61B005/00 C12M001/34 G01N027/02
US10071210 | B2 | 2018-09-11 | Adhesive and peripheral systems and methods for medical devices | 2009-11-13 | A system is disclosed. The system includes a reservoir for containing a fluidic medium, the reservoir including a front surface, a resilient cylindrical flexure portion connected to the front surface, the resilient cylindrical flexure portion comprising an accordion-like structure that is able to expand and contract to change an interior volume within the resilient cylindrical flexure portion, a central passageway within the resilient cylindrical flexure, and a collection chamber connected to the central passageway. Also, a system including a reservoir, a plunger head located within the reservoir, a plunger arm connected to the plunger head, a driving shaft connected to the plunger arm, and a motor connected to the driving shaft, the motor controllable to move the drive shaft in a first motion and a second motion so as to move the advance plunger head and retract the plunger head within the reservoir. | 1. A system comprising: a reservoir for containing a fluidic medium, the reservoir comprising: a resilient cylindrical flexure portion comprising an accordion-like structure that is able to expand and contract to change an interior volume within the resilient cylindrical flexure portion, wherein the resilient cylindrical flexure portion comprising a first end and a second end;a central tube within the resilient cylindrical flexure portion extending from the first end to the second end of the resilient cylindrical flexure portion;a collection chamber directly connected to the central tube; anda pumping chamber coupled in fluid communication with the collection chamber and the central tube, wherein fluid flows from the collection chamber through the central tube and directly into the pumping chamber,wherein during a pumping mechanism's compression stroke, a pumping actuation member applies force directly on to, and deforms, a collection chamber wall forcing fluid to flow through the central tube and into the pumping chamber. 2. A system, comprising: a reservoir comprising: a flexible membrane, wherein the flexible membrane directly connected to a collection chamber; anda pumping chamber coupled in fluid communication with the collection chamber and a central tube,wherein during a pumping mechanism's compression stroke, a pumping actuation member applies force directly on to, and deforms, a collection chamber wall forcing fluid to flow through the central tube and into the pumping chamber, wherein fluid flows from the collection chamber through the central tube and directly into the pumping chamber;a plunger head located adjacent to the reservoir;a plunger arm connected to the plunger head;a driving shaft connected to the plunger arm; anda motor connected to the driving shaft, the motor controllable to move the drive shaft in a first motion so as to move the plunger arm and advance the plunger head against the flexible membrane, and the motor controllable to move the drive shaft in a second motion so as to move the plunger arm and retract the plunger head from the flexible membrane,wherein fluid is retained in the collection chamber until the plunger head interacts with the flexible membrane to pump the fluid out of the collection chamber. | DEKA Products Limited Partnership | A61M005/50 A61M005/168 A61M005/36 A61M005/142 A61M005/162 A61M005/14 G01F022/00 A61M005/172 A61M005/158 A61M005/145 G05B023/02 H04B007/26 G05D007/06 G08C017/02 A61B005/00
US10085677 | B2 | 2018-10-02 | System and method for performing a hearing screening | 2005-11-16 | A hearing screening system for testing hearing abilities of a patient includes an otoacoustic emission (OAE) module operable to perform OAE tests, a tympanometry (tymp) module operable to perform tymp tests, and at least one probe in communication with at least one of the OAE and tymp modules. The probe includes a probe tip that is configured to be positioned within an ear canal of a patient. | 1. A hearing screening system for testing hearing abilities of a patient, comprising: an otoacoustic emission (OAE) module operable to perform OAE tests using a probe;a tympanometry (tymp) module operable to perform tymp tests using said probe; andsaid probe in communication with said OAE module and said tymp module, said probe having a probe tip being configured to be positioned within an ear canal of the patient,wherein said tymp module comprises: (i) a pressure sensor in direct communication with said probe through a sensor tube, wherein said pressure sensor is configured to detect air pressure proximate said probe tip via said sensor tube; and (ii) a pump subsystem directly connected to said probe through an air tube, wherein an entire length of said air tube is separate and distinct from an entire length of said sensor tube, and wherein said pump subsystem is operable to vary air pressure proximate said probe tip via said air tube. 2. The hearing screening system of claim 1, wherein said OAE module comprises a handheld device, and wherein said tymp module comprises a separate housing connected to said handheld device. 3. The hearing screening system of claim 1, wherein said OAE module and said tymp module are contained within a handheld device. 4. The hearing screening system of claim 1, wherein said pump subsystem is a fixed displacement pump subsystem that limits applied maximum and minimum air pressure. 5. The hearing screening system of claim 1, wherein said pump subsystem comprises: a pump cylinder in fluid communication with said air tube;a piston slidably retained within said pump cylinder;a link pivotally connected to said pump cylinder; anda lever arm supporting said link, wherein radial motion of said lever arm is translated into linear motion of said piston within said pump cylinder through said link. 6. The hearing screening system of claim 5, further comprising first and second limit switches operable to detect a position of said lever arm. 7. The hearing screening system of claim 5, further comprising a motor operatively connected to a drive shaft that engages said lever arm, wherein said motor is operable to rotate said drive shaft, and wherein the rotation of said drive shaft causes said lever arm to radially move. 8. The hearing screening system of claim 7, wherein said drive shaft is threaded from a first location to a second location, wherein said drive shaft threadably engages said lever arm, and wherein movement of said lever arm on said drive shaft is limited between movement from said first location to said second location. 9. The hearing screening system of claim 1, further comprising a pressure relief valve disposed within said air tube between said pump subsystem and said probe. 10. The hearing screening system of claim 1, wherein said probe comprises at least one sound receiver and a microphone. 11. The hearing screening system of claim 1, wherein said tymp module comprises a first sound receiver in commu... | ETYMOTIC RESEARCH, INC. | A61B005/12 A61B005/03 A61B005/00 A61B001/227
US10098584 | B2 | 2018-10-16 | Patient health improvement monitor | 2012-02-06 | Systems and methods to monitor an improvement of a subject's physiological condition using a goal improvement profile are described. In an example, a physiological condition of a subject can be compared to a goal improvement profile, where the profile includes at least one target condition indicative of an improved physiological condition detectable using a physiological sensor signal, and a target time when the subject is expected to reach the target condition, where the comparison can be used to indicate whether the subject has met the target condition by the target time. | 1. A system for managing a chronic disease of a subject, the system comprising: a comparison circuit, configured to determine a progress parameter using a comparison between a physiological condition of the subject detected at a specified time and a goal improvement profile at the specified time, the goal improvement profile including (1) at least one target condition indicative of an improved physiological condition detectable using a physiological sensor signal, (2) a target time when the subject is expected to reach the at least one target condition, (3) one or more predetermined intermediate target physiological conditions different than the at least one target condition and not indicating the improved physiological condition, and (4) one or more intermediate times, before the target time, when the subject is expected to reach the one or more predetermined intermediate target physiological conditions, the determined progress parameter indicating whether the physiological condition of the subject at the one or more intermediate times progresses towards reaching the target condition by the target time; andan indication generator circuit, configured to generate an improvement indication indicating an improvement of a heart failure status based on the determined progress parameter;wherein the comparison circuit is configured to receive the goal improvement profile prior to the indication generator circuit generating the improvement indication. 2. The system of claim 1, further comprising a goal improvement profile generator, configured to create, in the absence of the improvement indication generated by the indicator generator circuit, the goal improvement profile for the subject using at least one of a physiological data history of the subject, physiological data of a population that is comparable to the subject, or clinician input. 3. The system of claim 2, wherein the goal improvement profile generator is configured to create the goal improvement profile including an expected improvement to the physiological condition of the subject in response to a therapy provided by a caregiver. 4. The system of claim 3, wherein the goal improvement profile generator is configured to create the goal improvement profile including an improvement to the physiological condition of the subject in response to a treatment for a heart failure event. 5. The system of claim 3, wherein the goal improvement profile includes a thoracic impedance increase profile indicating an improvement of the heart failure in response to the therapy, the thoracic impedance increase profile including a target elevated thoracic impedance the subject is expected to reach at a target time elapsed after delivery of the therapy, and one or more predetermined intermediate thoracic impedance the subject is expected to reach at corresponding one or more intermediate times before the target time. 6. The system of claim 1, wherein the goal improvement profile comprises a goal improvement pa... | Cardiac Pacemakers, Inc. | A61B005/053 A61B005/00 A61B005/11 A61B005/024 A61B005/08 A61N001/362 A61N001/365 A61N001/37
US10098563 | B2 | 2018-10-16 | Magnetic resonance imaging apparatus | 2007-11-21 | A magnetic resonance imaging apparatus includes an acquisition unit which acquires first data in which a tissue of interest has higher signal intensity than a background and second data in which the tissue of interest has lower signal intensity than the background, with regard to images of the same region of the same subject, and a generation unit which generates, on the basis of the first data and the second data, third data in which the contrast of the tissue of interest to the background is higher than those in the first and second data. | 1. A magnetic resonance imaging apparatus comprising: a sequencer configured to acquire, for a first echo time, a first background signal emanating from background tissue and a first blood vessel signal emanating from a blood vessel by performing a first sequence for a region of a subject, the first blood vessel signal being higher than the first background signal, andacquire, for a second echo time different from the first echo time, a second background signal emanating from the background tissue and a second blood vessel signal emanating from the blood vessel by performing a second sequence for the region of the subject, the second blood vessel signal being lower than the second background signal;processing circuitry configured to reconstruct white blood image data by using the first blood vessel signal and the first background signal,reconstruct black blood image data by using the second blood vessel signal and the second background signal,calculate a first ratio of a second blood vessel signal value associated with the blood vessel in the black blood image data to a first blood vessel signal value associated with the blood vessel in the white blood image data, for each of pixels at corresponding positions in the white blood image data and the black blood image data,calculate a second ratio of a second background signal value associated with the background tissue in the black blood image data to the first background signal value associated with the background tissue in the white blood image data, for said each of pixels at corresponding positions in the white blood image data and the black blood image data,set a weighting factor for said each of pixels by using the first ratio and the second ratio so that a difference between the first background signal and the second background signal is reduced by applying the weighting factor to the first blood vessel signal value and/or the second blood vessel signal value,weight the first blood vessel signal value and/or the second blood vessel signal value by using the set weighting factor, andgenerate difference image data representing a difference between the white blood image data and black blood image data by using the weighted signal values;generate a difference image corresponding to the difference image data, in which a difference between a third blood vessel signal value associated with the blood vessel and a third background signal value associated with the background tissue is larger than a difference between the first blood vessel signal value and the first background signal value and then a difference between the second blood vessel signal value and the second background signal value; andset the weighting factor to obtain a higher contrast in the difference image data than in the white blood image data and in the black blood image data. 2. The magnetic resonance imaging apparatus according to claim 1, wherein the processing circuitry is further configured to calculate, with regard to a plura... | TOSHIBA MEDICAL SYSTEMS CORPORATION | A61B005/055 A61B005/00 G01R033/50 G01R033/56 G01R033/561 G01R033/563
US10098761 | B2 | 2018-10-16 | System and method for validating an orthopaedic surgical plan | 2012-03-31 | A system and method includes a data tag associated with a patient-specific orthopedic surgical instrument and a data reader to read the data tag to obtain surgical procedure parameters from the data tag. A display module may display the surgical procedure parameters and/or identification data to validate the patient-specific orthopedic surgical instrument. Additionally, the system may include a sensor module to generate joint force data indicative of a joint force of a patient's joint. The display module may be configured to display the joint force data in association with the surgical procedure parameters. | 1. A system for validating an orthopaedic surgical plan for performing an orthopaedic surgical procedure on a patient's joint, the system comprising: a sensor module comprising a sensor array configured to generate sensor signals indicative of a joint force of a patient's joint and a sensor control circuit to generate joint force data based on the sensor signals and transmit the joint force data;a data tag associated with a patient-specific orthopaedic surgical instrument, the data tag comprising surgical procedure parameters associated with the orthopaedic surgical plan; anda hand-held display module comprising (i) a display control circuit comprising a data reader configured to read the data tag to obtain the surgical procedure parameters therefrom and (ii) a display communicatively coupled to the display control circuit,wherein the display control circuit is configured to receive the joint force data from the sensor module, display joint force information on the display as a function of the joint force data, and display the surgical procedure parameters on the display in association with the joint force information. 2. The system of claim 1, wherein the sensor module is attached to a bone-facing surface of the patient-specific orthopaedic surgical instrument and a communication circuit of the sensor module is located in a separate housing attached to an anterior, non-bone-facing side of the patient-specific orthopaedic surgical instrument. 3. The system of claim 2, wherein the sensor array is incorporated into the patient-specific orthopaedic surgical instrument. 4. The system of claim 1, further comprising a hermetically sealed package, wherein the patient-specific orthopaedic surgical instrument is sealed within the hermetically sealed package and the data tag is secured to the hermetically sealed package. 5. The system of claim 1, wherein the data tag is attached to the patient-specific orthopaedic surgical instrument. 6. The system of claim 1, wherein the data tag comprises a radio frequency identification (RFID) tag and the data reader comprises an RFID reader. 7. The system of claim 1, wherein the data tag comprises medical images of the patient's joint, the data reader is configured to obtain the medical images from the data tag, and the display control circuit is configured to display the medial images on the display. 8. The system of claim 1, wherein the data tag comprises patient identification information, the data reader is configured to obtain the patient identification information from the data tag, and the display control circuit is configured to display the patient identification information on the display. 9. The system of claim 1, wherein the surgical procedure parameters comprise identification data that uniquely identifies the patient-specific orthopaedic surgical instrument. 10. The system of claim 1, wherein the surgical procedure parameters comprise surgical procedure parameters used in the fabrication of the pa... | Depuy Synthes Products, Inc. | A61B005/103 A61F002/46 A61B034/00 A61B090/90 A61B090/98 A61B034/10 A61F002/30 A61F002/38 A61B090/00
US10078875 | B2 | 2018-09-18 | System and method for real time viewing of critical patient data on mobile devices | 2012-08-17 | A data-processing tool for displaying real-time patient data on remote and/or mobile devices. The tool renders graphical data on the screen of the remote device in a manner that makes it practical for the health care provider to review the data. Charting components provide landscape support, an ability to overlay patient data and patient images, zoom in/zoom out, custom variable speed scrolling, split screen support, and formatting control. The methodology operates as an asynchronous application, allowing patient data to be streamed in real-time to the handheld device while conserving enough CPU power to simultaneously allow the end user to interact at will with the responsive display application. Finally, the methodology implements an IT management console that allows system managers to monitor the exchange of data between hospital systems and the primary database, including all patient data packets, notifications and alerts, connected remote devices, etc. | 1. A method for remote monitoring of patient physiological data, the method comprising: receiving, by one or more processors, patient physiological data, the patient physiological data having been collected from a patient using at least one patient physiological sensor;establishing, by one or more processors, a customized charting control to provide display characteristics associated to a remote-handheld data processing device, the display characteristics comprising a screen size and display memory capacities of a display of a remote-handheld data processing device;conditioning, by one or more processors, the patient physiological data by adjusting the patient physiological data based on the screen size and the display memory capacities of the display of the remote-handheld data processing device to reduce a transmission time over a wide area digital network and to reduce a volume of the patient physiological data to provide conditioned patient physiological data, the conditioned patient physiological data comprising a format and an amount of data extracted from the patient physiological data that depend on the screen size and the display memory capacities of the display of the remote-handheld data processing device, the format defining sizes of displayable components of the patient physiological data, such that a presentation of the conditioned patient physiological is compressed for display in a discernable manner on the display of the remote-handheld data processing device relative to the screen size;transmitting, by one or more processors, the conditioned patient physiological data in real-time over the wide area digital network;receiving the conditioned patient physiological data in real-time at the remote-handheld data processing device, the remote-handheld data processing device executing a computer-executable application for displaying the patient physiological data on the display of the remote-handheld data processing device;reconditioning, by the remote-handheld data processing device, the conditioned patient physiological data to display the patient physiological data on the remote-handheld data processing device by formatting the conditioned patient physiological data for display on the remote-handheld data processing device; andproviding, for display on the display of the remote-handheld data processing device, by the computer-executable application, the patient physiological data comprising a trend view of the patient physiological data stored in a buffer. 2. The method of claim 1, wherein reconditioning the conditioned patient physiological data is achieved using an application program interface (API) that provides the computer-executable application direct access to a video display memory of the remote-handheld data processing device. 3. The method of claim 1, wherein additional patient physiological data is synchronized to the remote-handheld data processing device while displaying the patient physiological data. 4. The method... | AirStrip IP Holdings, LLC | G06Q050/00 G06Q050/22 G01D021/00 G06F019/00 G06Q010/10 H04L029/08 A61B005/00 G16H040/63 G06Q010/00 H04W004/00 H04W024/00 H04W088/02
US10085649 | B1 | 2018-10-02 | Methods and devices for localizing the blood mass of an intracerebral hematoma | 2016-08-17 | Devices as described herein for localizing an intracerebral hematoma or blood mass in brain tissue include a cannula and one or more sensor wires operably connected between a glucose meter and one or more glucose sensors for determining the location and margins of an intracerebral blood mass. | 1. A method for localizing a blood mass in a patient's brain comprising the steps: providing a glucose meter;providing a cannula having a distal end and a proximal end and a lumen;providing a first sensor wire having a distal end and a proximal end and the proximal end of the first sensor wire is operatively connected to the glucose meter and the distal end of the first sensor wire is operatively connected to a first glucose sensor;inserting the distal end of the first sensor wire into the lumen;inserting the distal end of the cannula and the first sensor wire and the first glucose sensor into the patient's brain;advancing the first sensor wire until the glucose meter indicates the first glucose sensor is within the blood mass;continuing to advance the first sensor wire until the glucose meter indicates that the first glucose sensor has passed out of the blood mass;advancing the cannula over the first sensor wire until the distal end of the cannula is within the blood mass; andremoving the blood mass. 2. The method of claim 1 wherein the first sensor wire and first glucose sensor are withdrawn from the cannula after advancing the cannula over the first sensor wire and before the step of removing the blood mass. 3. A method for localizing a blood mass in a patient's brain comprising the steps: providing a glucose meter;providing a cannula having a distal end and a proximal end and a lumen;providing a first sensor wire having a distal end and a proximal end and the proximal end of the first sensor wire is operatively connected to the glucose meter and the distal end of the first sensor wire is operatively connected to a first glucose sensor;providing a second sensor wire having a distal end and a proximal end and the proximal end of the second sensor wire is operatively connected to the glucose meter and the distal end of the second sensor wire is operatively connected to a second glucose sensor;inserting the distal end of the first and second sensor wires into the lumen;inserting the distal end of the cannula and the first and second sensor wires and the first and second glucose sensors into the patient's brain;advancing the first sensor wire until the glucose meter indicates the first glucose sensor is within the blood mass;advancing the second sensor wire until the glucose meter indicates that the second glucose sensor has passed out of the blood mass;advancing the cannula over the first and second sensor wires until the distal end of the cannula is between the first and second glucose sensors; andremoving the blood mass. 4. The method of claim 3 wherein the first and second sensor wires and the first and second glucose sensors are withdrawn from the cannula after advancing the cannula over the first and second sensor wires and before the step of removing the blood mass. | Rebound Therapeutics Corporation | A61B005/1473 A61B001/06 A61B005/02 A61B005/145 A61B005/00
US10070784 | B2 | 2018-09-11 | OCT vitrectomy probe | 2014-05-12 | Disclosed herein are vitrectomy probes configured for use with optical coherence tomography. | 1. A vitrectomy probe for insertion into tissue of a subject, comprising: a beam steering system for receiving a light beam from a sample arm optical fiber of an optical coherence tomography instrument and comprising a mirror, andan actuator coupled to the mirror that directs angular movement of a probe beam exiting the beam steering system in two dimensions;a fundus illumination system for receiving a beam of white light from a white light source via a multimode fiber;a light beam delivery system for illuminating a biological tissue of a subject with the probe beam from the beam steering system and illuminating the biological tissue of the subject with white illumination light from the fundus illumination system with an extended angle;a probe needle shaft small enough to fit through scleral incisions made for vitreoretinal surgery; anda dichroic mirror positioned to combine the probe beam and the white illumination light. 2. The vitrectomy probe of claim 1 wherein the beam steering system comprises a first collimating lens and an electrowetting lens. 3. The vitrectomy probe of claim 1 wherein the fundus illumination system comprises a first lens and a second lens, wherein the first lens is a collimating lens. 4. The vitrectomy probe of claim 1 wherein the beam delivery system comprises a first lens and a second lens, wherein the second lens is a GRIN lens and wherein the GRIN lens is configured to direct the probe beam to the eye of the subject and collect reflected light. 5. The vitrectomy probe of claim 4, wherein the GRIN lens has a length of at least 20 mm (4 pitches). 6. The vitrectomy probe of claim 4 wherein the GRIN lens has a diameter of 0.5 mm or less. 7. The vitrectomy probe of either claim 4 or claim 6, wherein the beam delivery system further comprises a third lens, and wherein the first lens and third lens are configured to relay a surface of a microelectromechanical system mirror to the entrance of the GRIN lens. 8. The vitrectomy probe of claim 1, wherein the biological tissue comprises a retina of the subject. 9. The vitrectomy probe of claim 1, wherein the dichroic mirror reflects the probe beam and transmits the white illumination light from the fundus illumination system. | Oregon Health & Science University | A61B003/12 A61B003/10 G02B003/00 G01B009/02 A61B005/00 A61F009/007 A61B005/026 G02B026/00 G02B026/08 G02B027/14 G02B027/30
US10071024 | B1 | 2018-09-11 | Wearable pillbox reminder | 2017-07-06 | A wearable pillbox and a method are described. The pillbox includes a first compartment hingedly connected with a first cover and configured to store medicine to be consumed at a first dose time, a second compartment hingedly connected with a second cover and configured to store medicine to be consumed at a second dose time, the second compartment located adjacent to the first compartment and the second cover configured to open or close independently of the first cover of the first compartment, a display attached to the first cover and the second cover allowing the first cover to open or close independently of the second cover, and processing circuitry configured to transmit an alert signal to the display when the first dose time is reached. | 1. A wearable pillbox comprising: a first compartment hingedly connected with a first cover and configured to store medicine to be consumed at a first dose time;a second compartment hingedly connected with a second cover and configured to store medicine to be consumed at a second dose time, the second compartment being located adjacent to the first compartment and the second cover configured to open or close independently of the first cover of the first compartment;a first display attached to the first cover and a second display attached to the second cover allowing the first cover to open or close independently of the second cover; andprocessing circuitry configured to receive the first dose time and the second dose time,transmit an alert signal to the first display when the first dose time is reached,detect, while the alert signal is activated, an opening of the first cover and consumption of medicine from the first compartment, anddeactivate the alert signal at the first display, after the medicine from the first compartment is consumed. 2. The wearable pillbox according to claim 1, wherein the first compartment and the second compartment are thermally insulated to prevent heat from reaching the medicine. 3. The wearable pillbox according to claim 2, wherein the display is configured to display a current time, an AM marking on the first cover, and a PM marking on the second cover. 4. The wearable pillbox according to claim 3, wherein the display is further configured to generate flashing light in response to the alert signal transmitted by the processing circuitry. 5. The wearable pillbox according to claim 4, wherein each of the first cover and the second cover include a lip to facilitate opening and closing of the respective covers. 6. The wearable pillbox according to claim 1, further comprising: a slidable panel attached over the second compartment and configured to slide over the first compartment when both the first cover and the second cover are open. 7. The wearable pillbox according to claim 1, further comprising: LED lights placed around at least one of the first compartment and the second compartment, wherein the processing circuitry activates the LEDS lights in response to transmitting the alert signal. 8. The wearable pillbox according to claim 1, further comprising: a vibrator configured to receive the alert signal from the processing circuitry and generate a vibration signal in response to the alert signal. 9. The wearable pillbox according to claim 1, further comprising: a speaker configured to receive the alert signal from the processing circuitry and generate a sound signal in response to the alert signal. 10. The wearable pillbox according to claim 1, further comprising: a heart rate sensor configured to measure a heart rate,wherein the processing circuitry transmits another alert when the heart rate exceeds an upper heart rate threshold or falls below a lower heart rate threshold. 11. The wearable pillbox accordin... | - | G08B001/00 A61J007/04 G08B005/38 G08B006/00 G08B003/10 A45F005/00 A61J001/03 A61B005/024 A61B005/00 A61B005/145
US10102769 | B2 | 2018-10-16 | Device, system and method for providing feedback to a user relating to a behavior of the user | 2016-03-28 | The present invention relates to a device for providing feedback to a user relating to a behavior of the user, said device comprising, a data interface for obtaining context data indicative of a context of the user; a processor for determining whether the obtained context data are characterized by a context pattern, wherein the context pattern characterizing context data relating to a particular behavior of the user; a user interface configured to obtain a behavior input indicative of a currently performed behavior or of an urge to perform a behavior; and a database for storing the behavior input along with context data obtained simultaneously to the behavior input and/or along with context data obtained prior to the behavior input; wherein the processor is configured to determine a context pattern based on the content of the database; and wherein the user interface is configured for providing feedback to the user if the obtained context data are characterized by the context pattern. | 1. A device configured to provide electronic pet avatar feedback to a user related to a target behavior of the user, the device comprising: a data interface configured to obtain context information from one or more context sensors configured to generate output signals conveying the context information, the context information being indicative of a context of the user, the context information related to one or more of a location of the user, an orientation of the user, movement of the user, physical surroundings of the user, an ambient environment around the user, urges of the user, or vital signs of the user; andone or more processors configured to: determine, based on the context information, one or more context parameters related to the location of the user, the orientation of the user, the movement of the user, the physical surroundings of the user, the ambient environment around the user, the urges of the user, and/or the vital signs of the user;determine whether the context parameters are characterized by a context pattern that indicates the user is about to engage in the target behavior, the context pattern comprising behavior criteria related to the target behavior of the user; anddetermine that the user is about to engage in the target behavior responsive to the context parameters satisfying the behavior criteria related to the target behavior; andcause, via a user interface, an electronic pet avatar associated with the user to provide pet-like-behavior feedback corresponding to the target behavior to the user responsive to the determination that the user is about to engage in the target behavior, the pet-like-behavior feedback being configured to cause the user to avoid the target behavior. 2. The device of claim 1, wherein the one or more processors are configured to identify the context pattern by applying a pattern recognition algorithm to content of a database. 3. The device of claim 1, further comprising the user interface, wherein the user interface is configured to obtain the target behavior of the user. 4. The device of claim 3, wherein the user interface includes a display configured to display the electronic pet avatar. 5. The device of claim 1, further comprising the one or more context sensors, wherein the one or more context sensors include a galvanic skin response sensor for measuring the skin conductivity of the user. 6. The device of claim 5, wherein: the one or more processors are configured to derive a stress context parameter based on output signals from the galvanic skin response sensor, the stress context parameter indicating a level of stress of the user; andthe one or more processors are configured to control the user interface to provide the pet-like-behavior feedback that causes the user to avoid the target behavior responsive to (1) the determination that the user is about to engage in the target behavior and (2) the stress context parameter indicating a stress level in the user that is above a predefined t... | Koninklijke Philips N.V. | A63F009/24 G09B019/00 G06F017/30 G09B005/02 A61B005/053 A61B005/16 G16H050/70 G06F019/00
US10085719 | B2 | 2018-10-02 | Capacitive micromachined ultrasonic transducer and method for producing the same | 2015-06-12 | In a method for producing a capacitive micromachined ultrasonic transducer having a cell of a structure having a first electrode and a vibration membrane containing a second electrode provided with a cavity interposed between the first electrode and the second electrode, a first sacrificial layer is formed on the first electrode. A second sacrificial layer is formed on a portion corresponding to a part of a cavity is formed on the first sacrificial layer, and then an insulating layer configuring a part of the vibration membrane is formed on the second sacrificial layer. The second sacrificial layer is removed by etching through an opening formed in the insulating layer, and then a part of the first sacrificial layer is removed. | 1. A method for producing a capacitive micromachined ultrasonic transducer, having a cell structure, the cell structure comprising a first electrode and a vibration membrane containing a second electrode, the vibration membrane provided with a cavity interposed between the first electrode and the second electrode, the method comprising: forming the first electrode;forming a first sacrificial layer on the first electrode;forming a second sacrificial layer on a portion corresponding to a part of the cavity on the first sacrificial layer;forming an insulating layer configuring at least a part of the vibration membrane on the second sacrificial layer;removing the second sacrificial layer by etching through an opening formed in the insulating layer; andafter the second sacrificial layer is removed, removing a part of the first sacrificial layer and leaving other part of the first sacrificial layer. 2. The method according to claim 1, further comprising sealing the opening. 3. The method according to claim 1, wherein a material of the first sacrificial layer comprises silicon and a material of the insulating layer comprises a silicon nitride film or a silicon oxide film. 4. The method according to claim 1, wherein a material of the first sacrificial layer comprises amorphous silicon, a material of the second sacrificial layer comprises chromium, a material of the first electrode comprises aluminum, and a chromium etching solution containing ceric ammonium nitrate and nitric acid is used as an etchant for the second sacrificial layer. 5. The method according to claim 1, wherein a material of the first sacrificial layer comprises amorphous silicon, a material of the first electrode comprises aluminum, and gas containing XeF2 is used as an etchant for the first sacrificial layer. 6. The method according to claim 1, wherein the first sacrificial layer is formed on the first electrode through an insulating layer. 7. The method according to claim 1, wherein the insulating layer is formed on a part of the first sacrificial layer, and then the second sacrificial layer is formed. 8. The method according to claim 7, wherein the opening is formed on the insulating layer. 9. The method according to claim 1, wherein materials of the first sacrificial layer and the second sacrificial layer comprises different material from each other. 10. A capacitive micromachined ultrasonic transducer, having a cell structure, the cell structure comprising a first electrode and a vibration membrane containing a second electrode, the vibration membrane provided with a cavity interposed between the first electrode and the second electrode, wherein a support portion, which supports the vibration membrane of the cell in such a manner as to be able to vibrate, is provided, andthe support portion includes a sacrificial layer left behind when forming the cavity by sacrificial layer etching,wherein a part of the sacrificial layer left behind is provided closer to the first electr... | Canon Kabushiki Kaisha | A61B008/00 A61B005/00 C23C016/34 C23C016/40 C23C016/513 B06B001/02
US10089439 | B2 | 2018-10-02 | Medical device with cryptosystem and method of implementing the same | 2015-10-28 | A medical device and a method of implementing a cryptosystem on the medical device include storing a data structure on a memory component of the medical device. An encryption key is stored in the data structure. Usage data related to usage of the medical device is provided. The encryption key is read from the data structure. The usage data is encrypted with the read encryption key. The encryption key is eliminated such that the encryption key is no longer present in the medical device. | 1. A method for manipulating a data structure provided on a memory component of a medical device, the medical device being connectable to a console, the data structure including an encryption key, a decryption key associated with the encryption key, and verification data to protect the decryption key, the method comprising: providing data related to operation of the medical device;reading the encryption key from the data structure;encrypting, at the console, the data with the read encryption key;storing the encrypted data on the data structure;eliminating the read encryption key from the data structure such that the read encryption key is no longer present on the memory component;reading, from the data structure, the decryption key associated with the read encryption key;decrypting the encrypted data with the read decryption key; andauthenticating the decryption key with the verification data. 2. The method of claim 1 wherein decrypting the encrypted data is possible using only the decryption key associated with the encryption key that was used to encrypt the data. 3. The method of claim 1, further comprising randomly generating the encryption key and the decryption key such that the encryption key and the decryption key are unique to and exist solely for the medical device. 4. The method of claim 1, wherein the data structure includes a plurality of data segments and further comprising storing both the encryption key and the associated decryption key in single data segment. 5. The method of claim 1, wherein eliminating the read encryption key is further defined as overwriting the read encryption key with the encrypted data. 6. The method of claim 1, further comprising: storing in the data structure identification data related to identification of the medical device;protecting the identification data with the verification data; andauthenticating the identification data with the verification data. 7. The method of claim 1, wherein the console further performs the steps of reading the encryption key, storing the encrypted data, eliminating the read encryption key, reading the decryption key, reading the encrypted data, decrypting the encrypted data, and authenticating the decryption key with the verification data. 8. The method of claim 1, wherein the data structure further comprises a plurality of encryption keys and a plurality of decryption keys, and with each one of the decryption keys being associated with one of the encryption keys. 9. The method of claim 8, wherein the data structure includes a plurality of data segments and further comprising: storing each one of the encryption keys in a different one of the data segments; andstoring each one of the decryption keys in a different one of the data segments. 10. The method of claim 8, wherein the data structure includes a plurality of data segments and further comprising occupying all of the data segments with the encryption keys and the decryption keys. 11. The method of claim 8, fu... | Stryker Sustainability Solutions, Inc. | G06F021/62 G06F019/00 H04L029/06 G06F021/64 G16H010/60 A61B005/00
US10108316 | B2 | 2018-10-23 | Cognitive load assessment for digital documents | 2011-12-30 | An embodiment of the invention includes a system that tracks a user's pupillary response to content located on a web page. The system then determines a cognitive load for the user that is based on the measured response. Cognitive load refers to the total amount of mental activity imposed on working memory in any one instant. Further, the system may aggregate the cognitive load data for one user over time, for many different users, and/or for many different users over time. The cognitive load may be determined for different portions of a displayed page, such as a document object model (DOM) included on the page. The cognitive load may be specified for different elements that make up the DOM. Also, cognitive load may be apportioned over several different DOM elements at one moment in time or over a period of time. Other embodiments are described herein. | 1. At least one storage medium having instructions stored thereon for causing a system to perform a method comprising: storing a first user's pupil activity data in the at least one storage medium, the first user's pupil activity data being derived from digital images that were captured by gaze tracker hardware;processing the first user's pupil activity data, using at least one processor, to determine a first attribution of the first user's pupil activity data to first and second elements of a hierarchical user interface (UI) model included on a previously displayed digital first page that displays the first and second elements in a first spatial orientation to one another;processing the first user's pupil activity data, using the at least one processor, to determine a second attribution of the first user's pupil activity data to the first and second elements included on a previously displayed digital second page that displays the first and second elements in a second spatial orientation to one another that is unequal to the first orientation;determining a single aggregate attribution of pupil activity data for one of the first and second elements, but not an additional one of the first and second elements, based on both of the first and second attributions of the first user's pupil activity data;determining an additional single aggregate attribution of pupil activity data for the additional one of the first and second elements based on both of the first and second attributions of the first user's pupil activity data; andattributing first and second portions of the first attribution of the first user's pupil activity data respectively to the first and second elements included on the first page,wherein (a) the first UI model includes a first document object model (DOM) and both of the first and second elements are included in a single hierarchal level of the first DOM, (b) each of the first and second elements has a parent node and a child node; and (c) the first and second portions correspond to a first instance of time. 2. The at least one medium of claim 1, the method comprising: processing a second user's pupil activity data, using the at least one processor, to determine a first attribution of the second user's pupil activity data to the first and second elements included on the first page;processing the second user's pupil activity data, using the at least one processor, to determine a second attribution of the second user's pupil activity data to the first and second elements included on the second page;storing the first and second attributions of the second user's pupil activity data in the at least one storage medium coupled to the at least one processor; anddetermining the single aggregate attribution of pupil activity data based on both of the first and second attributions of the first user's pupil activity data and further based on both of the first and second attributions of the second user's pupil activity data. 3. The at least one... | Intel Corporation | G06F003/0481 G06F003/0482 G06F003/0483 G06Q010/10 G06F003/0484 G06Q030/02 G06K009/00 A61B005/16 G06F003/01 G06F017/30 A61B003/11 A61B003/113
US10085676 | B1 | 2018-10-02 | Force measurement system | 2017-07-05 | A force measurement system includes a plurality of force measurement assemblies arranged in a loop configuration, the plurality of force measurement assemblies configured to be displaced around a continuous path of movement such that a particular one of the plurality of force measurement assemblies that is disposed underneath a subject varies over time. Each of the plurality of force measurement assemblies includes a top surface for receiving at least one portion of the body of the subject; and at least one force transducer, the at least one force transducer configured to sense one or more measured quantities and output one or more signals that are representative of forces and/or moments being applied to the top surface of the force measurement assembly by the subject. The force measurement system may additionally comprise a data processing device operatively coupled to each of the force transducers of each of the force measurement assemblies. | 1. A force measurement system, comprising: a plurality of force measurement assemblies arranged in a loop configuration, the plurality of force measurement assemblies configured to be displaced around a continuous path of movement such that a particular one of the plurality of force measurement assemblies that is disposed underneath a subject varies over time, each of the plurality of force measurement assemblies including: a force receiving component having a top surface for receiving at least one portion of the body of the subject and a bottom surface; andat least one force transducer, the at least one force transducer configured to sense one or more measured quantities and output one or more signals that are representative of at least one force component and at least one moment component being applied to the top surface of the force receiving component of the force measurement assembly by the subject, the at least one moment component comprising at least one of a moment about the x-axis, a moment about the y-axis, and a moment about the z-axis;wherein, when the plurality of force measurement assemblies are displaced around the continuous path of movement, each of the plurality of force measurement assemblies remains generally parallel to each other of the plurality of force measurement assemblies;wherein a gap is provided between each of the force receiving components of the force measurement assemblies so as to prevent interaction between adjacent ones of the plurality of force measurement assemblies, the gap extending from the top surface of each of the force receiving components to the bottom surface of each of the force receiving components; andwherein the loop configuration in which the plurality of force measurement assemblies is arranged comprises a plurality of curved end portions, and wherein at least a portion of the gap between the adjacent ones of the plurality of force measurement assemblies increases when the adjacent ones of the plurality of force measurement assemblies are displaced around each of the plurality of curved end portions. 2. The force measurement system according to claim 1, wherein each of the plurality of force measurement assemblies is attached to at least one continuous coupling member or assembly, the at least one continuous coupling member or assembly being configured to rotate about at least two spaced-apart, generally vertical rotational axes. 3. The force measurement system according to claim 2, wherein at least one subset of the plurality of force measurement assemblies is arranged in a generally linear manner. 4. The force measurement system according to claim 3, wherein at least two subsets of the plurality of force measurement assemblies are arranged in a generally linear manner. 5. The force measurement system according to claim 4, wherein a first of the at least two subsets of the plurality of force measurement assemblies is disposed generally parallel to a second of the at least two subsets of t... | Bertec Corporation | A61B005/11 A61B005/103 A61B005/00 A63B022/02 A63B069/00 A61B090/00
US10065022 | B2 | 2018-09-04 | Intravascular interventional tactile probe having touching force range and position information feedback | 2015-03-13 | A tactile probe for endovascular intervention with feedbacks informative of the range and direction of a contact force includes: a central column (7); a plurality of lateral electrodes (2) around the central column (7); a conductive contact sleeve (1) that is axially and radially movable relative to the central column (7); a top electrode (3) in movable connection with the central column (7); and an alert electrode (4) configured to generate: a lateral contact signal, upon the contact sleeve (1) radially moving relative to the central column (7) and being electrically connected to at least one lateral electrode (2); a top contact signal, upon the contact sleeve (1) axially moving relative to the central column (7) a first distance (d1) and being electrically connected to the top electrode (3); and a warning signal, upon the contact sleeve (1) axially moving relative to the central column (7) a second distance (d2) and being electrically connected to the alert electrode (4). The tactile probe can identify the direction of the contact force and also indicate its magnitude. | 1. A tactile probe, comprising: an axially extending central column;a plurality of lateral electrodes evenly distributed around the central column;a conductive contact sleeve circumferentially surrounding the central column, the contact sleeve comprising a top portion and a side wall, the top portion connected by an elastomer to a leading end of the central column, the side wall having a first end in connection with the top portion and a second end circumferentially surrounding the plurality of lateral electrodes, the side wall spaced apart from each of the plurality of lateral electrodes by a radial gap;a top electrode connected to the central column and spaced from the top portion of the contact sleeve by a first axial distance; andan alert electrode fixed to the central column and positioned behind both the contact sleeve and the top electrode,wherein the contact sleeve is radially movable relative to the central column and is able to be electrically connected to at least one of the plurality of lateral electrodes to allow a lateral contact signal to be generated, andwherein the contact sleeve is axially movable relative to the central column such that in an event of the contact sleeve being axially displaced relative to the central column by the first axial distance, an electrical connection is established between the contact sleeve and the top electrode to generate a top contact signal, and in an event of the contact sleeve being axially displaced relative to the central column by a second axial distance that is greater than the first axial distance, an electrical connection is established between the contact sleeve and the alert electrode to generate a warning signal. 2. The tactile probe of claim 1, wherein the top electrode is moveably connected to the central column such that in an event of the contact sleeve being axially displaced relative to the central column by a distance that is greater than the first axial distance, the top electrode is able to axially move together with the contact sleeve with respect to the central column. 3. The tactile probe of claim 1, further comprising a lateral-electrode base fixed to the central column, wherein: the plurality of lateral electrodes and the alert electrode are both arranged on the lateral-electrode base; the alert electrode is at least partially axially aligned with the side wall of the contact sleeve; and the alert electrode is separated from the second end of the side wall of the contact sleeve by the second axial distance. 4. The tactile probe of claim 3, wherein the plurality of lateral electrodes are all arranged on a leading surface of the lateral-electrode base, and the alert electrode is an annular electrode that is disposed on a circumference of the lateral-electrode base and is axially aligned with the side wall of the contact sleeve. 5. The tactile probe of claim 3, wherein the plurality of lateral electrodes are all arranged on a leading surface of the lateral-electrode base... | Shanghai Cadenza Medical Technology Co., Ltd. | A61M025/00 A61M025/01 A61B005/00 A61B090/00 A61N001/05 A61N001/36
US10099554 | B2 | 2018-10-16 | System for non-invasive measurement of an analyte in a vehicle driver | 2016-04-05 | A system for non-invasively measuring an analyte in a vehicle driver and controlling a vehicle based on a measurement of the analyte. At least one solid-state light source is configured to emit different wavelengths of light. A sample device is configured to introduce the light emitted by the at least one solid-state light source into tissue of the vehicle driver. One or more optical detectors are configured to detect a portion of the light that is not absorbed by the tissue of the vehicle driver. A controller is configured to calculate a measurement of the analyte in the tissue of the vehicle driver based on the light detected by the one or more optical detectors, determine whether the measurement of the analyte in the tissue of the vehicle driver exceeds a pre-determined value, and provide a signal to a device configured to control the vehicle. | 1. A system for non-invasively measuring an analyte in a vehicle driver and controlling a vehicle based on a measurement of the analyte, the system comprising: a laser bar comprising at least two laser diodes located on a single semiconductor chip in a linear array, the at least two laser diodes being disposed in sufficiently close proximity to one another as to enable a single temperature control to regulate temperature of the at least two laser diodes, a first laser diode of the at least two laser diodes configured to emit a first wavelength of light and a second laser diode of the at least two laser diodes configured to emit a second wavelength of light;optical fibers for collecting and combining light from the at least two laser diodes emitting the first and second wavelengths of light, the opposing ends of the optical fibers being combined into a bundle;a sample device configured to introduce the first wavelength of light and the second wavelength of light into a tissue of the vehicle driver;an optical detector configured to detect a first portion of the first wavelength of light and a second portion of the second wavelength of light that are not absorbed by the tissue of the vehicle driver; anda controller connected to the optical detector and to a vehicle control device configured to control the vehicle, the controller being configured to calculate a measurement of the analyte in the tissue of the vehicle driver based on the first portion and the second portion detected by the optical detector, determine whether the measurement of the analyte in the tissue of the vehicle driver exceeds a pre-determined value, and provide a signal to the vehicle control device in response to determining that the measurement of the analyte does not exceed the pre-determined value, whereby to permit operation of the vehicle when the measurement of the analyte does not exceed a predetermined value. 2. The system of claim 1, further comprising a biometric device configured to identify or verify an identity of the vehicle driver. 3. The system of claim 2, wherein the biometric device collects a set of biometric data from the vehicle driver and compares the set of biometric data with a set of enrollment data corresponding to a plurality of authorized vehicle drivers stored in the biometric device to identify which, if any, of the plurality of authorized vehicle drivers provided the set of biometric data. 4. The system of claim 2, wherein a prospective vehicle driver provides a purported identity to the vehicle, the biometric device collects a set of biometric data from the prospective vehicle driver, and the biometric device verifies whether an actual identity of the prospective vehicle driver is the purported identity of the prospective vehicle driver by comparing the set of biometric data of the prospective vehicle driver with the set of enrollment data corresponding to the purported identity of the prospective vehicle driver. 5. The system of claim 1, wher... | Automotive Coalition for Traffic Safety, Inc. | B60K028/06 G01N021/27 A61B005/00 A61B005/18 A61B005/1455 A61B005/145 B60W040/08 G01N021/3563 A61B005/1477
US10085684 | B2 | 2018-10-02 | State identification in data with a temporal dimension | 2016-03-10 | States are identified in a time ordered sequence of data that have a temporal component. Data that includes a plurality of snapshots is received. Each snapshot of the plurality of snapshots includes a plurality of sensor measurements captured from distinct sensors at a common time point. The plurality of snapshots are time ordered. Root mean square error (RMSE) values are computed between successive pairs of the plurality of snapshots in time order. A peak is identified in the computed RMSE values. A valley is identified in the computed RMSE values. A stable state is determined as occurring from the identified peak to the identified valley. The determined stable state is output. | 1. A non-transitory computer-readable medium having stored thereon computer-readable instructions that when executed by a computing device cause the computing device to: receive data, wherein the data includes a plurality of snapshots, wherein each snapshot of the plurality of snapshots includes a plurality of sensor measurements captured from distinct sensors at a common time, wherein the plurality of snapshots are time ordered and associated with a subject;compute first root mean square error (RMSE) values between successive pairs of the plurality of snapshots in time order that occur during a predefined baseline interval;compute a mean value of the computed first RMSE values;compute a standard deviation value of the computed first RMSE values using the computed mean value;compute a confidence interval parameter value using the computed standard deviation value and a predefined state confidence parameter value;compute second RMSE values between successive pairs of the plurality of snapshots in time order that occur after the predefined baseline interval;identify a peak in the computed second RMSE values based on a first comparison with the computed confidence interval parameter value;identify a valley in the computed second RMSE values based on a second comparison with the computed confidence interval parameter value;determine a stable state as occurring from the identified peak to the identified valley; andoutput a start time and a stop time for the determined stable state for the subject based on the start time being associated with the identified peak and on the stop time being associated with the identified valley. 2. The non-transitory computer-readable medium of claim 1, wherein the successive pairs of the plurality of snapshots in time order are separated by a pre-defined lag value. 3. The non-transitory computer-readable medium of claim 1, wherein a plurality of peaks are identified in the computed second RMSE values and a plurality of valleys are identified in the computed second RMSE values, wherein the peak is included in the plurality of peaks and the valley is included in the plurality of valleys. 4. The non-transitory computer-readable medium of claim 3, wherein a plurality of stable states are determined, wherein the determined stable state is included in the plurality of stable states, wherein each stable state is determined as occurring from a peak of the plurality of peaks to a subsequent valley of the plurality of valleys. 5. The non-transitory computer-readable medium of claim 4, wherein a plurality of transition states are determined, wherein each transition state is determined as occurring from a valley of the plurality of valleys to a subsequent peak of the plurality of peaks. 6. The non-transitory computer-readable medium of claim 4, wherein each stable state is determined as occurring from the peak of the plurality of peaks to the subsequent valley of the plurality of valleys, inclusive. 7. The non-transitory comp... | The University of Chicago | G06F019/00 A61B005/00 A61B005/0476 G06K009/00 G16H040/63
US10080536 | B2 | 2018-09-25 | Supply device and method for a mobile imaging device | 2015-12-03 | A device and method are provided for supplying a medium to an object of interest, such as a patient to be scanned for image acquisition. The device comprises an arc-shaped member and a support for said arc-shaped member, wherein the arc-shaped member is configured to support a radiation source on one end and a detector on another end to scan the object of interest, and the support comprises a gantry with a rotatable support arm supporting the arc-shaped member. The device further comprises at least one medium supply unit mounted on the gantry. The supply unit is connectable to a cable that is guided in the vicinity or in the region of the axis of rotation of the support arm so that the object of interest can be supplied with a perfusion or any other medium, while enabling the mobile imaging device to rotate around the patient to acquire x-ray images. | 1. A medical imaging device comprising: a radiation source;a detector;an arc-shaped member configured to support the radiation source on one end and the detector on another end;an assembly configured to support said arc-shaped member, the assembly comprising a gantry with a rotatable support arm supporting at one end the arc-shaped member;at least one supply unit mounted to the gantry; anda conduit in fluid communication with the at least one supply unit at one end and configured to be connected directly or indirectly to an object of interest at another end, the conduit being routed from the at least one supply unit through a region of an axis of rotation of the support in order to be connected with the object of interest. 2. A medical imaging device according to claim 1, wherein the conduit is guided via a guiding unit mounted on the gantry in the vicinity of the rotatable support arm. 3. A medical imaging device according to claim 1, wherein the conduit is fixable by a fixation unit arranged on a horizontal support for the object of interest. 4. A medical imaging device according to claim 1, wherein the support arm extends radially outwardly with respect to the axis of rotation of the support arm. 5. A medical imaging device according to claim 1, wherein the at least one supply unit is a perfusion container. 6. A medical imaging device according to claim 5, wherein the perfusion container is connected to the gantry by a pole or support structure. 7. A medical imaging device according to claim 1, wherein at least one of the at least one supply unit is a respiratory device. 8. A medical imaging device according to claim 1, wherein at least one of the at least one supply unit is an anaesthesia device. 9. A medical imaging device according to claim 1, wherein at least one of the at least one supply unit is an injector device. 10. A medical imaging device according to claim 1, wherein the at least one supply unit further provides electrical power for electrically driven supply units. 11. A medical imaging device according to claim 1, wherein the gantry is movable and the conduit is retractable toward one of the object of interest and the at least one supply unit. 12. A medical imaging device according to claim 11, wherein the retractable conduit is self-coiling. 13. A medical imaging device according to claim 1, further comprising: an additional radiation source;an additional detector; andan additional arc-shaped member configured to support said additional radiation source on one end and said additional detector on another end. 14. A medical imaging device according to clam 1, wherein the object of interest is a patient. 15. A method for supplying a medium to an object of interest to be scanned by an imaging device with a movable arc-shaped member configured to support a radiation source on one end and a detector on another end, the method comprising: connecting a conduit directly or indirectly to the object of interest;routing the ca... | General Electric Company | A61B005/00 A61B006/00 A61B006/10 A61B006/04
US10085708 | B2 | 2018-10-02 | Medical image processing apparatus, medical image diagnostic apparatus, and image processing method | 2017-05-10 | A medical image processing apparatus includes processing circuitry and a display. The processing circuitry acquires object volume data including a bone fracture region acquired from a subject and target volume data acquired based on a healthy bone region corresponding to the bone fracture region. The processing circuitry extracts a plurality of fragment regions from the object volume data. The processing circuitry arranges the plurality of extracted fragment regions in the object volume data based on shapes of the plurality of fragment regions and a shape of a bone region included in the target volume data. The display displays an image based on the object volume data in which the fragment regions are arranged. | 1. A medical image processing apparatus comprising: processing circuitry configured toacquire object volume data including a bone fracture region acquired from a subject and target volume data acquired based on a healthy bone region corresponding to the bone fracture region,extract a plurality of fragment regions from the object volume data, andarrange the plurality of extracted fragment regions in the object volume data based on shapes of the plurality of fragment regions and a shape of a bone region included in the target volume data; anda display that displays an image based on the object volume data in which the fragment regions are arranged. 2. The medical image processing apparatus of claim 1, wherein the processing circuitry sequentially arranges the plurality of extracted fragment regions from a larger fragment region. 3. The medical image processing apparatus of claim 1, wherein the processing circuitry sequentially arranges the plurality of extracted fragment regions from a fragment region having a characteristic shape. 4. The medical image processing apparatus of claim 1, wherein the processing circuitry extracts fragment regions each having a size not smaller than a predetermined size from the object volume data. 5. The medical image processing apparatus of claim 1, wherein the processing circuitry arranges the extracted fragment region by sequentially registering the extracted fragment region with the bone region included in the target volume data, and excludes a portion of the bone region, with which the fragment region has been registered, from portions with which the fragment regions are to be registered. 6. The medical image processing apparatus of claim 1, wherein the processing circuitry sets, in the extracted fragment region, a boundary portion where a bone has been disconnected, and arranges the plurality of extracted fragment regions in consideration of the set boundary portion. 7. The medical image processing apparatus of claim 1, wherein the processing circuitry acquires the target volume data by performing mirror image reversal processing for the volume data including the healthy bone region, which is acquired from the same subject as the subject from which the object volume data has been acquired. 8. The medical image processing apparatus of claim 1, wherein the processing circuitry acquires the target volume data based on an artificially created model. 9. The medical image processing apparatus of claim 1, wherein the processing circuitry acquires the target volume data based on volume data acquired in the past for the same subject as the subject from which the object volume data has been acquired. 10. The medical image processing apparatus of claim 1, wherein the processing circuitry changes a color of at least one fragment included in the image. 11. The medical image processing apparatus of claim 10, wherein the processing circuitry switches whether to change the color of at least one fragment included in the... | Toshiba Medical Systems Corporation | G06K009/00 A61B006/00 G06T007/11 A61B005/055 A61B006/03 G06T007/00 G06T011/00 G06T011/60
US10092245 | B2 | 2018-10-09 | Methods and apparatus for detecting motion noise and for removing motion noise from physiological signals | 2015-06-16 | Methods and apparatus are presented for removing motion artifacts from physiological signals produced by a physiological sensor of a wearable device, wherein the physiological sensor includes at least one optical emitter and at least one optical detector. Light emitted by the at least one optical emitter that is scattered by a body of a subject wearing the device is detected, and a physiological information signal therefrom is produced via the at least one optical detector. Light emitted by the at least one optical emitter that is scattered by a light regulating region of the wearable device is detected, and a motion noise information signal is produced via the at least one optical detector. The physiological information signal and the motion noise information signal are processed via at least one processor associated with the wearable device to at least partially remove unwanted motion artifacts from the physiological information signal. | 1. A method of at least partially removing motion artifacts from physiological signals produced by a physiological sensor of a wearable device, wherein the physiological sensor includes at least one optical emitter and at least one optical detector, the method comprising: detecting light emitted by the at least one optical emitter that is scattered by a body of a subject wearing the wearable device and producing a physiological information signal therefrom via the at least one optical detector;detecting light emitted by the at least one optical emitter that is scattered by a light regulating region of the wearable device as a result of movement of the wearable device and producing a motion noise information signal via the at least one optical detector, wherein the light regulating region is configured to only allow light at one or more selected wavelengths from reaching the body of the subject; andprocessing the physiological information signal and the motion noise information signal via at least one processor associated with the wearable device to at least partially remove unwanted motion artifacts from the physiological information signal. 2. The method of claim 1, wherein the light scattered by the body of the subject and the light scattered by the light regulating region of the wearable device travel through separate first and second regions of the wearable device. 3. The method of claim 2, wherein the first region of the wearable device is configured to guide light between the sensor and the body of the subject. 4. The method of claim 1, wherein the light regulating region of the wearable device is configured to at least partially block light from the at least one optical emitter from reaching the body of the subject. 5. The method of claim 1, wherein the light regulating region of the wearable device comprises an optical filter configured to allow infrared light to pass therethrough. 6. The method of claim 1, wherein the light regulating region of the wearable device comprises an optical filter configured to block light at visible wavelengths from passing therethrough. 7. The method of claim 1, wherein the light regulating region of the wearable device comprises one of a flap, lever, or membrane that moves in response to subject motion. 8. The method of claim 1, wherein the light regulating region of the wearable device moves in response to subject motion. 9. The method of claim 1, wherein the light regulating region of the wearable device comprises an optically reflecting material. 10. The method of claim 1, wherein processing the physiological information signal and the motion noise information signal comprises subtracting the motion noise information signal from the physiological information signal. 11. The method of claim 1, wherein the steps of detecting light emitted by the at least one optical emitter that is scattered by the body of the subject and detecting light emitted by the at least one optical emitter that is scatter... | Valencell, Inc. | A61B005/1455 A61B005/00 G06F019/00 A61B005/024 H04R001/10 A61B005/0205 A61B005/11 A61B005/0476 A61B005/16 F21V008/00 A61B005/021 A61B005/08 A61B005/01 A61B005/145 H04R001/02 A61B005/026 A61B005/0295 A61B005/091
US10111717 | B2 | 2018-10-30 | System and methods for improving patent registration | 2016-05-02 | The application as disclosed herein describes systems and methods for performing patient registration using a surgical navigation system. This application attempts to provide for improvements upon existing systems through the addition of refinement steps used to increase the accuracy of registration and streamline said process. In some cases the improvements generally involve the manipulation of spatial data in an iterative manner. | 1. A method of performing a patient registration using a surgical navigation system, having a processor, in a medical procedure, comprising: initializing a surface trace acquisition;recording one or more surface traces;terminating the surface trace acquisition;receiving a patient image of a patient anatomy;extracting a surface from the patient image;computing a registration transform for patient registration between the one or more surface traces and the patient image extracted surface;segmenting the patient image into a plurality of regions, each region of the plurality of regions containing an anatomical landmark;determining a spatial distribution of surface traces among the plurality of regions;determining whether the spatial distribution in relation to each region of the plurality of regions minimizes deviance below a threshold; andif the spatial distribution in relation to any region of the plurality of regions is determined as exceeding the threshold, providing information relating to such region. 2. The method of claim 1, wherein computing a registration transform comprises minimizing a set of Euclidean distances. 3. The method of claim 1, wherein computing a registration transform comprises iteratively inputting registration transforms into a cost minimization function. 4. The method of claim 2, further comprising: initializing a fiducial position acquisition;recording the positions of fiducials on the patient; andreceiving the location of fiducials points in the patient image. 5. The method of claim 1, further comprising the steps of: monitoring the position of a pointer tool;analyzing the position to determine if the pointer tool is motionless; andupon determining that the pointer tool is motionless for a predetermined amount of time, prompting the surgical navigation system to initialize or terminate the surface trace. 6. The method of claim 1, wherein computing a registration transform further comprises: receiving input from a user ranking the one or more surface traces;computing a weighting for the surface traces based on the ranking;applying the weighting to the surface traces; andcomputing a registration transform that minimizes a set of Euclidean distances between the one or more surface traces and the surface. 7. The method of claim 1, wherein computing a registration transform further comprises: receiving input from a user of one or more regions of one or more surface traces to be culled;discarding the one or more regions from the one or more surface traces; andcomputing a registration transform that minimizes a set of Euclidean distances between the one or more surface traces and the surface after the regions have been discarded. 8. The method of claim 1, wherein computing a registration transform further comprises: initializing one or more landmark acquisitions;recording the positions of one or more landmarks on a patient;receiving the position of one or more landmark points in the patient image; andcomputing an initial... | Synaptive Medical (Barbados) Inc. | G06K009/00 A61B034/20 A61B034/10 A61B005/055 G06T007/30
US10098604 | B2 | 2018-10-16 | Medical image processing device, medical imaging device, medical image processing method and medical imaging method | 2016-09-27 | A medical image processing device includes a port, a processor and a display. The port acquires a plurality of image data from a living body. The processor classifies the plurality of image dam to genes ate a plurality of image groups based OH a first time component. The first time component is defined by a first time interval among imaging times at which the plurality of image data are generated. The processor correlates each image data in one image groups with each image data in another image group, based on both an actual time and a time ratio of a second time component. The second time component is defined by a second time interval among the imaging times being shorter than the first time interval. The display displays images based on the plurality of image data based on the correlation of the image data in the image groups. | 1. A medical image processing device comprising a port, a processor and a display, wherein: the port acquires a plurality of two-dimensional or three-dimensional image data from a living body,the processor classifies the plurality of image data to generate a plurality of image groups based on a first time component,the first time component is defined by a first time interval among imaging times at which the plurality of image data are generated,the processor correlates each image data in one image group with each image data in another image group, based on both an actual time of a second time component and a time ratio of the second time component,the second time component is defined by a second time interval among the imaging times, and the second time interval is shorter than the first time interval,the processor correlates each image data in one image group with each image data in another image group based on the actual time of the second time component in a predetermined period within an imaging period,each image data of each image group is generated in the imaging period,the processor correlates each image data in one image group with each image data in another image group based on the time ratio of the second time component in another period within the imaging period other than the predetermined period, andthe display displays images based on the plurality of image data based on the correlation of the image data in the image groups. 2. The medical image processing device according to claim 1, wherein the plurality of image groups include a first image group including a plurality of first image data and a second image group including a plurality of second image data,in a case where one of the first image data correlated with one of the second image data is absent, the processor generates interpolated image data at a time position corresponding to the imaging time of the one of second image data based on the plurality of first image data, andthe display displays an interpolated images based on the interpolated image data. 3. The medical image processing device according to claim 1, wherein the second time component includes a time having repetitive properties. 4. The medical image processing device according to claim 3, wherein the second time component includes a heartbeat phase. 5. The medical image processing device according to claim 4, wherein the port acquires electrocardiographic information from an electrocardiograph, andthe processor acquires information of a ventricular contraction time indicating ventricular contraction from the electrocardiographic information and sets the ventricular contraction time as a reference point of the second time component. 6. The medical image processing device according to claim 1, wherein the first time component includes a preoperative time before a surgery of the living body and a postoperative time after the surgery of the living body. 7. The medical image processing device according to clai... | ZIOSOFT, INC. | G06K009/46 A61B006/00 A61B005/02 A61B005/0402 A61B006/03 G06K009/52 G06K009/62 G06T007/00 G06T011/60 A61B005/00
US10080500 | B2 | 2018-09-25 | Systems and methods for monitoring sun exposure | 2015-10-09 | Systems and methods are provided for detecting overexposure of skin to ultraviolet light. A system may include a thermal imaging module that captures thermal images of a person's skin. Using the thermal images, the system may determine whether the person's skin has been or is being overexposed to ultraviolet light. The system may be a fixed camera system for monitoring an outdoor area, may be a mobile device having a thermal imaging module within or coupled to the mobile device, or may be part of a tanning system having an ultraviolet light source and a thermal imaging module. The overexposure may be detected in a thermal image based on a temperature of the person's skin, a change in the temperature of the person's skin over time or a temperature difference between portions of the person's skin. | 1. A system, comprising: a thermal imaging module configured to capture a thermal image of a person's skin; anda processor configured to detect, based on the thermal image, whether the person's skin is at risk of or has experienced overexposure to ultraviolet radiation based on a detected temperature of the person's skin from the thermal image, a detected change in temperature of the person's skin over time as determined from the thermal image and at least one additional thermal image, and/or a detected temperature difference between a first portion of the person's skin and a second portion of the person's skin from the thermal image, wherein the processor is further configured to generate an overexposure alert if it is determined that the person's skin is at risk of or has experienced overexposure to ultraviolet radiation. 2. The system of claim 1, further comprising a display, wherein the processor is further configured to generate the overexposure alert on the display if it is determined that the person's skin is at risk of or has experienced overexposure to ultraviolet radiation, wherein the processor is configured to generate the overexposure alert on the display for the detected skin temperature exceeding approximately ninety two degrees Fahrenheit and/or the detected temperature difference between the first portion of the person's skin and the second portion of the person's skin greater than a five degrees Fahrenheit threshold. 3. The system of claim 2, further comprising a non-thermal imaging module configured to capture a non-thermal image of the person's skin, wherein the processor is further configured to: generate a combined image based on the thermal image and the non-thermal image; andprovide the combined image on the display. 4. The system of claim 3, wherein the combined image comprises the non-thermal image and an indicator based on the thermal image, wherein the indicator indicates a location in the non-thermal image of at least a portion of the person's skin that is sunburned. 5. The system of claim 1, further comprising a plurality of cameras configured to view an outdoor area to be monitored, wherein the thermal imaging module is disposed in a selected one of the plurality of cameras. 6. The system of claim 1, wherein the thermal imaging module and the processor are a thermal imaging module and a processor of a mobile device or a mobile device attachment, and wherein the processor is further configured to generate the overexposure alert as a vibration, a light, and/or a sound on the mobile device or mobile device attachment. 7. The system of claim 1, further comprising at least one tanning bed structure having an ultraviolet light source, wherein the thermal imaging module is disposed in the tanning bed structure. 8. The system of claim 7, further comprising an alert component configured to generate an overexposure alert if it is determined that the person's skin is at risk of or has experienced overexposure to ultravi... | FLIR Systems, Inc. | H04N007/18 A61B005/01 G06K009/00 A61B005/00
US10115212 | B2 | 2018-10-30 | Image reconstruction system and method in magnetic resonance imaging | 2016-11-07 | A method and system for image reconstruction are provided. Multiple coil images may be obtained. A first reconstructed image based on the multiple coil images may be reconstructed based on a first reconstruction algorithm. A second reconstructed image based on the multiple coil images may be reconstructed based on a second reconstruction algorithm. Correction information about the first reconstructed image may be generated based on the first reconstructed image and the second reconstructed image. A third reconstructed image may be generated based on the first reconstructed image and the correction information about the first reconstructed image. | 1. A method for reconstructing a corrected image implemented on a magnetic resonance imaging (MRI) system including an MRI device and a computing device, the MRI device including multiple radio frequency (RF) receiver coils and an analog-to-digital converter, the computing device including a processor, the method comprising: receiving, by the multiple RF receiver coils, MR signals of an object;converting, by the analog-to-digital converter, the MR signals into multiple coil image data;generating, by the processor, multiple coil images of the object based on the multiple coil image data, the multiple coil images including a first set of coil images and a second set of coil images;reconstructing, by the processor, a first reconstructed image based on pixel data of the first set of coil images according to a sum of squares algorithm;reconstructing, by the processor, a second reconstructed image based on pixel data of the second set of coil images according to a geometric average algorithm;generating, by the processor, correction information about the first reconstructed image by dividing the first reconstructed image by the second reconstructed image; andgenerating, by the processor, the corrected image with reduced inhomogeneity intensity based on the first reconstructed image and the correction information about the first reconstructed image. 2. The method of claim 1, wherein the reconstructing a first reconstructed image or the reconstructing a second reconstructed image further includes: for each point of a plurality of points in the imaged object determining pixel coordinates of corresponding pixels in the multiple coil images relating to the point of the imaged object; andobtaining pixel values of the corresponding pixels in the multiple coil images of the point; andreconstructing the first reconstructed image or the second reconstructed image based on the pixel coordinates and the pixel values of the corresponding pixels in the multiple coil images of the plurality of points in the imaged object. 3. The method of claim 1, wherein the correction information includes a divided image, and the generating the corrected image further includes: dividing the first reconstructed image by the divided image. 4. The method of claim 1, wherein the correction information includes a divided image, and the generating correction information further includes: smoothing the divided image to generate a smoothed divided image; andnormalizing the smoothed divided image to generate a normalized image. 5. The method of claim 4, wherein the generating a third the corrected image further includes: dividing the first reconstructed image by the normalized image. 6. A system comprising an MRI device and a computing device, the MRI device including multiple radio frequency (RF) receiver coils and an analog-to-digital converter, the computing device including a processor, wherein during operation, the processor causes the system to: receive, by the multiple RF receive... | UIH AMERICA, INC. | A61B005/055 G06T011/00 G06T007/00 G06T005/00 G06K009/62
US10080901 | B2 | 2018-09-25 | Method and apparatus to perform electrode combination selection | 2017-04-13 | Approaches for selecting an electrode combination of multi-electrode pacing devices are described. Electrode combination parameters that support cardiac function consistent with a prescribed therapy are evaluated for each of a plurality of electrode combinations. Electrode combination parameters that do not support cardiac function are evaluated for each of the plurality of electrode combinations. An order is determined for the electrode combinations based on the parameter evaluations. An electrode combination is selected based on the order, and therapy is delivered using the selected electrode combination. | 1. A method for identifying an electrode combination for use in providing a patient therapy using one or more multiple-electrode leads, the method comprising: evaluating, using an electrode combination processor, for each electrode combination of a plurality of electrode combinations, one or more patient parameters associated with electrical stimulation of a particular electrode combination;ordering, using the electrode combination processor, the plurality of electrode combinations into an electrode combination order using the one or more evaluated patient parameters; andproviding, using the electrode combination processor, information about the one or more evaluated patient parameters in the electrode combination order. 2. The method of claim 1, wherein the ordering the plurality of electrode combinations includes assigning a rank to each of the plurality of electrode combinations using the one or more evaluated patient parameters, wherein the rank indicates a preference for a particular electrode combination to carry out a prescribed patient therapy. 3. The method of claim 1, further comprising receiving a selection of one of the electrode combinations using the information about the one or more parameters, and programming an implantable pacing circuit to deliver a pacing therapy using the selected one of the electrode combinations. 4. The method of claim 1, further comprising updating a therapy signal delivery parameter in an implantable pacing circuit using the electrode combination order. 5. The method of claim 1, further comprising displaying, using a display screen, information about the one or more evaluated patient parameters in the electrode combination order. 6. The method of claim 1, wherein the evaluating includes, for each electrode combination of the plurality of electrode combinations, evaluating first parameters that support cardiac function consistent with a prescribed patient therapy and evaluating second parameters that do not support cardiac function consistent with the prescribed patient therapy. 7. The method of claim 6, wherein the ordering includes using the first and the second parameters. 8. The method of claim 6, wherein the evaluating second parameters that do not support cardiac function includes determining a presence or absence of phrenic nerve stimulation for each of electrode combination of the plurality of electrode combinations. 9. The method of claim 1, wherein the evaluating the one or more patient parameters includes evaluating a cardiac capture threshold for each of the electrode combinations, and evaluating extra-cardiac stimulation for each of the electrode combinations. 10. The method of claim 1, wherein the evaluating the one or more patient parameters includes evaluating a responsiveness to a cardiac resynchronization therapy. 11. The method of claim 1, wherein the evaluating the one or more patient parameters includes detecting at least one of unintended nerve stimulation and unintended musc... | Cardiac Pacemakers, Inc. | A61B005/04 H03H017/02 A61N001/368 A61N001/365 A61N001/05 A61N001/37 A61N001/372
US10070816 | B2 | 2018-09-11 | Orthotic sensor device | 2014-09-09 | Embodiments of the present disclosure provide techniques and configurations for an orthotic device. In one instance, the device may include an orthotic device body and at least two sensors spatially disposed inside the orthotic device body. A first sensor may provide a first output responsive to pressure resulting from application of mechanical force to the orthotic device body. A second sensor may provide a second output responsive to flexing resulting from the application of mechanical force to the orthotic device body. The device may also include a control unit communicatively coupled with the sensors to receive and process the outputs provided by the sensors in response to pressure and flexing. Other embodiments may be described and/or claimed. | 1. An orthotic device, comprising: an orthotic device body;a flexible printed circuit board (PCB) former disposed inside the orthotic device body;at least two sensors spatially disposed inside the orthotic device body and disposed on the flexible PCB former, a first of the at least two sensors to provide a first output responsive to pressure resulting from application of mechanical force to the orthotic device body, a second of the at least two sensors to provide a second output responsive to flexing resulting from the application of mechanical force to the orthotic device body;a control unit disposed on the flexible PCB former and communicatively coupled with the at least two sensors inside the orthotic device body to receive and process the first and second outputs provided by the at least two sensors in response to pressure and flexing resulting from the application of mechanical force to the orthotic device body, wherein to process includes to extract electric power from the first and second outputs for electric power harvesting; anda power storage device coupled with the control unit via a flexible connector, wherein the control unit is to provide the extracted electric power to the power storage device via the flexible connector, to harvest the electric power. 2. The orthotic device of claim 1, wherein the at least two sensors are to sense mechanical force applied to the orthotic device body by a user's foot substantially placed on the orthotic device body. 3. The orthotic device of claim 1, wherein the at least two sensors comprise one or more flexible piezoelectric devices. 4. The orthotic device of claim 3, wherein the first of the at least two sensors is to generate a first electric power signal in response to the pressure to provide the first output. 5. The orthotic device of claim 4, wherein the second of the at least two sensors is to generate a second electric power signal in response to the flexing to provide the second output. 6. The orthotic device of claim 1, wherein the power storage device comprises a battery disposed inside the orthotic device body and coupled with the control unit via a wired connection provided by the flexible connector. 7. The orthotic device of claim 6, wherein the battery is disposed in an area of the orthotic device body that corresponds to an arch area of a user's foot. 8. The orthotic device of claim 1, wherein the at least two sensors comprise capacitor devices, wherein the first of the at least two sensors comprises a capacitor with a deformable dielectric that is responsive to the pressure. 9. The orthotic device of claim 8, wherein the second of the at least two sensors comprises an inter-digitated capacitor with a compressible dielectric that is responsive to the flexing. 10. The orthotic device of claim 1, wherein the first sensor is placed in a first area of the orthotic device body that corresponds to a ball area or a heel area of a user's foot. 11. The orthotic device of claim 1, wh... | Intel Corporation | A61B005/00 A61B005/103 A43B003/00 A61B005/11
US10098572 | B2 | 2018-10-16 | Method for operating a monitoring system | 2010-07-13 | For saving power in a monitoring system for monitoring physiological data of a patient, motion activity data of the patient is obtained and measurements of physiological data of the patient are initiated, only when the motion activity is both non-zero and below a selected threshold. | 1. A method for operating a monitoring system for monitoring physiological data of a patient, comprising: with non-invasive motion detector removably mounted to the patient, obtaining motion activity data indicative of patient movement;with an analysis unit, analyzing the motion activity data to determine whether motion activity is both non-zero and below a selected threshold;activating a non-invasive physiological detector that is removably mounted to the patient with power from a battery to acquire cardiac data of the patient only when the motion activity is both non-zero and below the selected threshold; andduring an ongoing measurement of the cardiac data, in response to the motion activity increasing above or equal to the selected threshold, deactivating the physiological detector and stopping the acquisition of the cardiac data. 2. The method according to claim 1, further including: scheduling points in time for the physiological detector to acquire the cardiac data;in response to the motion activity exceeding the selected threshold advancing, deferring, or skipping one or more of the scheduled points in time; andin response to the motion activity being zero, advancing, deferring, or skipping one or more of the scheduled points in time. 3. The method according to claim 2, wherein at least one of the scheduled point in time for the acquisition of the cardiac data is alterable only within a configurable acquisition window enclosing the scheduled point in time. 4. The method according to claim 1, wherein a duration of the acquisition of the cardiac data is altered in accordance with the motion activity data. 5. The method according to claim 1, wherein obtaining the motion activity data includes obtaining a motion activity pattern characteristic of the motion activity pattern; and wherein analyzing the motion activity data includes: analyzing the motion activity pattern. 6. The method according to claim 1, further including: analyzing the acquired physiological data, wherein a method of analyzing the measured physiological data includes selecting an analysis algorithm from a plurality of analysis algorithms in accordance with the motion activity, wherein the algorithms require differing amounts of computing power and are susceptible to different levels of motion artifacting. 7. The method according to claim 1, further including: providing scheduling information to at least one device. 8. A non-transitory computer readable medium storing a computer program configured to control a processor to carry out the method of claim 1. 9. The method according to claim 1, further including: deactivating the physiological detector and stopping the acquisition of the cardiac data by prohibiting power from the battery from being transmitted to the non-invasive physiological detector. 10. A method for operating a monitoring system for monitoring physiological data of a patient, comprising: with a motion detector, obtaining motion activity data indicati... | KONINKLIJKE PHILIPS N.V. | A61B005/00 A61B005/11 A61B005/1455
US10098545 | B2 | 2018-10-16 | Lens information management system for surface condition measurement and analysis and information management method for surface condition measurement and analysis | 2014-10-23 | Provided are a system and method for surface condition measurement and analysis to effectively utilize image data photographed when a surface as an object is photographed regularly and continuously. When a surface as an object is sequentially photographed as time passes and the photographed image data is sequentially stored, the sequentially stored images are compared and the presence or absence of image regions among the images that nearly coincide with each other is determined. When there are images with image regions that nearly coincide with each other, a coordinate system having one image as a reference is set, and a position of the other image in the coordinate system is determined. When an image with an undetermined position overlaps with an image with a determined position, including images photographed subsequent thereto, the position of the image is determined. | 1. An information management system for measurement and analysis of a surface condition, the system comprising: a photographing means that photographs a surface serving as an object to be measured without fixing a photographing position and generates image data;an image storage means that stores the image data and a photographing date of the image data;a position determination means that compares a plurality of the image data stored in the image storage means, and determines relative positions of the plurality of image data in a single coordinate system when the plurality of image data, obtained from a plurality of times of photographing performed at an interval using the photographing means, of which photographing positions on the surface serving as the object to be photographed are deviated are stored in the image storage means,wherein a center of the respective image data of which the relative positions in the coordinate system are determined is arranged and displayed while deviating from the relative positions in the coordinate system in an order of the photographing date; andan image display means that displays the image data stored in the image storage means in the order of the photographing date of the image data. 2. The information management system according to claim 1, wherein the image display means arranges the respective image data of which the coordinate system is set on a display screen and the positions in the coordinate system are determined at the positions of the coordinate system, and displays the image data in the order of the photographing date. 3. The information management system according to claim 2, wherein the image display means displays the image data on a frontmost surface in the order of the photographing date to be held in a state of displaying a part of the image data to be displayed on the frontmost surface, which is displayed prior to relevant image data, that does not overlap with the relevant image data to be displayed on the frontmost surface. 4. The information management system according to claim 2, wherein the image display means generates image data interpolated from the image data having the preceding or subsequent photographing date at time of displaying the image data in the order of the photographing date when a display range to display relevant image data includes a part in which displayed relevant image data is present and a part in which the relevant image data is absent, and the image data having the preceding or subsequent photographing date than the displayed relevant image data is present in the part in which the relevant image data is absent, and displays the interpolated image data in the part of the display range in which the displayed image data is absent. 5. The information management system according to claim 1, wherein when a nearly coincident image region is present between the image data to be compared with each other, the position determination means determines relative positions ... | MAXELL HOLDINGS, LTD. | G06K009/00 A61B005/00 G06T007/00
US10098567 | B2 | 2018-10-16 | Medical device position location systems, devices and methods | 2016-04-29 | Methods, devices and systems for location of the disposition of a medical probe in a subject are disclosed. An array of electromagnetic drive coil sets, each set having two or three dimensionally oriented drive coils, a sensor coil being electromagnetically communicative with the array of electromagnetic drive coil sets, a discrete core wire providing response to electrical stimuli of the subject, and a system controller communicative with and adapted to energize one or more of the electromagnetic coils in the array of electromagnetic drive coil sets are disclosed. The energizing of the one or more of the electromagnetic coils including one or more of energizing the coils singly, or in pairs of x-y and y-z or x-z coils while measuring the response of the sensor coil, whereby the system uses the measurements of the responses of the sensor coil to calculate the location of the sensor coil relative to said drive coil sets. | 1. A medical device locating system for determining a disposition of a sensor coil in a subject, the system comprising: an array of three or more quadruplet drive coil sets, each drive coil set including at least four discrete electromagnetic coils, the at least four discrete electromagnetic coils including a first electromagnetic coil, a second electromagnetic coil, a third electromagnetic coil, and a fourth electromagnetic coil, the first electromagnetic coil being orthogonal to the second electromagnetic coil, and at least one of the third electromagnetic coil and the fourth electromagnetic coil being non-orthogonal to the first and second electromagnetic coils;an elongate flexible probe comprising:a magnetically permeable, conductive core wire having a proximal end and a distal end, andat least one sensor coil disposed toward the distal end of the core wire, said sensor coil configured to provide one or more sensor coil response signals;a first system component configured to provide drive signals energizing the discrete electromagnetic coils by:sequentially driving one or more of said discrete electromagnetic coils within a drive coil set and selectively providing phase inversion of the drive signal to any one, two, three or more of the discrete electromagnetic coils within the drive coil set, orsimultaneously energizing one, a pair, a triplet or a quadruplet of said discrete electromagnetic coils within a drive coil set;a second system component configured to measure resulting one or more sensor coil response signals; anda processor configured to determine the sensor coil disposition relative to the array of three or more quadruplet drive coil sets based on the measured resulting sensor coil response signals. 2. The system of claim 1, wherein the core wire provides an electrical pathway configured to measure an electrocardiogram (ECG) signal. 3. The system of claim 2, further comprising two additional surface ECG leads configured to be placed on the subject. 4. The system of claim 1, wherein the core wire has a shape selected from the group consisting of a circle, an ellipse, a square, a pentagon, a hexagon and an octagon. 5. The system of claim 1, wherein the core wire comprises a material selected from the group consisting of metglas, iron, nanoperm, mu-metal, cobalt-iron, permalloy, ferrous stainless steel and ferrite. 6. The system of claim 1, wherein the sensor coil provides a measurable response to an electromagnetic field when the sensor coil is positioned within 36 inches from the centroid of the array of three or more quadruplet drive coil sets. 7. The system of claim 1, further comprising a display configured to display the disposition of the sensor coil in the subject relative to the array of the quadruplet drive coil sets. 8. The system of claim 7, wherein the display simultaneously displays a P-wave and a QRS complex of the subject over time with the disposition of the sensor coil. 9. The system of claim 7, wherein said ... | TELEFLEX MEDICAL DEVICES S.À R.L | G01N027/02 A61B005/06 A61B005/0408
US10104315 | B2 | 2018-10-16 | Imaging apparatus including light source that emits pulsed light, image sensor, and control circuit | 2016-06-07 | An imaging apparatus according to an aspect of the present disclosure includes a light source that, in operation, emits pulsed light to a living body, an image sensor that includes at least one pixel including a photodiode and charge accumulators that, in operation, accumulate signal charge from the photodiode, and a control circuit that, in operation, controls the image sensor. The charge accumulators, in operation, accumulate the signal charge corresponding to a component of the pulsed light scattered inside the living body. | 1. An imaging apparatus comprising: a light source that, in operation, emits pulsed light to a living body;an image sensor that includes at least one pixel, the at least one pixel including a photodiode and charge accumulators that, in operation, accumulate signal charge from the photodiode; anda control circuit that, in operation, controls the image sensor,wherein the control circuit, in operation, causes the image sensor to start to accumulate the signal charge with the charge accumulators in a falling period of a returned pulsed light which is returned from the living body to the image sensor due to the emission of the pulsed light, the falling period being a period from start to end of a decrease of an intensity of the returned pulsed light. 2. The imaging apparatus according to claim 1, further comprising: an arithmetic circuit that, in operation, obtains biological information regarding the living body by calculating the signal charge. 3. The imaging apparatus according to claim 1, wherein: the image sensor further includes an electronic shutter;the control circuit, in operation, causes the electronic shutter to prevent the charge accumulators from accumulating the signal charge while a part of the pulsed light is reflected from a surface of the living body and reaches the image sensor; andthe control circuit, in operation, causes the electronic shutter to allow the charge accumulators to accumulate the signal charge while another part of the pulsed light is scattered inside the living body and reaches the image sensor. 4. The imaging apparatus according to claim 1, wherein the at least one pixel comprises pixels arranged in two dimensions. 5. The imaging apparatus according to claim 3, wherein the control circuit, in operation, causes the electronic shutter to allow the charge accumulators to begin to accumulate the signal charge when a trailing edge of the pulsed light is reflected from the surface of the living body and reaches the image sensor or later. 6. The imaging apparatus according to claim 1, wherein: the control circuit, in operation, causes the charge accumulators to begin to accumulate the signal charge a period of time after the light source begins to emit the pulsed light; andthe control circuit, in operation, determines the period of time on the basis of intensity of the signal charge accumulated in the charge accumulators. 7. The imaging apparatus according to claim 1, wherein: the control circuit, in operation, causes the charge accumulators to begin to accumulate the signal charge a period of time after the light source begins to emit the pulsed light;the control circuit, in operation, calculates a distance between the image sensor and the living body; andthe control circuit, in operation, determines the period of time on the basis of the distance. 8. The imaging apparatus according to claim 1, wherein the light source, in operation, emits first pulsed light in a first wavelength band and second pulsed light in a ... | PANASONIC INTELLECTUAL PROPERTY MANAGEMENT CO., LTD. | H04N007/18 H04N009/47 H04N005/33 H04N005/353 H04N005/355 A61B005/026 A61B005/1455 A61B005/00 H04N005/225
US10089727 | B2 | 2018-10-02 | Magnetic field distortion calculation device, method, and program | 2017-06-26 | A region extraction unit extracts first and second shape-invariant regions corresponding to each other from first and second three-dimensional images acquired by an MRI apparatus. A first registration unit acquires a first deformation vector by performing rigid registration between the first and second shape-invariant regions. A second registration unit acquires a second deformation vector by performing non-rigid registration between the first and second three-dimensional images in each shape-invariant region. A magnetic field distortion vector calculation unit calculates a magnetic field distortion vector, which represents relative magnetic field distortion between the first and second three-dimensional images based on the first and second deformation vectors. | 1. A magnetic field distortion calculation device, comprising: a processor configured foracquiring first and second three-dimensional images with different imaging timings that are acquired by imaging a target part of a subject performing with an MRI apparatus;extracting first and second shape-invariant regions corresponding to each other from the first and second three-dimensional images;acquiring a first deformation vector of each point on the first shape-invariant region with respect to each corresponding point on the second shape-invariant region by performing rigid registration between the first and second shape-invariant regions;acquiring a second deformation vector of each point on the first shape-invariant region of the first three-dimensional image with respect to each corresponding point on the second shape-invariant region of the second three-dimensional image by performing non-rigid registration between the first and second three-dimensional images in the first and second shape-invariant regions;calculating a fourth deformation vector of each point of the target part, which is included in the first three-dimensional image, with respect to each corresponding point of the target part included in the second three-dimensional image by removing magnetic field distortion included in the first three-dimensional image based on the magnetic field distortion vector and performing non-rigid registration between the first three-dimensional image from which the magnetic field distortion has been removed and the second three-dimensional image; andcalculating a magnetic field distortion vector, which represents relative magnetic field distortion between the first and second three-dimensional images, at each point on the first three-dimensional image based on the first and second deformation vectors. 2. The magnetic field distortion calculation device according to claim 1, further comprising: calculating a third deformation vector, which is acquired by correcting the second deformation vector in the first shape-invariant region based on the first deformation vector, as the magnetic field distortion vector in the first shape-invariant region, and calculating the magnetic field distortion vector based on the third deformation vector in a region other than the first shape-invariant region in the first three-dimensional image. 3. The magnetic field distortion calculation device according to claim 1, further comprising: calculating an amount of change in volume of the target part based on the fourth deformation vector. 4. The magnetic field distortion calculation device according to claim 1, wherein the target part is a brain. 5. The magnetic field distortion calculation device according to claim 4, wherein the first and second shape-invariant regions are a skull. 6. A magnetic field distortion calculation method, comprising: acquiring first and second three-dimensional images with different imaging timings that are acquired by imaging a target part ... | FUJIFILM Corporation | G06K009/00 G06T005/00 G06T007/38 G06T007/00 G06T007/30 A61B005/05
US10112076 | B2 | 2018-10-30 | Robotic athletic training or sporting method, apparatus, system, and computer program product | 2017-10-10 | A sporting robotic device apparatus, system, method and/or computer program product may provide an electronically programmably controlled sporting device. Certain embodiments include a plurality of sporting devices coupled to a robot or a plurality of the at least one robots, where the plurality of robots each include a sporting device coupled to the plurality of robots, and where each robot includes a plurality of joint axes, motors, and structural members. The sporting robotic device can further include an electronic user interface coupled to the robots and an electronic computer processor, memory, input and output devices, and can include further features as claimed including at least one of the user interface with devices coupled thereto, the computer processor configured to save or retrieve a sporting routine from memory, to randomize a challenge, or configured to combine sporting routines, or shuffle sporting routines, previously saved. | 1. A sporting robotic device apparatus comprising: at least one or more of: a plurality of sporting devices coupled to at least one robot; ora plurality of said at least one robots, wherein said plurality of robots each comprise a sporting device coupled to said each of said plurality of robots; andwherein said at least one robot comprises: a plurality of joint axes, wherein each joint axis of said plurality of joint axes comprises: at least one motor;at least one structural member coupled to at least one of said each of said plurality of joint axes motors,wherein each of said at least one motor is configured to move an associated coupled at least one of said at least one structural member; andwherein the sporting robotic device apparatus further comprises:at least one electronic user interface coupled to said at least one robot or said plurality of robots, configured to interact with a user to receive a selection of at least one sporting routine for moving said plurality of sporting devices or said sporting device;at least one electronic computer processor, coupled to said at least one robot, or said plurality of robots;at least one electronic input device coupled to said at least one electronic computer processor;at least one electronic output device coupled to said at least one electronic computer processor;at least one electronic memory device coupled to said at least one electronic computer processor; andfurther comprising at least one or more of: wherein said electronic user interface comprises at least one of: an electronic display device,said at least one electronic input device,said at least one electronic output device,an electronic keyboard, oran electronic touchscreen;wherein said at least one electronic computer processor is configured to save or retrieve said at least one sporting routine from said at least one memory;wherein said at least one electronic computer processor is configured to randomize at least one challenge by said at least one sporting device; orwherein said electronic computer processor is configured to at least one or more of: combine a plurality of previously saved of said at least one sporting routine, orshuffle a plurality of previously saved of said at least one sporting routine. 2. The sporting robotic device apparatus according to claim 1, wherein said at least one sporting device comprises being configured to at least one or more of: pitch or throw;catch or hit;automatically adjust;automatically move;move, adjust or modify position;move in at least to directions;move or adjust with respect to player position;move with at least one of velocity, or acceleration;automatically move in at least one of a horizontal, or a vertical, plane;adjust or move at least one goal;adjust or move at least one target;adjust or move in up to five axes of freedom relative to a support;adjust or move with at least one fixed dimension;adjust or move within a precise vertical or horizontal dimensional range;provide at least one spo... | Christopher DeCarlo | A63B063/00 A63B024/00 A63B069/00 G06N003/08 A63B069/38 A63B071/06 A63B069/36 A61B005/00 A63B063/08 F41J001/00 F41J001/01 F41J001/10 F41J003/00 F41J005/02 F41J005/052 G06F019/00 G06N005/02 G09B019/00 A63B102/14 A63B069/10 A61B005/11
US10092203 | B2 | 2018-10-09 | Using skin resistance measurements to determine timing of bio-telemetry measurements | 2015-08-21 | Wearable devices are provided including electrical contacts to detect voltages or other biosignals when mounted to the skin of a wearer. The impedance between a pair of the electrical contacts can be detected and the device operated based on the detected impedance. The device can detect an electrocardiogram or other biopotentials using the electrical contacts if the detected impedance falls below a specified threshold. The device could indicate that the detected impedance is below the specified threshold, e.g., such that a wearer could contact one of the electrical contacts with a finger to allow detection of an electrocardiogram between the arms of the wearer. The device could indicate that the detected impedance remains greater than the specified threshold, e.g., such that a wearer could re-mount the wearable device to improve the electrical connection between the electrical contacts and the wearer's skin. | 1. A wearable device comprising: a housing;a user interface disposed on an outside surface of the housing;a mount configured to mount the housing to a first external body surface;a first electrical contact disposed on the housing, wherein the first electrical contact is configured to contact skin at the first external body surface when the housing is mounted on the first external body surface, wherein the first external body surface is a wrist location of a first arm of a wearer;a second electrical contact disposed on the housing, wherein the second electrical contact is configured to contact skin at the first external body surface when the housing is mounted on the first external body surface;a third electrical contact disposed on the housing, wherein the third electrical contact is configured to be contacted by skin of a second external body surface, wherein the second external body surface is a location of a second arm of the wearer; anda controller, wherein the controller is configured to perform controller operations comprising: detecting an impedance between the first and second electrical contacts;determining whether the detected impedance is less than a specified threshold;responsive to determining that the detected impedance is less than the specified threshold, providing an indication via the user interface; andsubsequent to providing the indication via the user interface, detecting a voltage between the first electrical contact and the third electrical contact. 2. The wearable device of claim 1, wherein detecting a voltage between the first electrical contact and the third electrical contact comprises detecting an electrocardiogram. 3. The wearable device of claim 2, wherein the controller operations further comprise: determining a pulse rate based on the detected electrocardiogram. 4. The wearable device of claim 1, wherein the user interface comprises a display, and wherein the third electrical contact is disposed proximate to a peripheral edge of the display and at least partially encircles the display. 5. The wearable device of claim 1, further comprising an amplifier, wherein the amplifier is electrically coupled to the first electrical contact and the third electrical contact, wherein detecting a voltage between the first electrical contact and the third electrical contact comprises operating the amplifier to amplify the voltage. 6. The wearable device of claim 1, wherein detecting an impedance between the first and second electrical contacts comprises detecting first and second impedances at corresponding first and second points in time, wherein determining whether the detected impedance is less than a specified threshold comprises determining whether the second detected impedance is less than the specified threshold, and wherein the controller operations further comprise determining the specified threshold based on the first detected impedance. 7. The wearable device of claim 1, wherein the controller operations further c... | Verily Life Sciences LLC | A61B005/0408 A61B005/00 A61B005/024 A61B005/0245 A61B005/0402 A61B005/053
US10080613 | B2 | 2018-09-25 | Systems and methods for determining and visualizing perfusion of myocardial muscle | 2015-09-08 | Embodiments include a system for determining cardiovascular information for a patient. The system may include at least one computer system configured to receive patient-specific data regarding a geometry of the patient's heart, and create a three-dimensional model representing at least a portion of the patient's heart based on the patient-specific data. The at least one computer system may be further configured to create a physics-based model relating to a blood flow characteristic of the patient's heart and determine a fractional flow reserve within the patient's heart based on the three-dimensional model and the physics-based model. | 1. A system for determining and visualizing perfusion of a patient's myocardial muscle using computed tomography, comprising: a data storage device storing instructions for determining and visualizing perfusion of the patient's myocardial muscle using computed tomography; anda processor configured to execute the instructions to perform a method including: segmenting (1) coronary blood vessels having vulnerable plaque and (2) myocardial muscle, from non-invasively produced patient-specific CT image data of a patient's heart;generating a patient-specific three-dimensional model of blood flow through the coronary blood vessels segmented from the patient-specific image data;simulating, non-invasively, a blood flow through the coronary blood vessels of the patient-specific three-dimensional model, and determining from the simulation, blood flow into different regions of the myocardial muscle into which different branches of the coronary blood vessels lead;simulating, non-invasively, a patient-specific local perfusion of the myocardial muscle for the different regions on the basis of the determined blood flow into the different regions of the myocardial muscle and the three-dimensional model;determining one or more regions that are at risk of insufficient perfusion using the simulated patient-specific local perfusion of the different regions of the myocardial muscle and blood flow through coronary blood vessels having vulnerable plaque, wherein a region is at risk of insufficient perfusion if it comprises a quantifiable loss in local perfusion due to the vulnerable plaque; andgenerating a visualization of the myocardial muscle, from which the patient-specific local perfusion of the different regions of the myocardial muscle, the one or more regions that are at risk of insufficient perfusion, and the coronary blood vessels leading to the one or more regions that are at risk of insufficient perfusion are identifiable. 2. The system as claimed in claim 1, further configured for: calculating a model of the coronary blood vessels and of the myocardial muscle on the basis of the segmented coronary blood vessels and of the left myocardial muscle; andsimulating the blood flow with the aid of the model. 3. A computed tomography scanner comprising the system as claimed in claim 2. 4. The system as claimed in claim 1, further configured for: simulating the blood flow through the coronary blood vessels on the basis of the segmented coronary blood vessels using a lattice Boltzmann method. 5. The system as claimed in claim 1, further configured for: determining time functions for an arterial inflow and a venous outflow from the CT image on the basis of an accumulation of contrast agent in the coronary blood vessels and the left myocardial muscle. 6. The system as claimed in claim 5, further configured for receiving data corresponding to an injected contrast agent, wherein the determining of the time functions is further based on the received data. 7. The syste... | HeartFlow, Inc. | G06F019/00 G06F019/10 A61B034/10 G06F017/10 A61B034/00 A61B005/02 A61B005/026 G06G007/60 G06F019/26 A61B005/00 A61B005/029 A61B006/03 A61B006/00 A61B008/06 A61B008/08 G01R033/563 A61B005/107 G06T007/00 G06T017/00 G06K009/00 G06K009/62 A61B005/021 G06F017/50 G06F019/12 A61B005/024 A61B005/22 G06K009/46 G06T007/20 G06T011/00 G06T011/20 A61M005/00 G06K009/52 A61B005/055 A61B005/11 G06T017/20 G06T015/10 G06T011/60 G06T007/60 A61B008/02 A61B008/04 G06T007/70 G06T007/73 G06T007/11 G06T007/12 G06T007/13 G06T007/149 G06T007/62 G01R033/56 G16H010/60 G16H050/30 G16H050/50 A61B090/00
US10070802 | B2 | 2018-09-11 | Methods and apparatus for electromagnetic navigation of a magnetic stimulation probe | 2013-09-23 | A system and method is disclosed that can be used to track and navigate an instrument relative to a patient. The system can include an electromagnetic tracking system to track an electromagnetic stimulation probe, such as a transcranial magnetic stimulation probe. The system can, according to various embodiments, provide a tracking device on the probe, track the coil of the probe, provide a field relative to the probe, and determine the position of the patient based upon the field produced by the probe. | 1. A system to navigate a procedure for a patient, comprising: a magnetic stimulation probe having a first conductive coil that is configured to operate in a first manner to produce a probe electromagnetic field having an electromagnetic focal region, the probe electromagnetic field being operable to induce a therapeutic current in a conductive material of the patient at the electromagnetic focal region; andan electromagnetic tracking system having an electromagnetic localizer configured to generate a localization field, the electromagnetic tracking system includes the first coil configured to operate in a second manner to sense the localization field or generate at least a portion of the localization field, wherein the electromagnetic tracking system further includes a processor configured to determine a position of the electromagnetic focal region relative to the patient based at least in part on the localization field produced by the electromagnetic localizer. 2. The system of claim 1, further comprising: a dynamic reference frame configured to be associated with the patient;wherein the electromagnetic localizer field is sensed by the dynamic reference frame. 3. The system of claim 2, wherein the first manner includes a first current at a first frequency that can be driven through the first conductive coil to produce the probe electromagnetic field; and the second manner includes a second current at a second frequency that can be driven through the first conductive coil to produce at least a portion of the localizer electromagnetic field. 4. The system of claim 3 wherein the first frequency is four kilohertz and the second frequency is two kilohertz. 5. The system of claim 1, wherein the magnetic stimulation probe further comprises a second conductive coil adjacent to the first conductive coil configured to operate in the first manner. 6. The system of claim 1, further comprising an imaging device to obtain image data of the patient, and a display device operable to display the image data of the patient, and an icon displaying a position of the focal region where the probe electromagnetic field is operable to induce the current in the conductive material. 7. The system of claim 6, wherein the display device is further operable to display a stimulation region icon that illustrates the selected position for stimulating the patient with the induced current. 8. The system of claim 1, further comprising: a memory system operable to store a procedure plan including a selected position for inducing a current in the patient. 9. A method to navigate a procedure for an anatomy of a patient, comprising: driving two coils of a magnetic stimulation probe to operate in a first manner to generate a focal region of an electromagnetic field, the focal region being a predetermined distance from the magnetic stimulation probe and being operable to induce a therapeutic current in a conductive material at a location in the anatomy of the patient at the foc... | Medtronic Navigation, Inc. | A61B005/06 A61B006/03 A61B005/055 A61N002/00 A61B005/00 A61B090/00 A61B034/20 A61B034/10
US10064567 | B2 | 2018-09-04 | Systems, methods, and interfaces for identifying optimal electrical vectors | 2014-03-27 | Systems, methods, and graphical user interfaces are described herein for identification of optimal electrical vectors for use in assisting a user in implantation of implantable electrodes to be used in cardiac therapy. Cardiac improvement information may be generated for each pacing configuration, and one or more pacing configuration may be selected based on the cardiac improvement information. Optimal electrical vectors using the selected pacing configurations may be identified using longevity information generated for each electrical vector. Electrodes may then be implanted for use in cardiac therapy to form the optimal electrical vector. | 1. A system for use in cardiac therapy comprising: electrode apparatus comprising a plurality of electrodes configured to be located proximate tissue of a patient for pacing;display apparatus comprising a graphical user interface, wherein the graphical user interface is configured to present information for use in assisting a user in at least one of assessing a patient's cardiac health, evaluating and adjusting cardiac therapy delivered to a patient, and navigating at least one implantable electrode to a region of the patient's heart; andcomputing apparatus coupled to the electrode apparatus and display apparatus and configured to: deliver pacing therapy to the patient using each pacing configuration of a plurality of different pacing configurations, wherein each pacing configuration uses one or more electrodes of the plurality of electrodes to deliver electrical pacing stimulation,generate cardiac improvement information for each pacing configuration, wherein the cardiac improvement information is representative of a change in mechanical and/or electrical cardiac functionality resulting from pacing delivered using each pacing configuration,select one or more pacing configurations of the plurality of different pacing configurations that each used one or more electrodes of the plurality of electrodes to deliver pacing stimulation based on the cardiac improvement information, wherein each of the one or more selected pacing configurations that used one or more electrodes of the plurality of electrodes to deliver pacing stimulation are usable with one or more other electrodes to define a plurality of electrical vectors, wherein each of the plurality of electrical vectors are defined by at least one of the one or more electrodes used by the one or more selected pacing configurations to deliver pacing stimulation and at least one of the one or more other electrodes,generate longevity information for each electrical vector of the plurality of electrical vectors, wherein the longevity information comprises at least energy expenditure expressed in actual or predicted battery longevity,identify one or more optimal electrical vectors of the plurality of electrical vectors based on the longevity information, anddisplay, on the graphical user interface, information for use in assisting a user in at least one of assessing a patient's cardiac health, evaluating and adjusting cardiac therapy delivered to a patient, and navigating at least one implantable electrode to a region of the patient's heart, wherein the information comprises the identified one or more optimal electrical vectors. 2. The system of claim 1, wherein generating cardiac improvement information for each pacing configuration comprises generating dyssynchrony information for each pacing configuration by monitoring heart function using at least one of a plurality of surface electrodes during pacing and cardiac imaging apparatus during pacing. 3. The system of claim 2, wherein the dyssynchrony in... | MEDTRONIC, INC. | A61N001/365 A61B005/044 A61B005/0205 A61B005/00 A61N001/368 A61N001/37 A61N001/372
US10111636 | B2 | 2018-10-30 | Synthetic data-driven hemodynamic determination in medical imaging | 2018-02-06 | In hemodynamic determination in medical imaging, the classifier is trained from synthetic data rather than relying on training data from other patients. A computer model (in silico) may be perturbed in many different ways to generate many different examples. The flow is calculated for each resulting example. A bench model (in vitro) may similarly be altered in many different ways. The flow is measured for each resulting example. The machine-learnt classifier uses features from medical scan data for a particular patient to estimate the blood flow based on mapping of features to flow learned from the synthetic data. Perturbations or alterations may account for therapy so that the machine-trained classifier may estimate the results of therapeutically altering a patient-specific input feature. Uncertainty may be handled by training the classifier to predict a distribution of possibilities given uncertain input distribution. Combinations of one or more of uncertainty, use of synthetic training data, and therapy prediction may be provided. | 1. A method for hemodynamic determination in medical imaging, the method comprising: acquiring medical scan data representing an anatomical structure of a patient;extracting a set of features from the medical scan data;inputting, by a processor, the features to a machine-trained classifier, the machine trained classifier trained from synthetic data not specific to any patients; andoutputting, by the processor with application of the machine-trained classifier to the features, a hemodynamic metric. 2. The method of claim 1 wherein acquiring comprises acquiring angiography data. 3. The method of claim 1 wherein acquiring comprises acquiring with the medical scan data comprising a two or three-dimensional representation of the anatomical structure. 4. The method of claim 1 wherein extracting the set of the features comprises: extracting geometrical features of the anatomical structure; andextracting the features of one or more abnormalities of the anatomical structure. 5. The method of claim 1 wherein extracting the set of the features comprises extracting functional features representing operation of the anatomical structure, wherein the machine-trained classifier is trained from virtual representations of the operation of the anatomical structure. 6. The method of claim 1 wherein extracting the set of the features comprises extracting an ischemic weight and an ischemic contribution score, the ischemic contribution score being a function of the ischemic weight. 7. The method of claim 6 wherein extracting the ischemic weight comprises computing branch ischemic weights as a function of a global ischemic weight. 8. The method of claim 6 wherein extracting the ischemic contribution score comprises computing the ischemic contribution score as a function of the ischemic weight and a radius. 9. The method of claim 1 wherein extracting the set of the features comprises extracting branch interaction features. 10. The method of claim 1 wherein inputting comprises inputting to the machine-trained classifier trained from the synthetic data, the synthetic data comprising an in vitro model with a ground truth of the hemodynamic metric measured form the in vitro model. 11. The method of claim 1 wherein inputting comprises inputting to the machine-trained classifier trained from the synthetic data, the synthetic data comprising an in silico model with a ground truth of the hemodynamic metric computed with computation fluid dynamics. 12. The method of claim 1 wherein inputting comprises inputting a sub-set of the set of features, the sub-set for a sub-part of the anatomical structure, and wherein outputting comprises outputting the hemodynamic metric for the sub-part of the anatomical structure; and further comprising subsequently repeating the inputting and outputting for remaining features of the set for another part of the anatomical structure. 13. The method of claim 1 wherein outputting comprises outputting a value of the hemodynamic metric on a di... | Siemens Healthcare GmbH | G06K009/00 A61B006/00 G06T007/00 G06K009/52 G06K009/62 A61B005/026 A61B008/06 A61B008/08 G06T007/11 A61B006/03 G16H050/50 G16H030/20 A61B005/02 A61B005/00 A61B008/00 G06F019/00 G16H050/20
US10090807 | B2 | 2018-10-02 | Medical amplifier isolation | 2017-12-12 | This disclosure provides isolation for a medical amplifier by providing a low impedance path for noise across an isolation barrier. The low impedance path can include a capacitive coupling between a patient ground, which is isolated from control circuitry, and a functional ground of an isolation system that is isolated from earth ground. The low impedance path can draw noise current from an input of an amplifier of patient circuitry. | 1. An apparatus comprising: an isolation system configured to be connected between and provide electrical isolation between patient-side circuitry and non-isolated circuitry, the isolation system comprising: a patient isolation stage comprising at least one signal input configured to connect to a signal path of the patient-side circuitry and a power input configured to connect to a power path of the patient-side circuitry,at least one other stage connected between the patient isolation stage and the non-isolated circuitry, the at least one other stage comprising a corresponding signal path configured to communicate signals from the signal path of the patient-side circuitry to the non-isolated circuitry and a separate power path configured to provide input power from the non-isolated circuitry to the power path of the patient isolation stage;a capacitive coupling connected across the patient isolation stage between a patient ground of the patient-side circuitry and a functional ground of the isolation system, the at least one other stage being configured to electrically isolate the functional ground from the non-isolated circuitry. 2. The apparatus of claim 1, wherein the functional ground resides between the patient isolation stage and the at least one other stage of the isolation system. 3. The apparatus of claim 1, wherein the capacitive coupling is configured as one or more capacitors having a capacitance that is greater than a parasitic capacitance of the patient-side circuitry, whereby a low impedance path through the capacitive coupling to the functional ground is provided to reduce noise in the patient-side circuitry. 4. The apparatus of claim 3, wherein each of the patient isolation stage and the at least one other stage is configured to provide one type of electrical isolation for the signal path thereof and another type of electrical isolation for the power path thereof extending between the patient-side circuitry and the non-isolated circuitry. 5. The apparatus of claim 1, wherein the at least one other stage is configured to electrically isolate the functional ground from the non-isolated circuitry. 6. The apparatus of claim 1, wherein the isolation system further comprises a functional isolation stage comprising the functional ground and respective connections configured to pass the signals and power between the patient-side circuitry and the non-isolated circuitry, the functional isolation stage being electrically isolated from the non-isolated circuitry via the at least one other stage and being isolated from the patient-side circuitry via the patient isolation stage. 7. The apparatus of claim 6, wherein the functional isolation stage further comprises circuitry to process signals provided on the signal path between the patient isolation stage and the at least one other isolation stage. 8. The apparatus of claim 1, wherein the signal path of at least one of the patient isolation stage and the at least one other stage compris... | Cardioinsight Technologies, Inc. | H03F001/02 H03F003/45 A61B005/0408 A61B005/04 A61B005/0476
US10080506 | B2 | 2018-09-25 | Method for processing brainwave signals | 2015-07-30 | A signal processing method and system combines multi-scale decomposition, such as wavelet, pre-processing together with a compression technique, such as an auto-associative artificial neural network, operating in the multi-scale decomposition domain for signal denoising and extraction. All compressions are performed in the decomposed domain. A reverse decomposition such as an inverse discrete wavelet transform is performed on the combined outputs from all the compression modules to recover a clean signal back in the time domain. A low-cost, non-drug, non-invasive, on-demand therapy braincap system and method are pharmaceutically nonintrusive to the body for the purpose of disease diagnosis, treatment therapy, and direct mind control of external devices and systems. It is based on recognizing abnormal brainwave signatures and intervenes at the earliest moment, using magnetic and/or electric stimulations to reset the brainwaves back to normality. The feedback system is self-regulatory and the treatment stops when the brainwaves return to normal. The braincap contains multiple sensing electrodes and microcoils; the microcoils are pairs of crossed microcoils or 3-axis triple crossed microcoils. | 1. A method for processing brainwave signals of a patient having a neurological or mental disorder, the method comprising: receiving, by one or more processors, a brainwave signal obtained by a device coupled to a patient, the brainwave signal containing noise;performing, by the one or more processors, an n-level decomposition of the brainwave signal into wavelet components of different scales to separate the brainwave signal from the noise;for each individual wavelet component among the wavelet components of different scales, inputting, by the one or more processors, the individual wavelet component into a corresponding compression module to squeeze out the noise from the individual wavelet component in a decomposed domain, wherein the compression module is self-supervised and has been trained by creating an output behavior of the compression module that closely matches an input behavior of the compression module;performing, by the one or more processors, an inverse decomposition on outputs from the compression modules to recover a clean brainwave signal in a time domain; andcausing, by the one or more processors, physiological stimulation of the patient with signals generated based on the neurological or mental disorder of the patient as determined by comparing the clean brainwave signal to at least one of a plurality of normal or abnormal brainwave signals stored in a database, wherein each abnormal brainwave signal is indicative of a neurological or mental disorder. 2. The method of claim 1, wherein the n-level decomposition is a wavelet decomposition into different scales, or a multi-resolution pyramid decomposition into different scales. 3. The method of claim 1, wherein the compression modules are vector quantizers or auto-associative neural networks. 4. The method of claim 1, wherein the method is implemented in a data processing or analyzing system, or as firmware or hardware that includes an application-specific integrated circuit (ASIC), a full-custom chip, a digital signal processing (DSP) chip, or a graphic processor chip (GPC) for real time processing. 5. The method of claim 1, wherein the n-level decomposition is a multi-resolution pyramid scheme performing successive averaging to obtain smoother scales as decomposed signal moves up the pyramid and scales with lower resolutions. 6. The method of claim 5, wherein the successive averaging is performed by multiple neural networks. 7. The method of claim 5, further comprising: performing a preliminary denoise process by eliminating components from lower parts of the multi-resolution pyramid. 8. The method of claim 5, wherein the n-level decomposition using artificial neural networks in the multi-resolution pyramid scheme and the compression modules provide resilience in the performance of the process of the signal through a flexibility of denoising in the multi-resolution pyramid scheme. 9. The method of claim 2, wherein the decomposed components include a highest-order smooth ... | - | A61B005/04 A61B005/0476 A61N001/04 A61B005/00 A61N002/00 A61N001/36 A61B005/0402 A61N005/10 A61N005/02 A61N001/40 A61N007/00 A61B005/0484 A61N002/02 A61B005/0478 G06F019/00 G16H050/20 A61N001/05 A61B005/16
US10098590 | B2 | 2018-10-16 | Table for performing medical procedures | 2017-05-02 | The table for performing breast biopsies is characterized by features that enhance patient comfort and facilitate performance of the biopsy. An opening in the table allowing the breast to extend below the table top is formed in a removable insert. An area of the insert includes padding. An alternate insert, having a different diameter opening may be selected based on patient breast size. Another insert having an asymmetrical opening may accommodate the patient's arm when it is desirable to position both the arm and breast of the patient below the table top. The table top is contoured such that symmetrical distal end sections are elevated relative to a central section to support the patient in multiple positions. A removable pad may be placed over the insert. An end portion for padding the hip of the patient is thicker than an end portion for padding the head/neck of the patient. | 1. An apparatus comprising: a table top including a rigid platform with an opening;a plurality of interchangeable members positionable on the table top, each of the plurality of interchangeable members including a port through which a portion of a patient's body extends during a medical procedure, wherein the port is disposed above and aligns with the opening, wherein a first one of the interchangeable members includes a different size port than a second one of the interchangeable members, wherein when removably mounted on the table top, the plurality of the interchangeable members permit the portion of the patient's body to extend through the ports of the interchangeable members; anda base including an upright pillar member connected to the table top, the pillar member being positioned to one side of the table top such that the table top is cantilevered and an area beneath the table top is accessible for positioning equipment for performing the medical procedure. 2. The apparatus of claim 1 wherein one of the interchangeable members includes an asymmetric port dimensioned to receive a breast and an arm. 3. The apparatus of claim 1 wherein one of the interchangeable members includes a rectangular port dimensioned to receive a breast and an arm. 4. The apparatus of claim 1 further comprising a horizontal platform for supporting a patient's arm below the table top, the platform being three dimensionally repositionable. 5. The apparatus of claim 1 wherein the first one of the interchangeable members includes a symmetric port corresponding in size to a breast and wherein the second one of the interchangeable members includes an asymmetric port dimensioned to receive a breast and an arm. 6. The apparatus of claim 1 wherein the table top comprises symmetrical distal end sections and a central section, wherein the table top is contoured such that the symmetrical distal end sections are elevated relative to the central section. 7. The apparatus of claim 1 wherein the table top comprises a central section surrounding the opening, wherein the central section is positioned at a position lower than distal end sections of the table top. 8. The apparatus of claim 1 wherein the plurality of interchangeable members comprises at least two interchangeable pads and wherein the first one of the interchangeable pads includes a first thickness, the second one of the interchangeable pads includes a second thickness, wherein the first thickness is different than the second thickness. 9. The apparatus of claim 8 wherein one of the interchangeable pads further comprises a first end portion, and a second end portion, the first end portion having a greater thickness than the second end portion. 10. The apparatus of claim 1 wherein the plurality of interchangeable members comprises at least two interchangeable inserts, the interchangeable inserts being alternatively positionable over the opening of the table top. 11. The apparatus of claim 1 wherein the plurality o... | HOLOGIC INC. | A61B006/04 A61B005/055 A61G013/12 A61B005/00 A61B010/00 A61B010/02 A61B006/00 A61G013/00
US10115878 | B2 | 2018-10-30 | Optical sensor | 2017-06-05 | An optical sensor includes a flexible substrate, a light emitting element, and a light receiving element. The light emitting element and the light receiving element are mounted on element mounting portions and connected to element connection portions by wires. The optical sensor also includes through wirings extending through the substrate. Each through wiring is bonded to the element mounting portion or the element connection portion. The through wirings include a heat radiation through wiring that is located immediately below the light emitting element and bonded to the element mounting portion on which the light emitting element is mounted. The optical sensor further includes light shielding materials and encapsulation resins for surrounding and encapsulating the light emitting element and the light receiving element, respectively. | 1. An optical sensor comprising: a flexible substrate;a light emitting element;a light receiving element;a plurality of element mounting portions formed on an upper surface of the substrate, wherein each of the light emitting element and the light receiving element is mounted on one of the element mounting portions;a plurality of element connection portions formed on the upper surface of the substrate, wherein each of the element connection portions is connected to one of the light emitting element and the light receiving element by a wire;a plurality of through wirings respectively formed in a plurality of through holes extending through the substrate, wherein each of the through wirings is bonded to one of the element mounting portions or one of the element connection portions, andthe through wirings include a heat radiation through wiring that is located immediately below the light emitting element and bonded to the element mounting portion on which the light emitting element is mounted;a plurality of light shielding materials that are each frame-shaped, wherein each of the light emitting element and the light receiving element is surrounded by one of the light shielding materials; anda plurality of encapsulation resins each arranged within a region surrounded by one of the light shielding materials, wherein each of the light emitting element and the light receiving element is encapsulated by one of the encapsulation resins. 2. The optical sensor according to claim 1, wherein the substrate includes rounded edges, wherein each of the rounded edges is formed in the upper surface of the substrate at an upper end portion of each through hole covered by the one of the element mounting portions or one of the element connection portions, andeach of the through wirings includes a flange that is formed between one of the rounded edges of the substrate and the corresponding element mounting portion or element connection portion. 3. The optical sensor according to claim 1, wherein the light emitting element includes an upper surface on which a plurality of electrodes are arranged,the optical sensor further comprises a connection member that thermally connects the light emitting element to the element mounting portion on which the light emitting element is mounted, andthe light emitting element is connected to two or more of the element connection portions by a plurality of wires corresponding to the number of the electrodes of the light emitting element. 4. The optical sensor according to claim 1, wherein the substrate includes a plurality of through holes that are formed outside the light shielding materials. 5. The optical sensor according to claim 1, wherein two or more of the through wirings are bonded to the element mounting portion on which the light receiving element is mounted. 6. The optical sensor according to claim 1, wherein two or more of the through wirings are bonded to the element connection portion connected to the light receiving e... | Shinko Electric Industries Co., LTD. | H01L033/62 H01L033/20 H01L033/36 H01L033/56 A61B005/024 A61B005/1455 A61B005/02 A61B005/00
US10092710 | B2 | 2018-10-09 | Method of obtaining a classification boundary and automatic recognition method and system using the same | 2016-07-07 | The present invention provides a method of obtaining a classification boundary, to limit an axial depth in a puncturing operation. The following steps of method comprises: At first, obtaining a plurality of tomographic images from the axial depth of a tissue is performed. Then, obtaining a plurality of characteristic values from the tomographic images, the characteristic values are classified by a Support Vector Machine method. A classification boundary will be obtained through a distribution of the graph for defining a specific compartment of the tissue. In addition, an automatic recognition method and system using the above mentioned method are also disclosed in the present invention. | 1. A determining method of a classification boundary for limiting an axial depth in an epidural puncture, comprising: (a) obtaining a plurality of tomographic images from different axial depths of a tissue where a puncturing end is, wherein the tissue is a compartment between a dura mater and a skin;(b) choosing a plurality of texture features of interesting from one of the tomographic images;(c) obtaining a plurality of characteristic values by identifying intensity of the texture features in a correspondence color-scale;(d) repeating (b) to (c), obtaining the characteristic values from each of the tomographic images with the different axial depths;(e) mapping the characteristic values on a high dimensions' space, through Support Vector Machine method calculating a hyperplane which is best able to divide the congregation data of a first specific compartment and a second specific compartment on the high dimensions' space to distinguish different collections, and(f) defining a first specific compartment as a Zone I and a second specific compartment is opposite to the first specific compartment as a Zone II in the graph, wherein Zone I represents the characteristic values of the tomographic images from the puncturing end located inside the spinal space and Zone II represents the characteristic values of the tomographic images from the puncturing end located outside the spinal space; and(g) limiting the axial depth in the epidural puncture from the high dimensions' graph. 2. The method of claim 1, wherein the tomographic images are a plurality of optical tomographic images with an axially sector-shaped or an axially rectangle-shaped. 3. An automatic recognition method for recognizing a real-time depth in an epidural puncture whether reaches into a target axial depth, comprising: (a) obtaining a real time tomographic image from a first axial depth of a tissue where a puncturing end is, wherein the tissue is a compartment between a dura mater and a skin;(b) choosing a plurality of texture features of interesting from the real time tomographic image;(c) obtaining a plurality of characteristic values by identifying intensity of the texture features in a correspondence color-scale;(d) mapping the characteristic values on a high dimensions' space with a hyperplane as claim 1 through Support Vector Machine method; and(e) determining whether the characteristic values locate inside a Zone I or a Zone II of the high dimensions' graph, wherein Zone I represents the puncturing end located inside the spinal space, and Zone II represents the puncturing end located outside the spinal space;(f) if the characteristic values located inside the Zone I, the first axial depth where puncturing end being is the target axial depth, otherwise obtaining the real time tomographic image from a second axial depth of the tissue and repeating step a) to e). 4. The method of claim 3, wherein the real time tomographic images are a plurality of optical tomographic images with an ... | NATIONAL YANG-MING UNIVERSITY | G06K009/00 A61M005/46 A61B005/00 G06T011/00 A61B001/313 G06T007/12 G06T007/143
US10072920 | B2 | 2018-09-11 | Optical sensing based on measurements of displacements induced by optical scattering forces in viscoelastic media using phase-sensitive optical coherence tomography | 2016-05-23 | Disclosed are devices and techniques based on optical coherence tomography (OCT) technology in combination with optical actuation. A system for providing optical actuation and optical sensing can include an optical coherence tomography (OCT) device that performs optical imaging of a sample based on optical interferometry from an optical sampling beam interacting with an optical sample and an optical reference beam; an OCT light source to provide an OCT imaging beam into the OCT device which splits the OCT imaging beam into the optical sampling beam and the optical reference beam; and a light source that produces an optical actuation beam that is coupled along with the optical sampling beam to be directed to the sample to actuate particles or structures in the sample so that the optical imaging captures information of the sample under the optical actuation. | 1. A system for providing optical actuation and optical sensing, comprising: an optical coherence tomography (OCT) device that performs optical imaging of a sample based on optical interferometry from an optical sampling beam interacting with an optical sample and an optical reference beam;an OCT light source to provide an OCT imaging beam into the OCT device which splits the OCT imaging beam into the optical sampling beam and the optical reference beam;a light source that produces an optical actuation beam that is coupled along with the optical sampling beam to be directed to the sample to actuate particles or structures in the sample so that the optical imaging captures information of the sample under the optical actuation. 2. The system as in claim 1, wherein the optical actuation beam is modulated at a modulation frequency. 3. The system as in claim 2, wherein the optical actuation beam is modulated in amplitude or power. 4. The system as in claim 1, further comprising an OCT detection and processing module that processes optical imaging information from OCT device output based on varying mechanical properties of different sample materials to distinguish one sample material from another. 5. The system as in claim 1, further comprising an OCT detection and processing module that processes optical imaging information from OCT device output based on varying optical scattering properties of different sample materials to distinguish one sample material from another. 6. The system as in claim 1, further comprising an OCT detection and processing module that processes optical imaging information from OCT device output based on varying optical absorption properties of different sample materials to distinguish one sample material from another. 7. The system as in claim 1, wherein the OCT light source provides an OCT imaging beam at an optical wavelength different from an optical wavelength of the optical actuation beam. 8. The system as in claim 1, comprising a scanner that scans both the optical activation beam and the optical sampling beam over the sample together in performing the optical imaging. 9. The system as in claim 1, comprising a beam guiding optics module that directs the optical activation beam to spatially overlap with the optical sampling beam over the sample in performing the optical imaging. 10. The system as in claim 1, comprising a beam guiding optics module that manipulates a location of the optical actuation beam in an axial direction or transverse direction or both relative to a location of the optical sampling beam. 11. A method for sensing a sample based on optical actuation of the sample, comprising: operating an optical coherence tomography (OCT) device to obtain optical images of a sample based on optical interference of an optical sampling beam interacting with an optical sample and an optical reference beam from an OCT light source emitting light within an optical spectral band of different optical wavelengths;o... | Cornell University | G01B009/02 A61B005/00
US10098809 | B2 | 2018-10-16 | Manometer with cadence indicator | 2016-06-29 | A manometer with a cadence indicator includes a housing and a gas pressure indicator interfaced to the housing. An input port of the housing is for connecting the manometer to a source of gas pressure, such that the gas pressure at the input port is reflected in the gas pressure indicator, providing a pressure reading. A cadence module is interfaced to the housing such that cadence is provided concurrently with the local of the gas pressure indicator in two cadence pulse frequencies, one for timing of chest compressions and one for timing of administration of breaths. Cadence is provided visually or audibly. | 1. A manometer with a cadence indicator comprising: a housing;a gas pressure indicator;an input port on the housing for connecting to a source of gas pressure, such that the gas pressure at the input port is reflected in the gas pressure indicator, providing a pressure reading; anda cadence module interfaced to the housing such that cadence is provided concurrently from the local of the gas pressure indicator, the cadence module emitting two independent cadence beats. 2. The manometer with a cadence indicator of claim 1, wherein the cadence module emits light of a first color at a first cadence pulse frequency and the cadence module emits light of a second color at a second cadence pulse frequency. 3. The manometer with a cadence indicator of claim 2, wherein the first cadence pulse frequency is 100 pulses per minute and the second cadence pulse frequency is 10 pulses per minute. 4. The manometer with a cadence indicator of claim 1, wherein the cadence module alternately emits a light of a first color at a first cadence pulse frequency and the cadence module emits a light of a second color at the first cadence pulse frequency, alternating between the first color and the second color at a second cadence pules frequency. 5. The manometer with a cadence indicator of claim 4, wherein the first cadence pulse frequency is 100 pulses per minute and the second cadence pulse frequency is 10 pulses per minute. 6. The manometer with a cadence indicator of claim 1, wherein the cadence module emits a first sound at a cadence pulse frequency and the cadence module emits a second sound at a second cadence pulse frequency. 7. The manometer with a cadence indicator of claim 6, wherein the first cadence pulse frequency is 100 pulses per minute and the second cadence pulse frequency is 10 pulses per minute. 8. The manometer with a cadence indicator of claim 1, wherein the cadence module alternately emits a first sound at a first cadence pulse frequency and a second sound at the first cadence pulse frequency, the cadence module alternating between the first sound and the second sound at a second cadence pules frequency. 9. The manometer with a cadence indicator of claim 4, wherein the first cadence pulse frequency is 100 pulses per minute and the second cadence pulse frequency is 10 pulses per minute. 10. A manometer with a cadence indicator comprising: a housing;a hub with pointer rotatably interfaced within the housing, the hub biased by a resilient member such that at atmospheric pressure, the pointer indicates a zero reading on a set of gas pressure indicia;an input port for connecting the manometer to a source of gas pressure, the input port providing the gas pressure to a diaphragm such that increases in the gas pressure above atmospheric pressure works against the bias of the resilient member, therefore rotating the hub such that the pointer addresses a corresponding indicia related to the pressure on the gas pressure indicia; anda cadence module int... | Mercury Enterprises, Inc. | G01L007/04 A61H031/00 A61N001/39 G01L007/16 G01L013/02 A61B005/00 A61M016/00 A61B005/087
US10076252 | B2 | 2018-09-18 | Sizable wrist-worn pressure sensing device | 2015-06-25 | A wrist-worn pressure sensing device includes a pressure sensor. The wrist-worn pressure sensing device also includes a first strap that sets the position of the pressure sensor on a wearer's wrist and a second strap that engages with the first strap to adjust the overall length of the strap without moving the set position of the pressure sensor on the wearer's wrist. | 1. A wrist-worn pressure sensing device, comprising: a primary device;a pressure sensor;a first strap foldable to fix a position of the pressure sensor along the length of the first strap relative to the primary device, the first strap comprising: a first end connected to the primary device;a second end connected to the pressure sensor and configured to fold back towards the first end, wherein a relative position of a fold along the length of the first strap dictates the position of the pressure sensor along the length of the first strap relative to the primary device; andprimary fastening componentry; anda second strap comprising: a first end connected to the primary device; andsecondary fastening componentry usable to adjust a circumference of the wrist-worn pressure sensing device without moving the fixed position of the pressure sensor along the length of the first strap relative to the primary device by adjustably engaging the secondary fastening componentry with the primary fastening componentry. 2. The wrist-worn pressure sensing device of claim 1, wherein the pressure sensor is communicatively coupled to a compute machine located within the primary device via the first strap. 3. The wrist-worn pressure sensing device of claim 1, wherein the second end of the first strap folds back towards the first end of the first strap to position the pressure sensor at a fixed distance along the length of the first strap from the primary device. 4. The wrist-worn pressure sensing device of claim 1, wherein the circumference of the wrist-worn pressure sensing device is inversely proportionate to an amount of overlap between the first strap and the second strap when the primary fastening componentry is engaged with the secondary fastening componentry. 5. The wrist-worn pressure sensing device of claim 1, wherein the circumference of the wrist-worn pressure sensing device is inversely proportionate to an amount of self-overlap along the second strap when the primary fastening componentry is engaged with the secondary fastening componentry. | MICROSOFT TECHNOLOGY LICENSING, LLC | A61B005/02 A61B005/022 A61B005/00 A61B005/021 A61B005/024 A44C005/16
US10086268 | B2 | 2018-10-02 | Eyeball movement detection device | 2015-08-26 | An eyeball movement detection device (1) detects an eyeball movement of an eye in a side-to-side direction on the basis of a time shift in difference between an output from a far-infrared sensor (11) having directivity to an edge of an exposed surface of an eyeball on the side of the inner corner of the eye and an output from a far-infrared sensor (12) having directivity to an edge of the exposed surface of the eyeball on the side of the outer corner of the eye. This makes it possible to detect an eyeball movement in a noncontact manner, with a light weight, and with low power consumption. | 1. An eyeball movement detection device comprising: a first far-infrared sensor having directivity to a first edge of an exposed surface of an eyeball of an eye of a user;a second far-infrared sensor having directivity to a second edge of the exposed surface of the eyeball, the second edge being opposed to the first edge;a first output difference calculation section that calculates a difference between an output from the first far-infrared sensor and an output from the second far-infrared sensor; anda detection section that detects an eyeball movement of the eyeball on the basis of a time shift in the difference thus calculated. 2. The eyeball movement detection device according to claim 1, wherein the detection section detects a direction of transfer of the user's line of sight on the basis of a direction of a rising edge of the time shift in the difference. 3. The eyeball movement detection device according to claim 1, wherein the detection section detects an amount of transfer of the user's line of sight on the basis of an angle of a rising edge of the time shift in the difference. 4. The eyeball movement detection device according to claim 1, wherein the first far-infrared sensor has directivity to the first edge of the exposed surface of the eyeball on a side of an inner corner of the eye, and the second far-infrared sensor has directivity to the second edge of the exposed surface of the eyeball on a side of an outer corner of the eye. 5. The eyeball movement detection device according to claim 1, wherein the first far-infrared sensor has directivity to the first edge of the exposed surface of the eyeball on a side of an upper eyelid, and the second far-infrared sensor has directivity to the second edge of the exposed surface of the eyeball on a side of a lower eyelid. | SHARP KABUSHIKI KAISHA | A63F013/213 A61B003/113 G06F003/00 A63F013/65 A61B005/00 A61B005/01 A61B005/11 G06F003/01
US10107881 | B2 | 2018-10-23 | Thermostabilization of antenna array for magnetic resonance tomography | 2014-08-11 | A device for thermal stabilization of a first electrical characteristic of an antenna array of a magnetic resonance tomograph includes a heat exchanger configured for thermal coupling of a component of the device to a heat source. The device also includes a temperature-dependent second electrical characteristic. In a predefined connection to the antenna array, the temperature-dependent second electrical characteristic is configured to compensate for an effect of a temperature-dependent change on the first electrical characteristic of the antenna array in a predetermined temperature range. | 1. A device for thermal stabilization of a resonant frequency or an impedance of an antenna array of a magnetic resonance tomograph, the device comprising: a heat exchanger configured for thermal coupling of a component of the device to a heat source or to the antenna array; anda temperature-dependent capacitance;wherein the device is connected to the antenna array; andwherein the device is configured to compensate for an effect of a temperature-dependent change on the resonant frequency or the impedance of the antenna array in a predefined temperature range, the temperature-dependent change caused by the heat source. 2. The device of claim 1, wherein the device comprises only passive components. 3. The device of claim 2, wherein the heat exchanger comprises a metallic contact surface. 4. The device of claim 2, wherein the heat exchanger comprises a metallic contact surface. 5. The device of claim 2, wherein the heat exchanger comprises a metallic contact surface. 6. The device of claim 1, wherein the heat exchanger comprises a metallic contact surface. 7. The device of claim 1, wherein the heat exchanger comprises a conduit for a cooling fluid. 8. An antenna system comprising: a device for thermal stabilization of a resonant frequency or an impedance of an antenna array of a magnetic resonance tomograph; andan antenna array;wherein the device comprises: a heat exchanger configured for thermal coupling of a component of the device to a heat source or to the antenna array; anda temperature-dependent capacitance;wherein the device is connected to the antenna array; andwherein the device is configured to compensate for an effect of a temperature-dependent change on the resonant frequency or the impedance of the antenna array in a predefined temperature range, the temperature-dependent change caused by the heat source;wherein the device is thermally coupled via the heat exchanger to the antenna array; andwherein the device is electrically connected to the antenna array, such that an effect of the temperature-dependent change in the resonant frequency or the impedance of the antenna array is substantially offset in the predefined temperature range. 9. A magnetic resonance tomograph, comprising: a device for thermal stabilization of a resonant frequency or an impedance of an antenna array of a magnetic resonance tomograph, the device comprising: a heat exchanger configured for thermal coupling of a component of the device to a heat source or to the antenna array; anda temperature-dependent capacitance;wherein the device is connected to the antenna array; andwherein the device is configured to compensate for an effect of a temperature-dependent change on the resonant frequency or the impedance of the antenna array in a predefined temperature range, the temperature-dependent change caused by the heat source;an antenna array;a heat source; anda first thermal coupling between the device and the heat source via the heat exchanger;wherein the heat so... | Siemens Aktiengesellschaft | G01R033/385 A61B005/055 G01R033/34
US10068337 | B2 | 2018-09-04 | Device and method for diagnosing thermal images | 2013-09-22 | This invention provides a device and method for diagnosing thermal images, which relates to a thermal imaging device and an applied field of infrared detection. The conventional thermal imaging device is excessively dependent on subjective experience of users to set an analysis area and mode of a thermal image during photographing, causing complicated operation and affecting assessments of thermal images. In the invention, a reference image reflecting morphological characters of a photographed body is superimposed and displayed in an infrared thermal image, and is as a visual reference of the photographed thermal image. The thermal image is diagnosed according to a corresponding analysis area and a specified diagnosis mode, to acquire a diagnosis result. Thereby, the common users can achieve the better photographing level. | 1. A device for diagnosing thermal images, comprising: an acquiring part for acquiring thermal imaging data;a body information selecting part for selecting body information from the body information stored in a storage medium, the storage medium being used for storing the body information and the constituted data related to the body information; the body information being composed of attribute information of multiple attributes, and the body information being finally selected via display and multiple selections for the attribute information of multiple attributes of the body information;a display controlling part for controlling to display a reference image acquired according to designated constituted data and an infrared thermal image generated by the acquired thermal imaging data together according to a position parameter of the reference image located in the infrared thermal image, the reference image reflecting morphological characters of a photographed body;a thermal image analyzing part for analyzing the thermal imaging data acquired by the acquiring part to acquire an analysis result, according to a specified analysis mode, based on a specified analysis area;a diagnosing part for diagnosing according to a specified diagnosis rule to acquire a diagnosis result according to the analysis result acquired by the thermal image analyzing part;wherein the analysis area is acquired by the constituted data satisfying a specified position relation with the constituted data of the reference image, and the displayed reference image and the analysis area satisfy the specified position relation; andwhen the reference image performs a dimension scaling, the analysis area performs a same dimension scaling based on a same base point, to remain a same dimension scale. 2. The device for diagnosing thermal images according to claim 1, wherein the analysis mode at least comprises an analysis mode related to the analysis area. 3. The device for diagnosing thermal images according to claim 2, wherein the analysis mode at least comprises one or a combination of the followings: 1) the analysis mode acquired according to analysis mode information related to the constituted data of the analysis area;2) the analysis mode acquired according to the analysis mode information related to a position rule or position information related to the position parameter of the analysis area;3) the analysis mode acquired according to the analysis mode information related to corresponding computing and/or processing rule and/or the analysis mode information related to a designated object, when the constituted data of the analysis area is acquired by computing and/or processing the designated object. 4. The device for diagnosing thermal images according to claim 2, wherein the diagnosis rule at least comprises a diagnosis rule set according to the diagnosis rule related to the analysis mode which is related to the analysis area. 5. The device for diagnosing thermal images according... | MISSION INFRARED ELECTRO OPTICS TECHNOLOGY CO., LTD | G06T001/00 G06T007/00 A61B005/01 G01J005/08 G01J005/02 G06K009/62 G06K009/03 G06K009/20 G06T007/73 G01J005/00
US10096137 | B2 | 2018-10-09 | Graphical display of physiological parameters on patient monitors | 2018-01-23 | A system receives one or more measured physiological parameters of a patient and displays a graphical representation of the same. A display module generates a graphical display that includes a range of possible values for the physiological parameter, one or more thresholds and/or alarm values, a numeric display of the current value of the measured physiological parameter, and a historical comparator of the current value with historical values. | 1. A physiological parameter presentation system, comprising: a processor;an electronic input receiver configured to receive an electronic value corresponding to a measured physiological parameter of a patient;a data store configured to store a plurality of historical values of the measured physiological parameter;a display module in communication with the processor configured to generate a graphical display including a gauge along which are simultaneously positioned: a range of possible values for the physiological parameter including a minimum value and a maximum value;a visual representation of at least one threshold value between the minimum value and the maximum value;a numerical display of the current value of the measured physiological parameter;an indication of a range of variation of the measured value of the physiological parameter within a particular time period, wherein the indication of the range of variation extends in a first direction along the gauge from a point corresponding to the current value to a point corresponding to a maximum value of the measured physiological parameter during the particular time period, and wherein the indication of the range of variation extends in second direction opposite to the first direction along the gauge to a point corresponding to a minimum value of the measured physiological parameter within the particular time period; anda numerical historical comparator based on one or more of the historical values of the measured physiological parameter, wherein the numerical historical comparator is made visually distinguishable from the numerical display of the current value; andan electronic display output configured to output the generated graphical display to an electronic display. 2. The system of claim 1, wherein the numerical historical comparator comprises a historical value of the physiological parameter. 3. The system of claim 1, wherein the numerical historical comparator comprises a historical average of the physiological parameter during a prior time period. 4. The system of claim 1, wherein the numerical historical comparator is displayed as a ghost image proximate to the current value of the physiological parameter. 5. The system of claim 1, wherein the electronic input receiver comprises an input connector for connection to a sensor probe for measuring a physiological parameter of a patient. 6. The system of claim 1, wherein the electronic input receiver comprises a network communication port for receiving electronically transmitted data including the measured physiological parameter of a patient. 7. The system of claim 1, wherein the numerical display of the current value of the measured physiological parameter and the numerical historical comparator are positioned proximate a base of the gauge. 8. The system of claim 1, wherein the graphical display generated by the display module further comprises a first status icon configured to indicate a comparison of the current value of the... | Shenzhen Mindray Bio-Medical Electronics Co., Ltd. | G06T011/20 A61B005/00 G16H015/00 G06F019/00 G16H040/63 A61B005/021 A61B005/024 G16H040/60
US10105082 | B2 | 2018-10-23 | Metal-oxide-semiconductor capacitor based sensor | 2014-08-15 | A glucose sensor comprises a conducting back electrode. The glucose sensor also comprises a silicon substrate in electrical contact with the conducting back electrode. The glucose sensor also comprises a dielectric layer disposed on the silicon substrate. The glucose sensor also comprises a pH sensing layer disposed on the dielectric layer. The glucose sensor also comprises a chemical layer disposed on the pH sensing layer, wherein the chemical layer is in contact with an aqueous solution. The glucose sensor also comprises a conductive electrode disposed on the dielectric layer, where in the conductive electrode is in contact with the aqueous solution. | 1. A glucose sensor, comprising: a conducting back electrode;a semiconductor substrate containing a semiconductor material having semiconducting properties and in electrical contact with the conducting back electrode;a dielectric layer disposed on the semiconductor substrate;a pH sensing layer disposed on a topmost surface of the dielectric layer;a chemical layer disposed on the pH sensing layer, wherein the chemical layer is configured to be in contact with an aqueous solution; anda conductive electrode disposed on the dielectric layer and laterally spaced apart from the pH sensing layer and the chemical layer, wherein the conductive electrode is configured to be in contact with the aqueous solution and has a bottommost surface that is coplanar with a bottommost surface of the pH sensing layer. 2. The glucose sensor of claim 1, wherein a sensing signal voltage between the conducting back electrode and the conductive electrode varies based on a pH change on the pH sensing layer. 3. The glucose sensor of claim 1, wherein the pH sensing layer comprises hafnium oxide (HfO2). 4. The glucose sensor of claim 1, wherein the pH sensing layer comprises one or more of hafnium silicate (HfSiOx), Hf silicon oxynitride (HfSiON), ZrO2, or Al2O3. 5. The glucose sensor of claim 1, wherein the chemical layer comprises glucose oxidase. 6. The glucose sensor of claim 1, wherein the aqueous solution is a tear. 7. The glucose sensor of claim 5, wherein the glucose oxidase causes glucose to react with O2 molecules to change a concentration of H+ ions in the aqueous solution. 8. The glucose sensor of claim 2, wherein the pH change on the pH sensing layer causes a change in capacitance of the glucose sensor. 9. The glucose sensor of claim 8, wherein the change in capacitance is related to a concentration of glucose in the aqueous solution. 10. The glucose sensor of claim 5, wherein the glucose oxidase is a porous layer. 11. The glucose sensor of claim 1, further comprising a contact lens in which the glucose sensor resides. 12. A contact lens, comprising: a first surface with a first curvature;a second surface with a second curvature;lens material disposed between the first and second surfaces, wherein the lens material is porous; anda glucose sensor disposed within the lens material, said glucose sensor comprising: a conducting back electrode;a semiconductor substrate containing a semiconductor material having semiconducting properties and in electrical contact with the conducting back electrode;a dielectric layer disposed on the semiconductor substrate:a pH sensing layer disposed on the dielectric layer;a chemical layer disposed on the pH sensing layer, wherein the chemical layer is configured to be in contact with an aqueous solution; anda conductive electrode disposed on the dielectric layer and laterally spaced apart from the pH sensing layer and the chemical layer, wherein the conductive electrode is configured to be in contact with the aqueous solution... | International Business Machines Corporation | A61B005/1486 A61B005/1477 G01N033/84 A61B005/145 C12Q001/00 A61B005/00 G01N033/52 G01N027/22
US10085659 | B2 | 2018-10-02 | Medical system for mapping cardiac tissue | 2015-10-02 | Medical devices and methods for making and using medical devices are disclosed. An example system for mapping the electrical activity of the heart includes a catheter shaft. The catheter shaft includes a plurality of electrodes including a first and a second electrode. The system also includes a processor. The processor is capable of collecting a first signal corresponding to a first electrode over a time period and generating a first time-frequency distribution corresponding to the first signal. The first time-frequency distribution includes a first dominant frequency value representation occurring at one or more first base frequencies. The processor is also capable of applying a filter to the first signal or derivatives thereof to determine whether the first dominant frequency value representation includes a single first dominant frequency value at a first base frequency or two or more first dominant frequency values at two or more base frequencies. | 1. A system for mapping the electrical activity of the heart, the system comprising: a catheter shaft, wherein a plurality of electrodes is coupled thereto, and wherein the plurality of electrodes includes a first electrode and a second electrode;a processor coupled to the first electrode and the second electrode, the processor configured to: collect a first signal from the first electrode over a time period;generate a first time-frequency distribution corresponding to the first signal, wherein the first time-frequency distribution includes a first dominant frequency value representation occurring at one or more first base frequencies; andapply a filter to at least one of the first signal and a derivative of the first signal to determine whether the first dominant frequency value representation includes a single first dominant frequency value at a first base frequency or more than one first dominant frequency values at more than one base frequencies; andgenerate a visual display of at least one of the filtered first signal and the filtered derivative of the first signal indicating whether the first dominant frequency value representation includes a single first dominant frequency value at a first base frequency or more than one first dominant frequency values at more than one base frequencies. 2. The system of claim 1, wherein the processor is further configured to: collect a second signal from the second electrode over the time period;generate a second time-frequency distribution corresponding to the second signal, wherein the second time-frequency distribution includes a second dominant frequency value representation, wherein the second dominant frequency value representation includes one or more second dominant frequency values occurring at one or more second base frequencies; anddetermine an attraction point, wherein the attraction point is defined when the one or more first dominant frequency values substantially relate to the one or more second dominant frequency values. 3. The system of claim 2, wherein the processor is further configured to apply the filter to at least one of: the second signal, a derivative of the second signal, and the attraction point. 4. The system of claim 3, wherein to apply the filter to at least one of: the first signal, a derivative of the first, signal, the second signal, and a derivative of the second signal, the processor is configured to apply the filter prior to determining the attraction point. 5. The system of claim 3, wherein applying the filter to the first signal or derivatives thereof, to the second signal or derivatives thereof or to both signals or derivatives thereof includes applying the filter after determining the attraction point. 6. The system of claim 1, wherein to generate the first time-frequency distribution, the processor utilizes at least one of: a Fourier transform, a Short-Time Fourier transform, and a Wavelet transform. 7. The system of claim 1, wherein to generate the time-frequ... | BOSTON SCIENTIFIC SCIMED, INC. | A61B005/04 A61B005/0245 A61B005/042 A61B005/046 A61B005/00
US10080624 | B2 | 2018-09-25 | Powering and reading implanted devices | 2014-05-12 | A method of providing RF energy to a wireless transponder device includes outputting primary RF energy in a form wherein the primary RF energy comprises a plurality of RF bursts, with each consecutive pair of the RF bursts being separated by an associated time interval, and outputting secondary continuous wave RF energy in between each of the RF bursts of the primary RF energy during at least a portion of each of the associated time intervals. Also, a reader device implementing this method. | 1. A radio frequency identification reader device, comprising: a primary radio frequency source structured to output primary radio frequency energy in a form wherein the primary radio frequency energy comprises a plurality of radio frequency bursts, each consecutive pair of the radio frequency bursts being separated by an associated time interval;a supplemental radio frequency source structured to output secondary continuous wave radio frequency energy in between each of the radio frequency bursts of the primary radio frequency energy during at least a portion of each of the associated time intervals; andcontrol circuitry structured to detect an end of each of the radio frequency bursts and responsive to each detection cause the supplemental radio frequency source to output the secondary continuous wave radio frequency energy during at least a part of the time interval associated with the radio frequency burst. 2. The radio frequency identification reader device according to claim 1, further comprising a touch probe coupled to the primary radio frequency source and the supplemental radio frequency source, the touch probe being structured to receive the primary radio frequency energy and the secondary continuous wave radio frequency energy and to provide the primary radio frequency energy and the secondary continuous wave radio frequency energy to a wireless transponder device through a direct electrical connection not over an air interface between the touch probe and the wireless transponder device. 3. The radio frequency identification reader device according to claim 2, wherein the direct electrical connection is through transcutaneous contact. 4. The radio frequency identification reader device according to claim 1, wherein the supplemental radio frequency source comprises an radio frequency oscillator. 5. The radio frequency identification reader device according to claim 4, wherein the primary radio frequency source is part of a commercial off the shelf radio frequency identification reader device and the supplemental radio frequency source and the control circuitry are separate from the commercial off the shelf radio frequency identification reader device. 6. A method of providing radio frequency energy to a wireless transponder device, comprising: outputting primary radio frequency energy in a form wherein the primary radio frequency energy comprises a plurality of radio frequency bursts, each consecutive pair of the radio frequency bursts being separated by an associated time interval;outputting secondary continuous wave radio frequency energy in between each of the radio frequency bursts of the primary radio frequency energy during at least a portion of each of the associated time intervals; anddetecting an end of each of the radio frequency bursts and responsive to each detection causing the secondary continuous wave radio frequency energy to be output during at least a part of the time interval associated with the radio frequency ... | University of Pittsburgh—Of the Commonwealth System of Higher Education | A61B090/98 A61B005/00 G01S003/02 H04B007/06 G01F023/296 A61F002/38 A61B005/07 A61F002/30
US10070627 | B2 | 2018-09-11 | Animal health and wellness monitoring using UWB radar | 2016-12-13 | A collar with an ultra-wideband radar is described. A housing contains sensor electronics and the transmit and receive antennas are located separate from the housing around the circumference of the collar. A first example of the collar includes a first transmit antenna and a first receive antenna. A second example of the collar adds a second transmit antenna and a second receive antenna. | 1. A collar comprising: a processor configured to control generation of an ultra-wideband radar signal and reception of resultant signals;a transmit antenna configured to output the ultra-wideband radar signal directed at biological tissue, the transmit antenna having an associated beam width, the transmit antenna located at a first circumferential position on the collar; anda receive antenna configured to receive the resultant signals based on a reflection of the ultra-wideband radar signal from the biological tissue, the receive antenna having an associated beam width, the receive antenna located at a second circumferential position on the collar, the second circumferential position different from the first circumferential position,wherein the transmit antenna is located at a fixed angle relative to the receive antenna to maximize a magnitude associated with the resultant signals such that the beam width of the transmit antenna is configured to overlap with the beam width of the receive antenna at the biological tissue. 2. The collar of claim 1, comprising: a housing containing the processor, the housing located at a fourth circumferential position on the collar, the fourth circumferential position on the collar different from the first circumferential position and the second circumferential position. 3. The collar of claim 2, comprising: a second housing,wherein the housing containing the processor is a first housing, andwherein the transmit antenna and the receive antenna are located in the second housing. 4. The collar of claim 1, comprising: a tensioner located at a third circumferential position on the collar, the third circumferential position different from the first circumferential position and the second circumferential position. 5. The collar of claim 1, wherein the transmit antenna is a first transmit antenna,wherein the receive antenna is a first receive antenna, andwherein the collar comprises: a second transmit antenna; anda second receive antenna. 6. The collar of claim 5, wherein the first transmit antenna is circumferentially closer to a housing containing the processor than the first receive antenna, andwherein the second transmit antenna is circumferentially closer to the housing than the second receive antenna. 7. The collar of claim 5, wherein the first transmit antenna is circumferentially closer to a housing containing the processor than the first receive antenna, andwherein the second receive antenna is circumferentially closer to the housing than the second transmit antenna. 8. The collar of claim 5, wherein, after the first transmit antenna outputs the ultra-wideband signal, the first receive antenna is configured to receive the resultant signals. 9. The collar of claim 5, wherein, after the first transmit antenna outputs the ultra-wideband signal, the second receive antenna is configured to receive the resultant signals. 10. The collar of claim 5, wherein, after the first transmit antenna outputs the ultra-wi... | i4C Innovations Inc. | A01K029/00 A61B005/05 A61B005/0205 A01K027/00 A61B005/00 A61B005/024 A61B005/08 G01S013/88 A61B005/11 G01S013/02
US10076275 | B2 | 2018-09-18 | Information processing device, information processing system, and program | 2015-04-03 | The present technology relates to an information processing device, an information processing system, and a program which enable a state of pores to be understood in further detail.;A photographing unit photographs skin of a person irradiated with first light of a first wavelength band or second light of a second wavelength band different from the first wavelength band. A pore detecting unit detects pores in a first skin image, which is an image obtained by photographing the skin of the person irradiated with the first light. A porphyrin detecting unit detects a pore state of the skin of the person based on pixel values of a plurality of color components of each of pixels of a second skin image, which is an image obtained by photographing the skin of the person irradiated with second light. A display control unit distinguishes pores in which an abnormality is detected and normal pores based on a detection result of the pores and the pore state of the skin of the person and control display of the pore state of the skin of the person. The present technology can be applied to a system for analyzing a pore state of skin, for example. | 1. An information processing device, comprising: a photographing unit configured to photograph skin of a person irradiated with first light of a first wavelength band or second light of a second wavelength band different from the first wavelength band; andprocessing circuitry including at least one processor and a memory storing instructions that, when executed by the processor, implement:a pore detecting unit configured to detect pores in a first skin image, which is an image obtained by photographing the skin of a person irradiated with the first light of the first wavelength band;a state detecting unit configured to detect a pore state of the skin of the person based on pixel values of a plurality of color components of a second skin image obtained by photographing the skin of the person irradiated with the second light of the second wavelength band different from the first wavelength band; anda display control unit configured to distinguish pores in which an abnormality is detected and normal pores based on the detected pores and the detected pore state of the skin of the person and to control display of the pore state of the skin of the person, wherein the display control unit controls display of a pore state image which distinguishes pores in which an abnormality is detected and normal pores, wherein the first light is white light, the second light is UV light, and the state detecting unit detects porphyrins and porphyrin precursors based on pixel values of R, G, and B components of each of pixels of the second skin image. 2. The information processing device according to claim 1, wherein the pores in which an abnormality is detected include at least one of pores in which porphyrins are detected and pores in which porphyrin precursors are detected. 3. The information processing device according to claim 2, wherein the display control unit performs control such that the pore state image is displayed so that the pores in which porphyrins are detected and the pores in which the porphyrin precursors are detected are distinguished. 4. The information processing device according to claim 2, wherein the display control unit performs control such that the pore state image is displayed so that the pores in which porphyrins are detected and the pores in which the porphyrin precursors are detected are not distinguished. 5. The information processing device according to claim 1, wherein the display control unit performs control such that only pores of a selected type are displayed in the pore state image. 6. The information processing device according to claim 1, wherein the pores in which an abnormality is detected may include at least one of pores in which porphyrins are detected and pores in which porphyrin precursors are detected. 7. The information processing device according to claim 6, wherein the display control unit controls display of a graph indicating proportions of pores in which porphyrins and porphyrin precursors are detected and t... | Sony Corporation | G06K009/00 A61B005/00 A61B005/103 H04N005/222
US10092367 | B2 | 2018-10-09 | Image-guided therapy of a tissue | 2016-08-16 | Image-guided therapy of a tissue can utilize magnetic resonance imaging (MRI) or another medical imaging device to guide an instrument within the tissue. A workstation can actuate movement of the instrument, and can actuate energy emission and/or cooling of the instrument to effect treatment to the tissue. The workstation and/or an user of the workstation can be located outside a vicinity of an MRI device or other medical imaging device, and drive means for positioning the instrument can be located within the vicinity of the MRI device or the other medical imaging device. The instrument can be an MRI compatible laser or high-intensity focused ultrasound probe that provides thermal therapy to, e.g., a tissue in a brain of a patient. | 1. A system for introducing neurosurgical instruments into a skull of a patient, comprising: a low profile skull anchor device comprising attachment means to attach to an area of a skull of a patient, wherein the low profile skull anchor device comprises a central opening for providing access to an entry formed in the skull of the patient, andthe attachment means provides a mounting height of the low profile skull anchor device of 30 millimeters or less from a surface of the skull of the patient;a removable guide stem comprising a locking means for detachably connecting the guide stem to the low profile skull anchor device;a guide sheath for inserting a neurosurgical instrument, wherein the guide sheath comprises a proximal opening and at least one distal opening and is configured to extend beyond the low profile skull anchor device and into the entry formed in the skull of the patient; anda pre-shaped probe for delivery of thermal therapy to a three-dimensional region of tissue in the skull of the patient, the pre-shaped probe having a pre-determined angle of curvature such that the pre-shaped probe is configured to exit the at least one distal opening of the guide sheath following a predetermined curved trajectory path. 2. The system of claim 1, further comprising: a height locking means for locking a height of the guide sheath. 3. The system of claim 2, wherein the guide sheath comprises a plurality of connection points for mating with the height locking means. 4. The system of claim 3, wherein each consecutive pair of connection points of the plurality of connection points is separated by a precise distance to enable selection of a particular height of a plurality of heights. 5. The system of claim 2, further comprising a second guide sheath for introduction of another neurosurgical instrument, wherein a diameter of the distal opening of the second guide sheath is smaller than the diameter of the distal opening of the guide sheath. 6. The system of claim 5, wherein the second guide sheath is configured for insertion within the guide sheath. 7. The system of claim 1, further comprising a second guide sheath having a smaller diameter opening than the guide sheath, wherein the guide sheath and the second guide sheath are configured to be interchangeably connected to the low profile skull anchor device. 8. The system of claim 7, wherein a shape of the opening of the second guide sheath is different from a shape of an opening of the guide sheath. 9. The system of claim 1, wherein the pre-shaped probe is a laser probe having a diameter of between one-tenth of a millimeter to three millimeters. 10. The system of claim 1, wherein a portion of the pre-shaped probe having the predetermined angle of curvature is between one millimeter to two centimeters in length. 11. The system of claim 1, wherein the pre-determined angle of curvature is maintained by a flexible encasement. 12. The system of claim 11, wherein the flexible encasement comprise... | MONTERIS MEDICAL CORPORATION | A61B090/14 A61B005/00 A61B005/055 A61F005/37 A61B006/04 A61B017/17 A61B005/01 A61B017/34 A61B018/04 A61B018/14 A61B034/20 A61B090/50 A61B090/11 A61B034/10 A61B090/00 A61B006/03 A61B018/22 A61N005/06 A61B017/00 A61N005/10 A61N007/00 A61B090/10 A61B018/00 A61B018/02 A61N007/02 A61B018/18
US10092732 | B2 | 2018-10-09 | Recovery catheter assembly | 2016-01-14 | An example of recovery catheter assembly comprises an actuator element and a mechanically radially expandable and contractible recovery device operably connected to the actuator element. The recovery device has proximal and distal blocking portions and a central portion therebetween. The recovery device is at least partially placeable in a first, radially collapsed configuration and in a second, radially expanded configuration by manipulation of the actuator element. When in the second, radially expanded configuration, the proximal and distal blocking portions have radial dimensions greater than the radial dimension of the central portion thereby at least partially defining a collection chamber at the central portion. | 1. A recovery catheter assembly comprising: a first actuator element;a second actuator element;a mechanically radially expandable and contractible recovery device operably connected to the first actuator element and the second actuator element, the recovery device having a proximal end operably connected to the first actuator element and a distal end operably connected to the second actuator element;the recovery device comprising a proximal blocking portion and a distal blocking portion, the proximal blocking portion comprising a proximal toroidal blocking balloon and the distal blocking portion comprising a distal toroidal blocking balloon; anda central portion extending between the proximal and distal blocking portions,wherein the recovery device is at least partially placeable in a first, radially collapsed configuration, and in a second, radially expanded configuration by manipulation of the first actuator element and the second actuator element so that when in the second, radially expanded configuration the proximal and distal blocking portions have radial dimensions greater than the radial dimension of the central portion thereby at least partially defining a collection chamber at the central portion, the manipulation of the first actuator element and the second actuator element comprises movement of the first actuator element and the second actuator element with respect to the recovery device. 2. The assembly according to claim 1, wherein the recovery device is fully placeable in the first, radially collapsed configuration, and in the second, radially expanded configuration by manipulation of the first actuator element and the second actuator element with respect to the recovery device. 3. The assembly according to claim 1, wherein the recovery device comprises a mesh braid. 4. The assembly according to claim 3, wherein the recovery device comprises a proximal wire set securing the proximal end to the distal portion of the first actuator element, and a distal wire set securing the distal end to a proximal portion of the second actuator element, each of the proximal wire set and the distal wire set comprising a plurality of radially and axially extending elements, said radially and axially extending elements being extensions of said mesh braid. 5. The assembly according to claim 3, wherein the collection chamber is defined by the proximal and distal blocking portions and the central portion comprises an elastomeric material on said mesh braid. 6. The assembly according to claim 1, wherein: the recovery device is placeable in the first, radially collapsed configuration when (1) the proximal toroidal blocking balloon and the distal toroidal blocking balloon are each in a deflated state, and (2) the first actuator element and the second actuator element are in a collapsed actuation state, andthe recovery device is placeable in the second, radially expanded configuration when (1) the proximal toroidal blocking balloon and the distal toroid... | Nfusion Vascular Systems, LLC | A61M025/10 A61M001/36 A61M001/34 A61B017/12 A61M025/00 A61M025/04 A61M001/12 A61B090/00 A61F002/01 A61B005/0215 A61M001/10
US10082396 | B2 | 2018-09-25 | Performance monitoring systems and methods | 2015-12-28 | Systems and methods for electronically providing fitness activity feedback to a user are disclosed. The method may include collecting performance data, generating comparison data by comparing the respective performance and including identifying comparison performance data representative of performance differences, and displaying the comparison data and the comparison performance data. | 1. A method of electronically providing fitness activity feedback to a user, the method comprising: collecting first electronic position data and first electronic performance data related to a first running activity along a route on a portable electronic device including a microprocessor, a display screen, a user input, a satellite positioning system receiver, an accelerometer, and a wireless communication transceiver, the first electronic user position data being determined via the satellite positioning system receiver;storing the first electronic user position data and the first electronic performance data in a memory of a remote computing device;collecting second electronic position data and second electronic performance data related to a second running activity along the route on a second portable electronic device, the second portable electronic device including a second microprocessor, a second display screen, a second user input, a second satellite positioning system receiver, a second accelerometer, and a second wireless communication transceiver, the second electronic user position data being determined via the second satellite positioning system receiver;storing the second electronic user position data and the second electronic performance data in the memory of the remote computing device;generating electronic comparison data by comparing the first electronic position data, the first electronic performance data, the second electronic position data, and the second electronic performance data; anddisplaying the electronic comparison data on the display screen, the second display screen, or a remote display screen. 2. The method of claim 1, wherein the first position data or the second position data includes location, elevation, or map data. 3. The method of claim 1, wherein the first performance data or the second performance data includes speed, heart rate, cadence, or stride length data. 4. The method of claim 1, wherein the displaying the electronic comparison data includes displaying a graph of the electronic comparison data. 5. The method of claim 4, wherein the graph includes elevation versus time, speed versus time, heart rate versus time, or cadence versus time. 6. The method of claim 1, wherein the electronic comparison data includes an average speed or a maximum speed. 7. The method of claim 1, wherein the displaying the electronic comparison data includes displaying the electronic comparison data on a map showing the route. 8. The method of claim 1, wherein the displaying the electronic comparison data includes displaying a table, graph, or map of the electronic comparison data. 9. The method of claim 1, wherein the generating electronic comparison data includes identifying performance data representative of performance differences between the first running activity and the second running activity. 10. The method of claim 1, wherein the generating electronic comparison data comprises: identifying first performance data... | adidas AG | A63B024/00 G01C021/00 A61B005/103 A61B005/00 A63B069/16 A63B071/06 H04L029/06 H04W012/06 G06F003/16 G06F017/40 G01C021/34 G01C021/36 A61B005/024 A61B005/11 H04L029/08 G06F011/32 G09B005/06 G09B019/00 H04W004/02 G09B005/02 A61B005/01 A61B005/021 A61B005/145 A61B005/22 A61B005/083 G01S019/42 G01C021/20 G01S019/19 A61B005/0205 A45F005/00 A63B022/00 A63B022/02 A63B069/00 G06F019/00 H04B001/3827 H04M001/60 H04W012/02 H04W084/18
US10109170 | B2 | 2018-10-23 | Method and system for implementing alarms for medical device through mobile device | 2015-12-31 | Provided are a method and system for implementing alarms for a medical device through a mobile device. The method includes: storing details of examination of a specimen (hereinafter, referred to as examination details) in the medical device, wherein the storing is performed by the medical device; accessing the medical device and establishing a connection with the medical device, wherein the accessing and the establishing of the connection is performed by the mobile device; reading the examination details stored in the medical device, wherein the reading is performed by the mobile device; analyzing the read examination details, wherein the analyzing is performed by the mobile device; and implementing an alarm if the result of analysis satisfies a predetermined criterion, wherein the implementing is performed by the mobile device. | 1. A method of providing a notification by a mobile device, the method comprising: establishing a connection between the mobile device and a medical device;reading a result of examination of a specimen from the medical device at predetermined periods of time;setting a plurality of criteria to provide the notification about the result of the examination;determining whether the result of the examination satisfies at least one criterion of the plurality of criteria; andoutputting the notification in response to the result of the examination satisfying the at least one criterion,wherein a corresponding notification is set differently for each of the plurality of criteria, and the corresponding notification comprises any one or any combination of a sound, a vibration, and a visual display element. 2. The method of claim 1, further comprising maintaining the connection only while the mobile device reads the result of examination information from the medical device. 3. The method of claim 1, wherein the determining comprises determining that the result of the examination satisfies the at least one criterion of the plurality of criteria when the result of the examination of the specimen deviates from a preset range and falls within a critical range. 4. The method of claim 3, further comprising providing a list of a plurality of medical devices that are distinguished by an icon or an identifier. 5. A mobile device comprising: a communication interface configured to communicate with a medical device;a processor configured to: establish a connection with the medical device to read a result of examination of a specimen at predetermined periods of time;set a plurality of criteria to provide a notification about the result of the examination; anddetermine whether the result of the examination satisfies at least one criterion of the plurality of criteria; andan output device configured to output a notification in response to the result of the examination satisfying the at least one criterionwherein a corresponding notification is set differently for each of the plurality of criteria, and the corresponding notification comprises any one or any combination of a sound, a vibration, and a visual display element. 6. The mobile device of claim 5, wherein the processor is further configured to control the communication interface to maintain the connection only while the mobile device establishes the connection with the medical device and receives the results of the examination from the medical device. 7. The mobile device of claim 5, wherein when the result of the examination of the specimen deviates from a preset range and falls within a critical range, the processor determines that the result of the examination satisfies the at least one criterion of the plurality of criteria. 8. The mobile device of claim 7, wherein the medical device provides a list of a plurality of medical devices that is distinguished by an icon or an identifier. 9. A non-transitory com... | SAMSUNG ELECTRONICS CO., LTD. | G08B001/08 G08B021/02 A61B005/00 H04M001/725 G06F019/00 H04B001/3827
US10080665 | B2 | 2018-09-25 | Devices and approach for prone intervertebral implant | 2016-05-19 | The present disclosure provides a novel method for accessing the spinal disc space, instrumentation for discectomy and implantation of spinal implants, and unique designs for intervertebral spinal implants. In particular, the present disclosure describes modular interlocking spinal implants that can be assembled during surgery, for the purpose of implantation between vertebral bodies that is unique to the disc space, creating vertebral stabilization, correction of spinal scoliosis, reducing segmental motion, greater arthrodesis potential, reduction of pain, and other benefits. The present disclosure provides increased permutation of implant shapes to match a subject specific spinal disease. | 1. A method of performing surgery on a spine of a subject positioned in a prone position, the method comprising: making an incision in a posterolateral flank of the subject;performing dissection from the incision at least toward a quadratus lumborum muscle or an external oblique muscle of the subject;performing dissection into the retroperitoneal space through the transversalis fascia; andaccessing a target disc space in the spine via the retroperitoneal space. 2. The method of claim 1 wherein making an incision in a posterolateral flank of the subject comprises making a transverse incision in the posterolateral flank of the subject parallel to the target disc space. 3. The method of claim 1 wherein performing dissection from the incision at least toward a quadratus lumborum muscle or an external oblique muscle of the subject comprises performing dissection anteriorly from the incision to at least achieve a retropsoas position without incising a psoas muscle of the subject. 4. The method of claim 1 wherein performing dissection from the incision at least toward a quadratus lumborum muscle or an external oblique muscle of the subject comprises performing sharp dissection to a lateral edge of the quadratus lumborum muscle or the external oblique muscle of the subject. 5. The method of claim 1 wherein accessing a target disc space in the spine via the retroperitoneal space comprises: performing dissection through the retroperitoneal space toward the midline to reach a transverse process of a lower target vertebra;performing dissection from the transverse process of the lower target vertebra along a lateral aspect of a pedicle of the lower target vertebra to reach a root of the pedicle of the lower target vertebra; andperforming dissection cranially from the root of the pedicle of the lower target vertebra to expose the target disc space. 6. The method of claim 1, further comprising: selecting two or more first trial intervertebral spacers from a plurality of trial intervertebral spacers, wherein at least one of the plurality of trial intervertebral spacers has different dimensions than others of the plurality of trial intervertebral spacers; andinserting the two or more first trial intervertebral spacers into the target disc space to determine a fit of the selected two or more first trial intervertebral spacers within the target disc space. 7. The method of claim 6, further comprising: selecting two or more first permanent intervertebral spacers from a plurality of permanent intervertebral spacers based at least in part on the fit of the selected two or more first trial intervertebral spacers within the target disc space, wherein at least some of the plurality of permanent intervertebral spacers have different dimensions that at least others of the plurality of permanent intervertebral spacers; andinserting the two or more first permanent intervertebral spacers into the target disc space. 8. The method of claim 7, further comprising: prior to... | - | A61F002/44 A61B017/16 A61M029/00 A61B005/00
US10085674 | B2 | 2018-10-02 | Method and apparatus for monitoring and controlling a pressure support device | 2012-09-14 | A system is configured to generate a pressurized flow of gas comprised of a first gas having a partial pressure that varies in a predetermined manner. This may be used, for example, to simulate a previous and/or theoretical respiratory gas flow that was produced (or could have been produced) by a subject. The system is configured to deliver the pressurized flow of gas to a testing system configured to measure the partial pressure the first gas in flows of gas. This may provide an opportunity to determine the response of individual testing systems to various clinical circumstances. | 1. A system configured to generate a simulated pressurized flow of gas including a first gas having a partial pressure that varies in a predetermined manner to simulate a respiratory as flow of a subject, the system comprising: electronic storage which has stored therein a gas flow data set that comprises a recorded plot of a pressurized flow of gas as a function of time representative of a respiratory gas flow of a subject exhibiting a respiratory phenomenon, state, event, or other respiratory circumstance, the gas flow data set specifying partial pressure of a first gas in the recorded plot of the pressurized flow of gas as a function of time;an outlet configured to emit a pressurized flow of gas;a flow generator for generating the simulated pressurized flow of gas that simulates the respiratory gas flow of the subject, wherein the flow generator comprises: a baseline valve assembly configured to control a flow rate of a baseline gas through the outlet; anda first valve assembly configured to control a flow rate of the first gas through the outlet; andone or more processors programmed to: obtain a baseline flow rate for the baseline gas during generation of the simulated pressurized flow of gas, wherein the baseline flow rate is a function of a parameter of the partial pressure specified for the first gas from the gas flow data set;determine a first flow rate for the first gas based on the partial pressure specified for the first gas from the gas flow data set such that the first flow rate changes over time in accordance with the partial pressure specified for the first gas from the gas flow data set; andcontrol the flow generator to generate the simulated pressurized flow of gas that simulates the respiratory gas flow of the subject represented by the gas flow data set, including controlling the baseline valve assembly to deliver the baseline gas to the outlet at the baseline flow rate and controlling the first valve assembly to deliver the first gas to the outlet at the first flow rate. 2. The system of claim 1, wherein the one or more processors is programmed to obtain the baseline flow rate as a constant baseline flow rate during generation of the simulated pressurized flow of gas. 3. The system of claim 1, wherein the parameter of the partial pressure specified for the first gas from the gas flow data set used to determine the baseline flow rate comprises one or more of a maximum first partial pressure, a mean partial pressure, or a median partial pressure. 4. The system of claim 1, wherein the one or more processors is programmed to obtain the baseline flow rate for the baseline gas comprising a mixture of gases that does not include the first gas. 5. The system of claim 1, wherein the gas flow data set specifies the partial pressure of either carbon dioxide or oxygen in the recorded plot of the pressurized flow of gas as a function of time. 6. A system for generating a simulated pressurized flow of gas including a first gas having a... | Koninklijke Philips N.V. | A61B005/08 A61M016/16 A61M016/20 G05D011/13 A61M016/12 G01N033/00 A61M016/00 A61M016/10
US10070797 | B2 | 2018-09-11 | Measuring apparatus, probe portion, and connecting cable | 2012-12-05 | A measuring apparatus (100, 200, 300, 400) is an optical measuring apparatus provided with a probe portion (20, 20a, 20b, 20c) and a main body portion (10, 10b, 10c), which are electrically connected to each other. The probe portion has: a light source (21, 26); a reference voltage generating device (24) configured to apply predetermined reference voltage to the main body portion; and a storing device (25) configured to store therein in advance current adjustment information, which is information for adjusting a drive current to be supplied to the light source. The main body portion has: a drive current supplying device (12, 12a, 12b) configured to supply the drive current to the light source, due to the applied reference voltage; and a controlling device (11) configured to control the drive current supplying device on the basis of the stored current adjustment information. | 1. A measuring apparatus of an optical type comprising a probe portion and a main body portion, which are electrically connected to each other by a connecting cable, said probe portion having:a light source;a reference voltage generating device configured to apply predetermined reference voltage to said main body portion; anda storing device configured to store therein current adjustment information, which is information for adjusting a drive current to be supplied to the light source,said main body portion having:a drive current supplying device configured to supply the drive current to the light source, due to the applied reference voltage; anda controlling device configured to control the drive current supplying device in such a manner that the drive current has a drive current value to be supplied to the light source, on the basis of the stored current adjustment information,wherein said connecting cable is formed integrally with said probe portion, and has a connector at one end of said connecting cable configured to be attached to or be detached from said main body portion. 2. The measuring apparatus according to claim 1, wherein the storing device further stores therein usage time information, which is information indicating a usage time of said probe portion. 3. The measuring apparatus according to claim 2, wherein the controlling device updates the usage time information, according to an operating time of said measuring apparatus. 4. The measuring apparatus according to claim 2, wherein said main body portion further has a notifying device configured to notify a user of said measuring device if the usage time indicated by the stored usage time information is greater than a predetermined value. 5. The measuring apparatus according to claim 1, wherein said measuring apparatus is a blood flow detecting apparatus. | PIONEER CORPORATION | A61B005/04 A61B005/026 A61B005/00
US10064564 | B2 | 2018-09-04 | Method of CMAP monitoring | 2013-08-23 | A method and system for monitoring phrenic nerve function and preventing phrenic nerve injury during cardiac ablation. The system includes a pacing device operable to transmit stimulation energy to the phrenic nerve through target tissue proximate the phrenic nerve, a plurality of assessment electrodes operable to make comparisons between baseline, real-time, and predetermined threshold values for CMAP signal amplitude and amplitude over time. The processing device may be connected to an ablation console, and the processing device may interrupt or adjust an ablation procedure controlled by the ablation console and/or generate a system alert in response to one of these comparisons, if the comparison indicates phrenic nerve injury. The method includes applying stimulation energy to the phrenic nerve, recording diaphragmatic CMAP signals in response to the stimulation energy, and adjusting an ablation procedure and/or automatically generating a system alert in response to comparisons performed by the processing device. | 1. A system for monitoring phrenic nerve function in response to stimulation energy, the system comprising: a stimulation energy source;a pacing device including at least one pacing electrode in communication with the stimulation energy source, the at least one pacing electrode being operable to transmit the stimulation energy to the phrenic nerve through a target tissue proximate the phrenic nerve;a console including a foot switch and at least one of an energy generator and a cryogenic fluid source in communication with the foot switch;a plurality of assessment electrodes operable to detect diaphragmatic compound motor action potential (CMAP) signals in response to the stimulation energy; anda processing device including a microcontroller, the microcontroller being in direct communication with the foot switch and programmed to determine, based on the CMAP signals detected by the plurality of assessment electrodes before a delivery of ablation energy, at least one of a baseline amplitude value for the diaphragmatic CMAP signals and a baseline amplitude over time value for the diaphragmatic CMAP signals, the microcontroller also being programmed to: (a) assess in real time at least one of a treatment amplitude value for the diaphragmatic CMAP signals and a treatment amplitude over time value for the diaphragmatic CMAP;(b) compare the baseline amplitude value for the diaphragmatic CMAP signals and the treatment amplitude value for the diaphragmatic CMAP signals;(c) compare the treatment amplitude value for the diaphragmatic CMAP signals to a predetermined threshold amplitude value for the diaphragmatic CMAP signals;(d) compare the baseline amplitude over time value for the diaphragmatic CMAP signals and the treatment amplitude over time value for the diaphragmatic CMAP;(e) compare the treatment amplitude over time value for the diaphragmatic CMAP signals to a predetermined threshold amplitude over time value for the diaphragmatic CMAP; and(f) automatically operate the foot switch in response to at least one of (a)-(e) to at least one of adjust an amount of energy delivered from the energy generator and adjust a flow of cryogenic fluid from the cryogenic fluid source. 2. The system of claim 1, wherein the microcontroller is programmed to average the diaphragmatic CMAP signals. 3. The system of claim 1, wherein the microcontroller is further programmed to automatically generate a system alert when at least one alert criterion occurs, the alert criterion being selected from the group consisting of: the CMAP signals are out-of-phase between assessment electrodes;the baseline CMAP signal amplitude is low relative to a running average of CMAP signal amplitudes; andstimulation energy signals are not detected by the processing device. 4. The system of claim 1, wherein the microcontroller is further programmed to automatically generate a system alert when at least one alert criterion occurs, the alert criterion being selected from the group consisting of... | Medtronic CryoCath LP | A61B005/04 A61B018/02 A61B005/0488 A61B005/00 A61B018/00 A61B017/00
US10092226 | B2 | 2018-10-09 | Method, arrangement, sensor, and computer program product for non-invasively measuring hemoglobin concentrations in blood | 2011-12-23 | A mechanism for non-invasively monitoring blood characteristics of a subject is disclosed. To enable measurement of hemoglobin concentrations in a cost-effective way, a computational model is established that represents a relationship between a first variable indicative of total hemoglobin concentration and a set of variables that includes second variables indicative of light transmission through tissue and third variables indicative of concentration percentages of different hemoglobin species. In-vivo measurement signals are acquired from a subject and in-vivo values are determined for the second and third variables based on the in-vivo measurement signals. The first variable is then solved based on the in-vivo values of the second and third variables and the computational model. | 1. A method for non-invasively measuring hemoglobin concentrations in blood of a subject, the method comprising establishing a pre-determined first relationship between a first variable indicative of total hemoglobin concentration and an intermediate variable, wherein the first relationship is based on blood samples from at least one other subject and the intermediate variable represents a product of absorption coefficient μa per unit and reduced scattering coefficient μs′ per unit volume;determining a second relationship between the intermediate variable and a set of variables that includes second variables indicative of light transmission through tissue and third variables indicative of concentration percentages of different hemoglobin species;storing the first and second relationships in a memory;acquiring in-vivo measurement signals from the subject using a sensor of a pulse oximeter that includes an emitter and a detector performing measurements of at least three wavelengths;determining, based on the in-vivo measurement signals from the subject, in-vivo values for the second and third variables;determining the intermediate variable based on the second relationship;solving for the first variable based on the pre-determined first relationship between the intermediate variable and the first variable; anddetermining the hemoglobin concentrations based on the first variable and displaying the hemoglobin concentrations on a display unit. 2. The method according to claim 1, wherein the second variables are logarithms indicative of total light transmission through the tissue. 3. The method according to claim 1, wherein the second variables are indicative of pulsating light transmission through the tissue. 4. The method according to claim 1, wherein the acquiring includes acquiring the in-vivo measurement signals at wavelengths below about 1100 nm. 5. An arrangement for non-invasively measuring hemoglobin concentrations in blood of a subject, the arrangement comprising: a pulse oximeter including at least one sensor having an emitter and a detector operable to obtain in vivo measurement signals of at least three wavelengths from the subject;a control unit including a memory device including a stored pre-determined first relationship between a first variable indicative of total hemoglobin concentration and an intermediate variable and a second relationship between the intermediate variable and a set of variables that includes second variables indicative of light transmission through tissue and third variables indicative of concentration percentages of different hemoglobin species, wherein the pre-determined first relationship is determined based on blood samples from at least other subject and the intermediate variable represents a product of absorption coefficient μa per unit and reduced scattering coefficient μs′ per unit volume;a first calculation unit configured to determine, based on the in-vivo measurement signals obtained from the subject, ... | General Electric Company | A61B005/1455 A61B005/00 A61B005/145
US10098539 | B2 | 2018-10-16 | Systems and methods for non-invasive brain stimulation with ultrasound | 2016-02-10 | Systems and methods for non-invasive brain stimulation using focused ultrasound are provided. An exemplary method of non-invasive brain stimulation in the brain of a subject can include securing the subject in a fixed position relative to an ultrasound source and providing a focused ultrasound having one or more ultrasound parameters to a location in the brain of the subject, the location and the one or more ultrasound parameters selected to evoke a physical response of the subject, and measuring the physical response of the subject. | 1. A method for non-invasive brain stimulation in a brain of a subject, comprising: securing an ultrasound source in a fixed position relative to the subject;providing a focused ultrasound having one or more ultrasound parameters to a location in the brain of the subject, the location and the one or more ultrasound parameters selected to evoke a physical response of the subject, the one or more ultrasound parameters comprising at least one of a frequency, a target area, and an acoustic pressure, and wherein:the frequency is from about 1 MHz to about 5 MHz;the target area is from about 0.5 mm to about 5 mm in the lateral direction and from about 2 mm to about 20 mm in the axial direction; andthe acoustic pressure is at least equal to a threshold acoustic pressure for evoking the physical response; andmeasuring the physical response of the subject wherein the physical response comprises at least one of a body movement, an eye movement, and pupil dilation. 2. The method of claim 1, wherein the location is within at least one of the primary motor cortex, primary somatosensory cortex, superior colliculus, locus coeruleus, hippocampus, abducens nucleus, and medial longitudinal fasciculus. 3. The method of claim 1, wherein the frequency is about 1.9 MHz. 4. The method of claim 1, further comprising determining the threshold acoustic pressure by providing a focused ultrasound having an ultrasound parameter to a location in the brain of the subject, wherein the location corresponds to a physical response, and verifying whether the physical response occurs. 5. The method of claim 1, wherein the focused ultrasound is provided as a burst having a pulse repetition frequency and a duty cycle. 6. The method of claim 5, wherein the pulse repetition frequency is greater than about 30 kHz. 7. The method of claim 5, wherein the duty cycle is from about 10% to about 60%. 8. The method of claim 1, wherein the focused ultrasound is provided as a chirp. 9. The method of claim 1, further comprising anesthetizing the subject using an amount of sodium barbital. 10. The method of claim 9, wherein the amount of sodium barbital ranges from about 25 mg/kg to about 100 mg/kg. 11. The method of claim 9, wherein the subject remains under anesthesia for more than about 90 minutes. 12. The method of claim 1, wherein the measuring further comprises moving one or more transducers relative to the fixed position to target the location in the brain of the subject prior to providing a focused ultrasound. 13. The method of claim 12, wherein the measuring further comprises moving the one or more transducers within a random grid while providing the focused ultrasound to generate a random raster sonication. 14. The method of claim 1, further comprising measuring one or more vital signs of the subject before, during, and/or after providing the focused ultrasound. 15. The method of claim 14, wherein the one or more vital signs are selected from the group consisting of heart rate... | THE TRUSTEES OF COLUMBIA UNIVERSITY IN THE CITY OF NEW YORK | A61B003/11 A61B005/11 A61B003/113 A61N007/02 A61B005/00 A61B005/0205 A61N007/00
US10115291 | B2 | 2018-10-30 | Location-based incontinence detection | 2017-04-18 | The present disclosure include devices, systems, and methods for location-based incontinence detection and monitoring including a communication device receiving incontinence event indicators occurrence and location indicators. | 1. An incontinence detection system, comprising: a patient bed,an incontinence detection device positioned on the patient bed to detect incontinence events, the incontinence detection device including a sensor adapted to sense the presence of a threshold amount of moisture on the patient bed and to communicate a detection signal indicating the presence of the threshold amount of moisture and an RFID-incontinence transmitter in communication with the sensor and adapted to send an incontinence RFID signal indicating that the threshold amount of moisture has been sensed in response to the detection signal,an RFID-location transmitter fixed relative to the patient bed and configured to send a location RFID signal indicating a unique location identifier, andan RFID reader configured to receive the incontinence RFID signal and the location RFID signal, configured to generate an identification code indicating both an occurrence of the threshold amount of moisture as an incontinence event and the unique location identifier, and configured to send, responsive to an incontinence event, a communications signal indicating the identification code to at least one remote device in response to receiving the incontinence RFID signal and the location RFID signal. 2. The incontinence detection system of claim 1, wherein the RFID-incontinence transmitter comprises a passive RFID device. 3. The incontinence detection system of claim 2, wherein the passive RFID device receives excitation from the RFID reader to power the RFID-incontinence transmitter. 4. The incontinence detection system of claim 3, wherein the RFID reader is configured to transmit excitation signals at regular intervals to the RFID-incontinence transmitter to power the RFID-incontinence transmitter. 5. The incontinence detection system of claim 1, wherein the RFID-location transmitter comprises an active RFID device. 6. The incontinence detection system of claim 5, wherein the active RFID device includes a power source comprising a photovoltaic cell. 7. The incontinence detection system of claim 1, wherein the RFID reader is attached to the patient bed. 8. The incontinence detection system of claim 1, wherein the incontinence device comprises a removable and replaceable pad. 9. The incontinence detection system of claim 1, wherein the RFID reader is configured to send the communications signal indicating the identification code to at least one remote device via a nurse call system of a care facility. 10. The incontinence detection system of claim 1, wherein the threshold amount of moisture is a sensing threshold of the sensor. 11. The incontinence detection system of claim 1, wherein the sensor is configured to communicate an indication of no incontinence event when the threshold amount of moisture is absent. 12. An incontinence detection system, comprising: an incontinence detection device for detecting incontinence events, the incontinence detection device including an incontinence pad a... | Hill-Rom Services, Inc. | G08B021/20 G06K019/07 A61F013/42 A61F013/44 G08B021/18 A61G007/057 A61B005/11 A61B005/20 G06F019/00 A61B005/00 G16H010/65
US10076402 | B2 | 2018-09-18 | Vascular filter with pressure sensor and valve | 2015-06-17 | Systems and devices with an implantable, intravascular filter for preventing emboli from traveling into brain and causing a stroke or transient ischemic attack are disclosed. In particular, an implantable, intravascular device having a filter element, a pressure sensor, and a valve is disclosed. The valve is biased into a closed configuration and changes into an open configuration upon a predetermined pressure drop across the filter. Systems comprising an external device at least one implantable device are also disclosed. | 1. An implantable device for implantation into a blood vessel of a patient, comprising: a filter having a first filter element with an upstream side and a downstream side and defining a plurality of filter passageways extending from the upstream side to the downstream side;a first pressure sensor coupled to the filter and operable to sense the pressure of blood adjacent to the downstream side when the filter is implanted in a blood vessel; anda valve coupled to the filter and configurable from a closed configuration to an open configuration; andthe valve in the closed configuration closing a passageway that extends from the upstream side of the filter element to a downstream side of the filter element;wherein the valve is arranged to configure from the closed configuration into the open configuration in response to an increase in pressure difference between the upstream side and downstream side of the filter element due to portions of the filter element becoming clogged or blocked in the blood vessel; andwherein the first filter element is configured to be disposed along a radial direction between walls of the blood vessel. 2. The implantable device of claim 1, wherein: the valve is biased into the closed configuration. 3. The implantable device of claim 2, wherein: the valve comprises a valve member that extends across a portion of the downstream side of the first filter element; andwherein in the closed configuration the valve member covers openings of some of the plurality of filter passageways. 4. The implantable device of claim 2, wherein: the valve comprises a check valve. 5. The implantable device of claim 1, wherein: the valve comprises a valve member that extends across a portion of the downstream side of the first filter element; andwherein in the closed configuration the valve member covers openings of some of the plurality of filter passageways. 6. The implantable device of claim 1, wherein: the filter has a maximum outer dimension of 4 to 15 millimeters. 7. The implantable device of claim 6, wherein: the filter has a maximum outer dimension of 6 millimeters. 8. The implantable device of claim 1, wherein: the valve comprises a check valve. 9. The implantable device of claim 8, wherein: the valve is arranged to move into the open configuration when the fluid pressure on the upstream side is at least 1300 Pascals greater than the fluid pressure on the downstream side of the first filter element. 10. The implantable device of claim 8, wherein: the valve is a flap valve. 11. The implantable device of claim 8, wherein: the valve is a duckbill valve. 12. The implantable device of claim 1, wherein: the first pressure sensor is a differential pressure sensor that is also in communication with fluid adjacent to the upstream side of the filter element when the filter element is implanted in a patient so that the first pressure sensor outputs a signal that corresponds to the pressure difference between fluid adjacent the upstream side... | Cook Medical Technologies LLC | A61F002/01 A61M039/24 A61B005/0215 A61F002/24
US10076270 | B2 | 2018-09-18 | Detecting physiological responses while accounting for touching the face | 2017-12-06 | Described herein are systems and methods for detecting a physiological response based on thermal measurements while accounting for touching the face. In one embodiment, a system includes an inward-facing head-mounted thermal camera (CAM) that takes thermal measurements of a region of interest (THROI) on a user's face, and a sensor that provides measurements (M) indicative of times at which the user touches the region of interest (ROI). The system also includes a computer that detects the physiological response based on THROI and M. Optionally, the computer generates feature values based on THROI and M, and utilizes a model to detect, based on the feature values, the physiological response. Optionally, the model was trained based on samples, each including: (i) feature values generated based on previous THROI taken while M indicated touching the ROI, and (ii) a corresponding label indicative of an extent of the physiological response. | 1. A system configured to detect a physiological response, comprising: an inward-facing head-mounted thermal camera (CAM) configured to take thermal measurements of a region of interest (THROI) on a user's face;a sensor configured to provide measurements (M) indicative of times at which the user touches the region of interest (ROI); whereby touching the ROI affects THROI; anda computer configured to detect the physiological response based on THROI and M. 2. The system of claim 1, wherein, on average, detections of the physiological response based on THROI and M are more accurate compared to detections of the physiological response based on THROI without M. 3. The system of claim 1, wherein the computer is further configured to generate feature values based on THROI and M, and to utilize a model to detect, based on the feature values, the physiological response; wherein the model was trained based on samples, each comprising: (i) feature values generated based on previous THROI taken while M indicated touching the ROI, and (ii) a corresponding label indicative of an extent of the physiological response. 4. The system of claim 1, wherein the computer is further configured to generate feature values based on THROI and M, and to utilize a model to detect, based on the feature values, the physiological response; wherein the model was trained based on samples comprising: a first set of samples with labels corresponding to having the physiological response, which are generated based on M indicating that the ROI was not touched, and a second set of samples with labels corresponding to not having the physiological response, which are generated based on M indicating that the ROI was touched. 5. The system of claim 1, wherein the computer is configured to utilize, to detect the physiological response, THROI taken at times in which M are not indicative of touching the ROI; and the computer is further configured not to utilize, to detect the physiological response, THROI taken at times in which M are indicative of touching the ROI. 6. The system of claim 1, wherein the computer is configured not to utilize, to detect the physiological response, THROI taken during at least one of the following intervals starting after M are indicative that the user touched the ROI: 0-10 seconds, 0-30 seconds, 0-60 seconds, 0-180 seconds, and 0-300 seconds. 7. The system of claim 1, wherein the computer is configured to attribute, to detect the physiological response, a smaller weight to THROI taken during a certain interval starting after M are indicative that the user touched the ROI, compared to a weight attributed to THROI taken at a time shortly before M are indicative that the user touched the ROI; wherein the certain interval comprises at least one of the following durations: 10-30 seconds, 30-60 seconds, 60-120 seconds, and 120-300 seconds. 8. The system of claim 1, further comprising a frame configured to be worn on the user's head; wherein CAM and the sensor ar... | Facense Ltd. | A61B005/01 A61B005/11 A61B005/16 A61B005/00 H04N005/225 G01J005/00 G02B027/01
US10105121 | B2 | 2018-10-23 | System for placement of a catheter including a signal-generating stylet | 2016-11-30 | A positioning system includes a console, an ultrasound probe, a stylet, a stylet control module, and an external sensor. The console includes a display. The ultrasound probe is designed to communicate imaging information to the console. The stylet includes a radiating element capable of producing an electromagnetic field, the electromagnetic field providing electromagnetic field information. The stylet control module includes a timer circuit designed to send electrical pulses at a pulse signal frequency to the radiating element. The external sensor is designed to detect the electromagnetic field and to determine a position of the radiating element with respect to the external sensor as the stylet is advanced in a vasculature of a patient, the external sensor designed to communicate the electromagnetic field information to the console. The system may include a circuit configured to synchronize at least one of the console and the external sensor with the pulse signal frequency. | 1. A positioning system, comprising: a console including a display;an ultrasound probe designed to communicate ultrasound imaging information to the console;a stylet including a radiating element capable of producing an electromagnetic field, the electromagnetic field providing electromagnetic field information;a stylet control module including a timer circuit designed to send electrical pulses at a pulse signal frequency to the radiating element; andan external sensor designed to detect the electromagnetic field and to determine a position of the radiating element with respect to the external sensor as the stylet is advanced in a vasculature of a patient, the external sensor designed to communicate the electromagnetic field information to the console;wherein at least one of the console and the external sensor includes a circuit configured to synchronize the at least one of the console and the external sensor with the pulse signal frequency. 2. The positioning system according to claim 1, wherein the console utilizes the ultrasound imaging information and the electromagnetic field information to present images and depictions on the display. 3. The positioning system according to claim 2, wherein the stylet is positioned in a catheter such that the radiating element is adjacent a distal end of the catheter, and wherein the catheter is advanced in the vasculature of the patient together with the stylet. 4. The positioning system according to claim 3, wherein the stylet is positioned within a sterile field, wherein the external sensor is positioned outside of the sterile field, and wherein the external sensor includes a second connector that operably connects to a first connector of the stylet through a sterile barrier without compromising the sterile barrier. 5. The positioning system according to claim 4, wherein the sterile barrier comprises a physical barrier, and one of the first and second connectors includes a piercing component that pierces the physical barrier. 6. The positioning system according to claim 4, wherein the radiating element of the stylet includes an electromagnetic coil that is substantially co-terminal with a distal tip of the catheter when the stylet is positioned in a lumen of the catheter, wherein the sterile barrier is a drape, and wherein the first connector includes a piercing component that pierces the drape. 7. The positioning system according to claim 6, wherein the piercing component includes a first electrical contact that physically engages a second electrical contact of the second connector to electrically interconnect the first and second connectors. 8. The positioning system according to claim 1, wherein the stylet control module is capable of wirelessly transmitting at least one characteristic of the electromagnetic field produced by the radiating element. 9. The positioning system according to claim 8, wherein the at least one characteristic is wirelessly transmitted between the stylet control module ... | C. R. Bard, Inc. | A61B008/00 A61B005/042 A61B005/05 A61B005/06 A61B008/08 A61B034/20 A61B046/00 A61B090/40 A61B005/083 A61B008/12 A61B090/00
US10076269 | B1 | 2018-09-18 | Devices and methods for sleep disorder diagnosis and treatment | 2012-04-05 | The present invention relates to an integrated sleep diagnosis and treatment device, and more particularly to an integrated apnea diagnosis and treatment device. The present invention additionally relates to method of sleep diagnosis and treatment. | 1. A positive airway pressure (PAP) sleep disorder treatment system comprising: a signal processing module comprising a first input adapted for connecting to a pulse oximeter sensor with a signal, electronics adapted for filtering and processing the signal, and an output adapted for outputting pulse oximetry sensor data;a PAP device adapted for treating a subject's sleep disorder, the PAP device with a separate enclosure from the signal processing module further comprising: a blower having an air output,a second input adapted for receiving the pulse oximetry sensor data from the output of the signal processing module,an airflow sensor internal to the PAP device adapted for measuring the respiratory airflow data of a subject using the PAP device, anda processor adapted for receiving the pulse oximetry sensor data from the second input and the respiratory airflow data from the airflow sensor and calculating, based in part on both the respiratory airflow data and the pulse oximetry sensor data, sleep disorder symptom data of a level of severity and/or an index of a level of severity of the subject's sleep disorder symptoms measured during use of the PAP device;a mask or a nasal cannula; anda module transceiver adapted for receiving and transmitting the sleep disorder symptom data of the level of severity and/or the index of the level of severity of the subject's sleep disorder symptoms to a remote location. 2. The system of claim 1 wherein the second input in the PAP device and the output in the signal processing module are in wireless radio frequency bidirectional communication. 3. The system of claim 2 wherein the PAP device is adapted to command the signal processing module to reconfigure the output in the signal processing module by improving the gain for the signal or the A/D conversion of the signal. 4. The system of claim 1 wherein the signal is processed by the signal processing module using one or more of the signal processing techniques from the group consisting of a standard deviation technique, a recursively fit ARMAX system identification model, a short-time Fourier transform technique, a time-frequency signal analysis with a variety of different kernels, and a wavelet analysis. 5. A sleep disorder treatment system comprising: a data acquisition system;a positive airway pressure (PAP) device; anda processor;the data acquisition system consisting essentially of a data acquisition device having at least one first input adapted for receiving a first signal from a pulse oximeter sensor, an electronic component adapted for filtering and processing the first signal from the pulse oximeter sensor to remove artifacts, and a first output adapted for transmitting pulse oximeter sensor data based on the first signal from the pulse oximeter sensor to the PAP device;the PAP device comprising: a hose,a blower,an airflow sensor with a second signal adapted for measuring respiratory airflow of a subject,a second input for receiving pulse oximetry s... | Cleveland Medical Devices Inc. | A61B005/085 A61M016/00 A61B005/00 A61B005/0205
US10064685 | B2 | 2018-09-04 | Implant planning for multiple implant components using constraints | 2012-08-20 | Described are computer-based methods and apparatuses, including computer program products, for implant planning for multiple implant components using constraints. A representation of a bone and a representation of a first implant component are displayed with respect to the representation of the bone. A representation of a second implant component is displayed, wherein the first implant component and the second implant component are physically separated and not connected to each other. A positioning of the representation of the second implant component that violates at least one positioning constraint is prevented, wherein the positioning constraint is based on the representation of the first implant component. | 1. A surgical planning computerized method comprising: displaying, by a display device, a representation of a bone and a representation of a first implant component with respect to the representation of the bone;displaying, by the display device, a representation of a second implant component, wherein the first implant component and the second implant component are physically separated and not connected to each other;generating, by a computer, a positioning constraint to which the computer automatically constrains movement of the representation of the second implant component on the display device, wherein the constraint is one of a point, an axis, a line, or a volume and wherein the positioning constraint is based on the representation of the first implant component;allowing, by a user interface, a user to reposition the representation of the second implant component without repositioning the representation of the first implant component; andautomatically constraining, by the computer, movement of the representation of the second implant component on the display to the positioning constraint. 2. The method of claim 1 further comprising: calculating a plurality of areas representing cartilage; andgenerating, by the computer, a second positioning constraint that is based on the plurality of areas representing cartilage; andautomatically constraining, by the computer, movement of the representation of the second implant component to the second positioning constraint. 3. The method of claim 1 wherein the at least one positioning constraint comprises a rigid constraint between the representation of the first implant component and the representation of the second implant component, wherein the rigid constraint constrains a positioning of the representation of the second implant component that is independent of the representation of the first implant component. 4. The method of claim 1 wherein the at least one positioning constraint comprises one or more axes of movement of the representation of the second implant component based on the representation of the first implant component. 5. The method of claim 4 wherein an axis from the one or more axes constrains a critical area between the representation of the first implant component and the representation of the second implant component. 6. The method of claim 4 wherein an axis from the one or more axes constrains a distance between the representation of the first implant component and the representation of the second implant component. 7. The method of claim 4 wherein an axis from the one or more axes is based on an arc between the representation of the first implant component and the representation of the second implant component. 8. The method of claim 4 wherein constraining comprises constraining movement of the second component that is not a rotation around the one or more axes, a translation along the one or more axes, or any combination thereof. 9. The method of claim 4 further comprising... | MAKO Surgical Corp. | A61B034/10 G06T019/00 G06T017/20 G06T007/33 G16H050/50 A61B005/00 G06F019/00 A61B034/20 A61B034/30 A61C013/00
US10092234 | B2 | 2018-10-09 | Apparatus and method for use in analyzing a patient'S bowel | 2014-08-14 | An apparatus and method are provided for use in studying a patient's bowel which combines recording and analysis of physiologic parameters and patient sensory perception. A pain input detector, a pain transducer, and a processor are provided. A gas pressure transducer and flow meter may also be provided. Output data may be generated to reflect perceived patient pain, volume of gas delivered to the patient's bowel, and bowel pressure. An indication of perceived patient pain is processed by the processor to generate data that may used to validate a scan of a patient or may be used as a diagnostic tool. | 1. An apparatus configured to prepare a patient's colon for insufflation and scanning, the apparatus comprising: a pressure transducer configured to detect a pressure level of gas within a patient's colon;a flow meter configured to detect a volume level of gas delivered to the patient's colon;circuitry configured to monitor a period of time over which the pressure level is detected and maintained within a predetermined range of pressures;a processor configured to receive an indication of the pressure level detected by the pressure transducer, an indication of the period of time over which the pressure level is detected, and an indication of the volume level detected by the flow meter, wherein the processor is further configured to determine whether the pressure level is within the predetermined range of pressures for a predetermined period of time and whether the volume level is within a predetermined range of volumes; anda signaling unit configured to provide an output indicating that a scan is valid in an instance in which the pressure level is determined to be within the predetermined range of pressures for the predetermined period of time and the volume is determined to be within the predetermined range of volumes. 2. The apparatus of claim 1, wherein the predetermined range of pressures is approximately 20 mm Hg to approximately 30 mm Hg. 3. The apparatus of claim 1, wherein the predetermined range of pressures is approximately 20 mm Hg to approximately 30 mm Hg, and wherein the predetermined period of time is approximately 15 seconds. 4. The apparatus of claim 1, wherein the predetermined range of pressures is approximately 20 mm Hg to approximately 30 mm Hg, and wherein the predetermined range of volumes is approximately 2 L to approximately 6 L. 5. The apparatus of claim 1, wherein the signaling unit is configured to provide the output comprising at least one of an electronic signal, an alarm, a flashing light, or a sound alarm. 6. The apparatus of claim 1 further comprising an automated pressure relief valve configured to vent the patient's colon, wherein the automated pressure relief valve is configured to be actuated to vent the patient's colon in an instance in which the pressure level within the patient's colon exceeds a predetermined pressure threshold. 7. The apparatus of claim 1, wherein the scan is a virtual colonoscopy scan comprising a computer tomography (CT) scan or a magnetic resonance imaging (MRI) scan. 8. A method for validating a scan of a patient's colon comprising:insufflating a patient's colon with gas; detecting, via a pressure transducer, a pressure level of the gas within the patient's colon;detecting, via a flow meter, a volume level of gas delivered to the patient's colon;monitoring a period of time over which the pressure level is detected and maintained within a predetermined range of pressures;determining, via a processor in communication with the pressure transducer, whether the pressure level detected... | UNIVERSITY OF MARYLAND, BALTIMORE | A61B005/00 A61B005/117 A61B005/103 A61M031/00 A61B005/03 A61B005/055 A61M013/00 A61B006/03
US10085661 | B2 | 2018-10-02 | System and method for biventricular pacemaker pulse detection in surface ECG | 2014-04-16 | A system for locating the existence of a biventricular pace pulse for ECG, which includes a non-biventricular pulse detector for finding the onsets of ventricular pulses, a lead-wise biventricular pulse detector for checking whether there are two separated ventricular pulses in one heartbeat, and a vector-based biventricular pulse detector for determining the existence of the biventricular pace pulse if the lead-wise biventricular pulse detector does not find that there are two separated ventricular pulses in one heartbeat. | 1. A method for locating an existence of a biventricular pace pulse for electrocardiograph (ECG), comprising: transforming ECG data to a 3-dimensional VectorCardioGraph (VCG);calculating VCG distance features comprising spatial distance and spatial velocity;locating a first ventricular pulse;calculating VCG angle features including angles between vectors and the first ventricular pulse;determining the existence of the biventricular pace pulse by classifying vectors based on spatial distance, spatial velocity, VCG angle features and temporal distances of vectors to the first ventricular pulse, wherein:an impulse response of a low-pass filter is rejected from being classified as the biventricular pace pulse based on the spatial distances and the temporal distances of the vectors to the first ventricular pulse;a recharging wave is rejected from being classified as the biventricular pace pulse based on the angles between the vectors and the first ventricular pulse and temporal distances of the vectors to the first ventricular pulse; andthe biventricular pace pulse is determined to exist if an eligible pulse vector exists after performing said rejections. 2. The method of claim 1, wherein the first ventricular pulse is located by determining a vector having a largest spatial distance out of all vectors that have a spatial velocity that exceeds a spatial velocity threshold. 3. The method of claim 1, wherein the ECG data includes two adjacent ventricular pulses per heartbeat. 4. The method of claim 1, wherein the ECG data includes two partially overlapping ventricular pulses per heartbeat. 5. The method of claim 1, further comprising displaying single beat ECG waveforms of the ECG data. 6. A system for locating an existence of a biventricular pace pulse for electrocardiograph (ECG), comprising: a non-biventricular pulse detector configured to find onsets of one or more ventricular pulses;a lead-wise biventricular pulse detector for determining whether there are two separated ventricular pulses in one heart beat; anda vector-based biventricular pulse detector configured to determine the existence of the biventricular pace pulse if the lead-wise biventricular pulse detector does not determine that there are two separated ventricular pulses in one heartbeat,wherein the vector-based biventricular pulse detector is configured to:calculate VectorCardioGraph (VCG) distance features comprising spatial distance and spatial velocity,find a first ventricular pulse,calculate VCG angle features including angles between vectors and the first ventricular pulse, anddetermine the existence of the biventricular pace pulse by classifying vectors based on spatial distance, spatial velocity, VCG angle features and temporal distances of vectors to the first ventricular pulse, wherein the vector-based biventricular pulse detector is configured to: reject an impulse response of a low-pass filter from being classified as the biventricular pace pulse based on the spatial di... | Koninklijke Philips N.V. | A61B005/04 A61B005/00 A61B005/0452 A61B005/0402
US10092244 | B2 | 2018-10-09 | Biometric detection module with denoising function and biometric detection method thereof | 2015-04-14 | A biometric detection module including a light source module, a detection region and a control module is provided. The light source module is configured to emit green light, red light and IR light in a time division manner to illuminate a skin surface. The detection region is configured to detect penetration light emitted from the light source module for illuminating the skin surface and passing through body tissues to correspondingly generate a green light signal, a red light signal and an IR light signal. The control module is configured to determine a filtering parameter according to the green light signal to accordingly filter the red light signal and the IR light signal, and calculate a biometric characteristic according to at least one of the green light signal, a filtered red light signal and a filtered IR light signal. | 1. A biometric detection module, configured to be attached to an eyeglass temple and detect at least one biometric characteristic from a skin region behind an ear, the biometric detection module comprising: a detection unit comprising: a light source module configured to emit green light, red light and infrared light in a time division manner to illuminate the skin region;a detection region configured to detect penetrating light emitted from the light source module for illuminating the skin region and passing through body tissues to correspondingly generate a green light signal, a red light signal and an infrared light signal; andat least one processor configured to control the light source module to emit light,convert the green light signal to frequency domain to determine a filtering parameter according to a frequency domain green light signal,respectively convert the red light signal and the infrared light signal to a frequency domain red light signal and a frequency domain infrared light signal,filter the frequency domain red light signal and the frequency domain infrared light signal using the filtering parameter, to obtain a filtered red light signal and a filtered infrared light signal, respectively, andcalculate the biometric characteristic according to at least one of the green light signal, the filtered red light signal and the filtered infrared light signal; andan abrasion-proof layer covering the detection region and having an upper surface as a detection surface, wherein a thickness of the abrasion-proof layer is smaller than 100 micrometers, andthe upper surface is configured to be in contact with the skin region when detecting the biometric characteristic such that the light emitted from the light source module illuminates the skin region and sequentially passes through the body tissues and the abrasion-proof layer to be detected by the detection region. 2. The biometric detection module as claimed in claim 1, further comprising: a joint portion configured to combine with the eyeglass temple; andan adjustment portion connected between the joint portion and the detection unit, and configured to adjust a position of the detection unit,wherein the detection surface is configured to be attached to the skin region behind the ear. 3. The biometric detection module as claimed in claim 1, wherein the at least one biometric characteristic comprises a heart rate, a blood oxygenation and a second derivative of photoplethysmogram. 4. The biometric detection module as claimed in claim 3, wherein the at least one processor is configured to calculate the heart rate and the second derivative of photoplethysmogram according to one of the green light signal, the filtered red light signal and the filtered infrared light signal, andcalculate the blood oxygenation according to the filtered red light signal and the filtered infrared light signal. 5. The biometric detection module as claimed in claim 1, wherein the filtering parameter is a basic freq... | PIXART IMAGING INC. | A61B005/024 A61B005/00 A61B005/1455
US10105572 | B2 | 2018-10-23 | Athletic performance user interface | 2015-12-15 | Athletic data may be recorded and displayed using a computing device such as a mobile communication device during performance of physical activity. In some examples, the device may provide options for defining and recording athletic activity performed by the user. Such options may include various content item selection and rendering controls. Additionally or alternatively, route selection and controls may be provided through the device. Recorded activity data may further be transmitted to a remote site through a network. | 1. A non-transitory machine readable medium storing instructions that, when executed, cause a mobile device to: generate a selection interface displaying a plurality of selectable athletic activity types;receive a selection of an activity type from the selection interface; andinitiate an athletic activity recordation process including: deactivating at least a portion of the selection interface;mapping one or more selectable functions of the at least a portion of the selection interface to one or more hardware buttons of the mobile device;receiving athletic activity data for the athletic activity being performed from one or more sensors; andgenerating an in-workout interface, wherein the in-workout interface includes at least a portion of the received athletic activity data corresponding to the selected activity type. 2. The non-transitory machine readable medium of claim 1, wherein the instructions, when executed, further cause the mobile device to: prior to initiating the athletic activity recording process, generate a content selection interface for selecting one or more content items to be rendered during the athletic activity. 3. The non-transitory machine readable medium of claim 2, wherein the content selection interface includes a pre-defined playlist. 4. The non-transitory machine readable medium of claim 1, wherein the instructions, when executed, further cause the mobile device to: generate a workout initiation interface comprising information identifying the selected activity type and one or more selected content items, the workout initiation interface further comprising a command to begin recording the athletic activity, andrender the one or more selected content items during recordation of the athletic activity. 5. The non-transitory machine readable medium of claim 4, wherein the in-workout interface is generated in response to detecting a selection of the command to begin recording the athletic activity. 6. The non-transitory machine readable medium of claim 4, wherein the in-workout interface comprises an amount of energy expended, a pace, a distance and a total amount of time spent performing an athletic activity corresponding to the selected activity type. 7. The non-transitory machine readable medium of claim 4, wherein the in-workout interface further comprises a control option for controlling rendering of the one or more selected content items. 8. The non-transitory machine readable medium of claim 7, wherein the in-workout interface further comprises a selection button configured to cause the mobile device to begin rendering a content item specifically pre-associated with the selection button, wherein the selection button is different from the control options. 9. The non-transitory machine readable medium of claim 1, wherein the instructions, when executed, further cause the mobile device to upload the received athletic activity data to a remote device through a network. 10. The non-transitory machine readable mediu... | NIKE, Inc. | A63B024/00 G08C019/00 A61B005/00 A61B005/11 G06F003/0488 G06F003/01 G06F001/16 G06F003/041 G06F003/0482 G06F003/0484 G01C022/00 G06F019/00 G07C001/22 A63B069/00 A63B071/06 A61B005/22 A63B022/00 A63B022/02 A63B022/06 H04M001/725
US10098579 | B2 | 2018-10-16 | System for improving brain function in order to prevent dementia and method for operating same | 2013-01-21 | A system for improving brain function includes a brain-function-improving content storage unit that subdivides content for judging the degree of activation of human brain function into multiple classified regions and levels, and stores the subdivided content; a content selection unit that selects the content stored in the brain-function-improving content storage unit for each region according to a predetermined classification method; and an achievement determination unit that determines achievement of a user based on scores acquired through feedback provided by the user for the content selected by the content selection unit. The system may have the effect of protecting subdivided inherent functions of the brain, preventing disorders caused by accidents or diseases, recovering the inherent functions and disorders through analytic diagnosis and repeated study, and training and improving the cognitive ability of significantly impaired portions of brain function by subdividing the inherent functions of the brain. | 1. A system for improving brain function in order to prevent dementia, the system comprising: a user interface input unit to input a user's information to register a user;a user interface output unit to output information transmitted to the user from the system, or information input by the user;a user information storage unit in which the user's information input that is inputted via the user interface input unit is stored, the user information storage unit that assigns unique identification text to the user, and associate diagnosed achievement information with each identification text to thereby store associated information, the user information storage unit including identification information of the system;a brain-function-improving content storage unit, executed by a computer or a mobile terminal, that subdivides content for judging a degree of activation of human brain function into multiple classified regions and levels and stores the subdivided content;a content selection unit executed by the computer or the mobile terminal, the content selection unit that selects a content from the content stored in the brain-function-improving content storage unit for each region according to a predetermined classification method, and submits the selected content to the user interface output unit, the content selection unit that converts the content into a score by a weight for each level, and selects the content so that a sum of the scores in which the weight is reflected for each region is constant;an achievement determination unit executed by the computer or the mobile terminal, the achievement determination unit that determines achievement of the user based on scores acquired through feedback provided by the user for the content selected by the content selection unit; anda content change adjustment unit executed by the computer or the mobile terminal, the content change adjustment unit that controls the content selection unit to newly adjust and select the level when feedback including consecutive correct answers or incorrect answers to at least two items of the selected content is transmitted by the user;an alarm unit that includes at least one of a lighting device, an audio device, and a vibration device; anda sleep mode determination unit executed by the computer or the mobile terminal, the sleep mode determination unit that determines, as a sleep mode, a case in which a specific time is set according to a predetermined period of time and the system is not used by the user after the predetermined period of time;a Global Positioning System (GPS) unit executed by the computer or the mobile terminal, the Global Positioning System (GPS) unit that generates current position information of the user in the case of the sleep mode, and transmits the generated current position of the user;a message generating unit executed by the computer or the mobile terminal, the message generating unit that receives the current position information of the user from the ... | GAVAPLUS. CO., LTD. | G06F019/00 A61B005/00 A61B005/11 G09B019/00
US10102722 | B2 | 2018-10-16 | Wearable article having an actuator that performs non-haptic and haptic operations | 2015-12-18 | A wearable haptics-enabled apparatus comprises a wearable article comprising an actuator and an input device. A controller is electrically connected to the actuator and the input device. The controller is configured to selectively transmit operation and haptic drive signals to the actuator, and to generate the haptic drive signal upon receiving an input signal from the input device. The haptic drive signal embodies a message. A method of delivering haptic feedback through a wearable article comprises: selectively generating a non-haptic drive signal and applying the non-haptic drive signal to an actuator; and selectively generating a haptic drive signal and applying the haptic drive signal to the actuator. | 1. A wearable haptics-enabled apparatus comprising; a wearable article, the wearable article being footwear wearable by a person and comprising an actuator and an input device, the wearable article including a fastener, the actuator including a motor, and the motor including a movable member operably connected to the fastener: anda controller electrically connected to the actuator and the input device, the controller configured to selectively transmit operation and haptic drive signals to the actuator, the controller further configured to generate a haptic drive signal upon receiving an input signal from the input device, the haptic drive signal embodying a message. 2. The wearable haptics-enabled apparatus of claim 1 wherein the wearable article further comprises: a smart material connected to the controller. 3. The wearable haptics-enabled apparatus of claim 2 wherein: the wearable article comprises fabric; andthe smart material is a strand incorporated into the fabric. 4. The wearable haptics-enabled apparatus of claim 3 wherein; the smart material moves relative to the fabric upon application of a predetermined stimulus to the smart material. 5. The wearable haptics-enabled apparatus of claim 3 wherein: the fabric comprises woven strands; andthe smart material forms at least one of the woven strands. 6. The wearable haptics-enabled apparatus of claim 3 wherein: the smart material forms an additional fastener for the wearable article. 7. The wearable haptics-enabled apparatus of claim 2 wherein: the smart material is selected from the group consisting essentially of shape memory alloys, piezoelectric materials, electrorheostatic materials, magnetorheostatic materials, magnetostrictive materials, magnetic shape memory alloys, pH-sensitive polymers, ferrofluidic materials, and fluidic materials. 8. The wearable haptics-enabled apparatus of claim 1 wherein: the motor is selected from the group consisting essentially of a servo motor and a stepper motor. 9. The wearable haptics-enabled apparatus of claim 1 wherein: the fastener comprises a fastener member, the fastener member having a range of motion; andthe controller is configured to apply the haptic drive signal to the motor, the haptic drive signal controlling the motor to move the fastener member a distance less than the range of motion. 10. The wearable haptics-enabled apparatus of claim 9 wherein: the haptic drive signal is based on a varying parameter; andthe controller is configured to apply the haptic drive signal to the motor, the haptic drive signal controlling the motor to have a dynamic movement. 11. The wearable haptics-enabled apparatus of claim 9 wherein: the haptic drive signal is based on a varying parameter; andthe controller is configured to apply the haptic drive signal to the motor, the haptic drive signal controlling the motor to move in a predetermined pattern. 12. The wearable haptics-enabled apparatus of claim 1 wherein; the wearable article further comprises ... | IMMERSION CORPORATION | G08B006/00 A43B011/00 A41D001/00 A61B005/00 G06F001/16 G06F003/01
US10092228 | B2 | 2018-10-09 | Tissue oxygen saturation detection and related apparatus and methods | 2018-05-04 | A wearable optical device is described for optically detecting parameters of interest within muscle, such as during physical activity or when at rest. The parameters of interest include oxygenation level and/or hemoglobin concentrations in some situations. The detected parameters, such as oxygenation level, may be used to assess physical performance, such as the extent to which the muscle is utilizing aerobic or anaerobic processes. Methods for determining the parameters of interest, such as oxygenation level, from the detected optical signals are also described, and feedback may be provided to a user. | 1. A narrow-band optical device for determining muscle oxygenation level, comprising: a wearable housing;an optical source array in the wearable housing including a plurality of narrow-band optical sources;a plurality of optical detectors in the wearable housing including at least three optical detectors arranged substantially in a linear arrangement on a same side of the optical source array, wherein the at least three optical detectors include a first optical detector of a first size disposed a first distance from the optical source array, a second optical detector of a second size larger than the first size disposed a second distance greater than the first distance from the optical source array, and a third optical detector disposed a third distance greater than the second distance from the optical source array,wherein the first optical detector, the second optical detector, and the third optical detector are configured to detect an optical signal emitted from the optical source array; anda processor coupled to outputs of the plurality of optical detectors and configured to process output signals from the plurality of optical detectors and determine the muscle oxygenation level. 2. The narrow band optical device of claim 1, wherein the plurality of narrow band optical sources are arranged substantially in a linear arrangement with respect to each other, and wherein the linear arrangement of the plurality of optical sources is substantially perpendicular to the linear arrangement of the at least three optical detectors. 3. The narrow band optical device of claim 1, wherein the plurality of narrow band optical sources occupy a single position within the wearable housing. 4. The narrow band optical device of claim 1, wherein the third optical detector is larger than the second optical detector. 5. The narrow band optical device of claim 1, wherein the wearable housing includes a raised ring forming a perimeter surrounding the optical source array and the plurality of optical detectors. 6. The narrow band optical device of claim 1, further comprising a coil disposed on or within the optical housing and configured to receive wireless charging signals. 7. The narrow band optical device of claim 1, wherein the wearable housing includes a recess in which the optical source array is disposed such that the optical source array lies beneath a surface of the wearable housing. 8. The narrow band optical device of claim 1, wherein the wearable housing includes respective recesses in which the plurality of optical sources are disposed such that the plurality of optical sources lie beneath a surface of the wearable housing. 9. The narrow band optical device of claim 1, wherein the wearable housing includes respective recesses in which the plurality of optical detectors are disposed such that the plurality of optical detectors lie beneath a surface of the wearable housing. 10. The narrow band optical device of claim 1, further comprising an adjustable... | Dynometrics Inc. | A61B005/1455 A61B005/00 G06F001/16 G16H050/20
US10064583 | B2 | 2018-09-04 | Detection of expiratory airflow limitation in ventilated patient | 2013-08-07 | This disclosure describes systems and methods for monitoring and evaluating data associated with ventilatory parameters to detect expiratory airflow limitation in a ventilated patient. For example, a ventilator may monitor flow and/or pressure during ventilation of the patient. Based on the flow and/or pressure measurements, or ventilatory data derived therefrom, the ventilator may calculate expiratory resistance. Moreover, the ventilator may trend expiratory resistance over time to produce an expiratory resistance waveform. In embodiments, the ventilator may calculate the slope of the expiratory resistance waveform during an initial part of exhalation. If the slope of the expiratory resistance waveform during the initial part of exhalation breaches a defined slope threshold, the ventilator may determine that the patient exhibits expiratory airflow limitation. | 1. A ventilator-implemented method for determining whether a ventilated patient exhibits an expiratory airflow limitation, the method comprising: delivering a flow of gases to a patient;monitoring ventilatory parameters;trending airflow resistance over time during an expiratory phase to produce a resistance waveform, wherein airflow resistance is a measure of frictional forces hampering the delivered flow of gases;calculating a slope of the resistance waveform for an initial portion of the expiratory phase;comparing the slope of the initial portion of the expiratory phase of the resistance waveform to a defined slope threshold;determining that the patient exhibits an expiratory airflow limitation when the slope of the initial portion of the expiratory phase of the resistance waveform is greater than or equal to the defined slope threshold; andin response to a determination that the patient exhibits the expiratory airflow limitation, adjusting at least one ventilatory setting. 2. The method of claim 1, further comprising: determining that the patient does not exhibit an expiratory airflow limitation when the slope of the initial portion of the expiratory phase of the resistance waveform is less than the defined slope threshold. 3. The method of claim 1, wherein the airflow resistance is lung resistance. 4. The method of claim 1, wherein the airflow resistance is total resistance. 5. The method of claim 1, further comprising: determining that the patient exhibits an expiratory airflow limitation when the slope of the resistance waveform is greater than or equal to the defined slope threshold for a threshold number of breaths. 6. The method of claim 1, further comprising: determining that the patient exhibits expiratory airflow limitation when the slope of the resistance waveform is greater than or equal to the defined slope threshold for a threshold percentage of breaths. 7. The method of claim 1, wherein the defined slope threshold is a lung resistance slope threshold (slope_RL threshold). 8. A system, comprising: at least one processor; andat least one memory, communicatively coupled to the at least one processor and containing instructions that, when executed by the at least one processor, cause a controller to determine whether a ventilated patient exhibits expiratory airflow limitation, the controller comprising: a gas source for delivering a flow of gases to a patient;a monitoring module for monitoring ventilatory parameters;an expiratory resistance detection module for: calculating airflow resistance during an expiratory phase;trending airflow resistance over time during the expiratory phase to produce a resistance waveform, wherein airflow resistance is a measure of frictional forces hampering the delivered flow of gases;an expiratory airflow limitation detection module for: calculating a slope of the resistance waveform for an initial portion of the expiratory phase;comparing the slope of the initial portion of the expiratory phase ... | Covidien LP | A61B005/08 A61B005/00 A61B005/085 A61M016/00 A61M016/12
US10105076 | B2 | 2018-10-23 | Systems and methods for monitoring a physiological parameter of persons engaged in physical activity | 2012-09-04 | The present disclosure provides system and method for monitoring of at least one physiological parameter of a person engaged in a physical activity, for example, an impact received by a player engaged in a contact sport such as football. The system includes a monitoring unit that actively monitors the physiological parameter of the person, wherein the monitoring unit generates an alert event when the monitored physiological parameter exceeds a threshold of the parameter. The monitoring unit determines whether the parameter exceeds an over-exposure threshold, wherein said threshold is based upon both a single incidence or cumulative incidences. | 1. A system for monitoring of at least one physiological parameter of a body part of a specific player in a subset of multiple players from a larger group of players engaged in play of a contact sport, the system comprising: a plurality of monitoring units, each individual monitoring unit configured to be worn by one of the specific players in the subset of multiple players, the monitoring unit having both a sensor assembly and a control module, said monitoring unit is configured to actively monitor at least one physiological parameter of the body part of the specific player while engaged in play of the contact sport,wherein the monitoring unit is further configured to determine a single incidence physiological parameter value and a cumulative incidence physiological parameter value,wherein the incidence physiological parameter value is determined by the control module from a single measurement of the at least one physiological parameter of the body part of the specific player by the sensor assembly, and wherein the single incidence physiological parameter value is compared to a first predetermined threshold that is based upon the single incidence physiological parameter value; and wherein the cumulative incidence physiological parameter value is determined by the control module from an accumulation of single incidence physiological parameter values that exceed a second predetermined threshold while the player is engaged in playing the contact sport over an extended period of time;wherein the monitoring unit is configured to generate a first alert when the single incidence physiological parameter value exceeds the first predetermined threshold, and to generate a second alert when the cumulative incidence physiological parameter value exceeds a third predetermined threshold that is based upon accumulation of the single incidence physiological parameter values; and a portable alert unit configured to receive any of the first alert and second alert transmitted from a specific monitoring unit that has generated the first alert or the second alert, and wherein the portable alert unit is configured to display information relating to both the received first alert or second alert, wherein the first and second alerts include information to identify the specific player associated with the received first alert or second alert. 2. The monitoring system of claim 1 wherein the sensor assembly comprises a plurality of sensors formed from an electret film. 3. The monitoring system of claim 1 further comprising a protective sports helmet configured to be worn by the specific player, wherein the sports helmet includes (i) an internal padding assembly and (ii) overliner, wherein the sensor assembly is configured to be positioned within the overliner, wherein the overliner is further configured to be positioned between the specific player's head and the internal padding assembly when the sports helmet is worn by the specific player. 4. The monitoring system of cl... | Riddell, Inc. | A61B005/00 A61B005/103 A42B003/04 A61B005/11 A61B005/01
US10067140 | B2 | 2018-09-04 | Mass-spectrometer systems and methods | 2016-11-15 | Embodiments of the present disclosure present novel systems, devices and methods for an automated biological sample analysis using mass-spectrometry. The time from sample introduction to the reporting of data, in some embodiments, takes a relatively short amount of time (e.g., several minutes). In some embodiments, a biological sample to be analyzed is a blood sample. For many applications, only a single drop of blood may be sufficient. Through the use of a mixture of standards with unique molecular mass, a quantitative analysis of the target analyte can be performed in a single MS run (for example), eliminating the need to create and analyze standard curves. One advantage of such embodiments may be that the system, devices, and methods can eliminate the need for batch creation since the requirement to amortize the time and effort of creating and analyzing standard curves can be eliminated. | 1. A system for determining the concentration of an analyte of interest in a bodily fluid, the system comprising: a fluid pumping system comprising at least one positive pressure pump;a sample preparation portion comprising a single-use, disposable cartridge comprising: a solid residue of a plurality of internal standards within a sample introduction port, the plurality of internal standards comprising a plurality of stable isotopes of the analyte of interest or a plurality of chemically derivatized analyte samples, each of the plurality of internal standards being at different, known concentrations;a filtration region;a chromatography region; andan outlet port configured to be in fluid communication with a mass spectrometer;a sample analysis portion comprising the mass spectrometer, wherein the mass spectrometer produces a spectra for the analyte of interest in a sample of a bodily fluid, and at least one of the plurality of internal standards in a single spectral measurement; andat least one processor having operational thereon computer instructions for at least controlling operation of the system, creating a standard curve of the spectra, and determining a concentration of the analyte of interest contained in the bodily fluid sample based upon the standard curve, and reporting the at least one analyte concentration. 2. The system of claim 1, wherein fluid pumping system comprises a first pump and a second pump and at least one valve for directing fluid flow, and wherein the at least one valve comprises a multi-port valve. 3. The system of claim 2, wherein the multi-port valve includes a selector configured to select at least one pair of ports for fluid communication there-between. 4. The system of claim 3, wherein the multi-port valve comprises at least 6 ports designated respectively as ports 1 through 6. 5. The system of claim 4, wherein upon the selector being in a first position, ports 1 and 2 are in fluid communication, ports 3 and 4 are in fluid communication, and ports 5 and 6 are in fluid communication. 6. The system of claim 5, wherein upon the selector being in a second position, ports 2 and 3 are in fluid communication, ports 4 and 5 are in fluid communication, and ports 6 and 1 are in fluid communication. 7. The system according to claim 3, wherein at least one position of the selector is configured for loading and washing position of the bodily fluid sample. 8. The system according to claim 3, wherein at least one position of the selector is configured for an elution of the bodily fluid sample. 9. The system of claim 4, wherein port 1 is connected to the first pump and port 2 is connected to the sample introduction port. 10. The system of claim 4, wherein port 3 is connected to the second pump and port 4 is connected to the mass spectrometer. 11. The system of claim 4, wherein port 5 is connected to is connected to the outlet of the cartridge and port 6 is connected to a waste tank. 12. The system of claim 4, wherein po... | PureHoney Technologies, Inc. | H01J001/34 A61B005/157 A61M005/172 G01N033/68 G01N001/34 G01N035/10 G01N033/94 G01N001/40
US10080898 | B2 | 2018-09-25 | Simultaneous physiological sensing and stimulation with saturation detection | 2015-05-29 | Systems and method may be used for interfacing with a patient. Systems may include a plurality of electrodes in electrical communication with a processor. The processor may be configured to receive sense signals from electrodes and to determine the reliability of the received signal. A test tone signal comprising a test tone frequency may be applied, and the magnitude of the test tone frequency may be analyzed in the received signal. If it is determined that the magnitude of the test tone frequency is below a threshold, the system may take action, such as lowering the gain on an amplifier. Stimulation signals may be applied to the patient at a stimulation frequency simultaneously with one or both of receiving sense signals and providing the test tone signal. | 1. A method comprising: applying a stimulation signal to a patient, the stimulation signal comprising a stimulation frequency within a first frequency band;while applying the stimulation signal, simultaneously receiving a signal from the patient, wherein the received signal comprises a sense signal comprising frequency content within a second frequency band, the second frequency band being distinct from the first frequency band;applying a test tone signal simultaneously with the stimulation signal, the test tone signal comprising a test frequency outside of the first and second frequency bands;in real time, using a processor, processing the received signal to produce a processed signal, wherein the processed signal comprises at least a first signal component from the sense signal and a second signal component caused by applying the test tone signal;using the processor, monitoring at least one reliability signal indicative of the reliability of the processed signal, wherein monitoring the at least one reliability signal comprises monitoring a magnitude of the second signal component, caused by applying the test tone signal, at the test frequency in the processed signal; andin response to the reliability signal meeting at least one predetermined criterion, using the processor, automatically performing at least one action to improve the reliability of the processed signal, wherein the reliability signal meeting the at least one predetermined criterion comprises the magnitude of the second signal component, caused by applying the test tone signal, at the test frequency being less than a predetermined threshold, andwherein performing at least one action to improve the reliability of the processed signal comprises adjusting at least one of (i) the stimulation signal, (ii) the processing of the sense signal, and (iii) the test tone. 2. The method of claim 1, wherein: processing the received signal comprises amplifying the received signal via an amplifier;andperforming at least one action to improve the reliability of the processed signal comprises reducing the gain of the amplifier. 3. The method of claim 1, wherein the first frequency band comprises frequencies between 120 Hz and 160 Hz, and the second frequency band comprises frequencies between 0 and 100 Hz. 4. The method of claim 3, wherein the test tone frequency is approximately 105 Hz. 5. The method of claim 3, further comprising generating a graphical display for user analysis, the graphical display including representation of the frequency content of the sense signal over time. 6. The method of claim 1, wherein: applying the stimulation signal to the patient comprises applying the stimulation signal to a patient's brain;receiving the signal from the patient comprises receiving the signal from the patient's brain; andapplying the test tone signal comprises applying the test tone signal to the patient's brain. 7. The method of claim 6, wherein applying the stimulation signal to the patient ... | Medtronic, Inc. | A61B005/00 A61N001/36 A61B005/048 A61N001/05
US10089446 | B2 | 2018-10-02 | Method and device for providing offset model based calibration for analyte sensor | 2013-09-03 | Methods and devices to detect analyte in body fluid are provided. Embodiments include processing sampled data from analyte sensor, determining a single, fixed, normal sensitivity value associated with the analyte sensor, estimating a windowed offset value associated with the analyte sensor for each available sampled data cluster, computing a time varying offset based on the estimated windowed offset value, and applying the time varying offset and the determined normal sensitivity value to the processed sampled data to estimate an analyte level for the sensor. | 1. A method, comprising: positioning a first portion of an analyte sensor in fluid contact with bodily fluid under a skin surface;electrically coupling a second portion of the analyte sensor with a power source to provide power to the analyte sensor while the first portion of the analyte sensor is positioned in fluid contact with the bodily fluid under the skin surface;generating, with the analyte sensor, signals corresponding to an analyte level in the bodily fluid;generating a sampled data based on the signals from the analyte sensor;determining that the sampled data is associated with an abnormal sensor sensitivity event;estimating an offset value based on the sampled data;determining a time varying offset based on the estimated offset value;estimating the analyte level based on the determined time varying offset; andproviding a predictive alarm to a user based on the estimated analyte level. 2. The method of claim 1, further including performing retrospective lag correction of the sampled data. 3. The method of claim 1, further including smoothing the sampled data. 4. The method of claim 1, further including performing temperature correction for the sampled data. 5. The method of claim 1, further including determining a sensitivity value associated with the analyte sensor. 6. The method of claim 5, wherein determining the sensitivity value includes pairing the sampled data with one or more time corresponding reference measurement values. 7. The method of claim 5, further including applying the sensitivity value to the sampled data. 8. An apparatus, comprising: an analyte sensor having a first portion and a second portion, the first portion positioned in fluid contact with a bodily fluid under a skin surface, the analyte sensor configured to generate signals corresponding to an analyte level in the bodily fluid;a power source electrically coupled to the second portion of the analyte sensor to provide power to the analyte sensor for generating the signals while the first portion of the analyte sensor is in fluid contact with the bodily fluid under the skin surface;a data communication interface;one or more processors operatively coupled to the data communication interface and the analyte sensor; anda memory operatively coupled to the one or more processors for storing instructions which, when executed by the one or more processors, causes the one or more processors to generate a sampled data based on the signals from the analyte sensor, and to determine that the sampled data is associated with an abnormal sensor sensitivity event, to estimate an offset value based on the sampled data, to determine a time varying offset based on the estimated offset value, to estimate the analyte level based on the determined time varying offset, and provide a predictive alarm to a user based on the estimated analyte level. 9. The apparatus of claim 8, wherein the memory for storing instructions, when executed by the one or more processors, causes the on... | Abbott Diabetes Care Inc. | G06F019/24 A61B005/1486 G06F019/00 A61B005/145 A61B005/1495
US10076248 | B2 | 2018-09-18 | Hybrid catheter system | 2013-10-18 | System and method for obtaining information about a target structure. The system includes an optoelectrical element with an optical fiber having a core, a coating surrounding the core, an optical axis, a proximal end, and a distal end. The optoelectrical element also includes an electrical connector embedded within the coating along the optical axis between the proximal end and the distal end. A transducer is disposed at the distal end and electrically connected to the electrical connector. The transducer is operable to detect a first energy, generated in response to light that has been transmitted from the proximal end to the distal end and outcoupled from the distal end toward the target structure, and to convert the received first energy to an electrical signal to be transmitted along the electrical connector. | 1. A data-collecting system structured to obtain information about at least one portion of a target, the system comprising: an optoelectrical element including an optical fiber element having a core, a coating surrounding the core, an optical axis, a proximal end, and a distal end, the optical fiber element containing a multi-mode optical fiber structured to transmit light between the proximal and distal ends, andan electrical member embedded within the coating along the optical axis to electrically connect the proximal and distal ends;an optical coupling unit at the distal end;anda transducer disposed at the distal end and electrically connected to the electrical member, the transducer being operable to receive first energy, generated in response to excitation light that has been transmitted from the proximal end along said multi-mode optical fiber to the distal end and outcoupled from the distal end toward the target, andto convert the received first energy to an electrical signal to be transmitted along the electrical member,wherein the optical fiber element is configured to collect, through the optical coupling unit, fluorescent radiation generated at said at least one portion of the target in response to irradiation of said at least one portion with the excitation light through the optical coupling unit,said system being a catheter. 2. The system of claim 1, wherein the first energy is acoustic energy. 3. The system of claim 1, wherein the optical coupling unit is positioned between the distal end and the transducer, the optical coupling unit being rotatable about the optical axis. 4. The system of claim 3, wherein the optical coupling unit and the transducer are simultaneously rotatable about the optical axis. 5. The system of claim 1, wherein the target includes a lumen, and the optoelectrical element is configured as a single-shaft catheter dimensioned to be insertable into the lumen. 6. The system of claim 1, further comprising a light source optically coupled with the proximal end and configured to generate the excitation light, at a frequency sufficient to cause the target to generate the first energy, in response to being illuminated with the excitation light. 7. The system of claim 1, wherein the electrical member includes first and second wires embedded symmetrically about the optical axis. 8. The system of claim 1, further comprising an image data processing circuitry operably connected with the optoelectrical element through a rotary joint at the proximal end. 9. The system of claim 1, wherein the transducer is structured as an ultrasound transceiver. 10. The system of claim 1, wherein the optoelectrical element is equipped to outcouple light from the distal end in a direction that is transverse to the optical axis. 11. The system of claim 1, further comprising a rotary joint that is configured to enable a simultaneous rotation of the optoelectrical element and the transducer about the optical axis. 12. The system of cl... | The General Hospital Corporation | A61B005/00 A61B001/00 A61B001/04 A61B008/12 A61B008/00 A61B001/07
US10105524 | B2 | 2018-10-23 | Article with hollow microneedles and method of making | 2013-12-13 | The present application provides articles (10) having a polymeric substrate (12) with a plurality of solid and/or hollow microneedles (20) extending therefrom. Each solid microneedle is formed by a molding process and the microneedle has body with first (30) and second cavities (40) extending therein. The hollow microneedles are formed by removing a portion of the polymeric material disposed between the first cavity and the second cavity. A method for determining the location of a microneedle in an article comprising solid microneedles is also provided. The method comprises directing electromagnetic radiation toward an article comprising a plurality of microneedles and imaging the article. | 1. An article, comprising: a substrate having first side and second side opposite the first side;wherein the first side comprises a first major surface that defines a base from which at least one microneedle extends; wherein the at least one microneedle comprises a body, a tip and a first cavity extending into the body; wherein the first cavity comprises an opening on the first side and a first terminus located within the body of the microneedle;wherein the second side comprises a second major surface comprising a second cavity that extends into the body of the at least one microneedle; wherein the second cavity comprises a second opening on the second side, and a second terminus located within the body of the microneedle;wherein the first terminus is spaced apart from the second terminus;and a thinned region disposed between the first cavity and the second cavity in the body of the microneedle;wherein a straight line passing through the substrate can enter the substrate at a first point in the second cavity and exit the substrate at a second point in the first cavity. 2. The article of claim 1, wherein the first point is proximate the second terminus and the second point is proximate the first terminus. 3. The article of claim 1, wherein a shortest distance between the first cavity terminus and the second cavity terminus is about 1 micron to about 500 microns. 4. The article of claim 1, wherein: the first cavity defines a first channel segment;the second cavity defines a third channel segment; andfurther comprising a third channel segment extending through at least a portion of the thinned region between the first terminus and the second terminus wherein the first channel segment has a first interior surface topology, the second channel segment has a second interior surface topology, and the third channel segment has a third interior surface topology;wherein the third interior surface topology is optically distinguishable from the first interior surface topology. 5. The article of claim 4, wherein the first channel segment extends from the first terminus to a first transition locus in the body of the at least one microneedle. 6. The article of claim 4, wherein the second channel segment extends from the second terminus to a second transition locus in the body of the at least one microneedle. 7. The article of claim 4, wherein the third interior surface topology is optically distinguishable from the first interior surface topology and the second interior surface topology. 8. The article of claim 4, wherein a maximum diameter of the third channel segment at a location distal to the second transition locus is smaller than a minimum diameter of the second channel segment at a location distal the second transition locus. 9. The article of claim 4, wherein the aspect ratio of the each microneedle in the plurality of microneedles is about 2:1to about 5:1, inclusive. 10. A method, comprising: molding a material to form the article of claim 1,af... | 3M Innovative Properties Company | A61M037/00 A61B005/15 B29C069/00 B29L031/00
US10117005 | B2 | 2018-10-30 | System and method for device action and configuration based on user context detection from sensors in peripheral devices | 2017-11-08 | A system and method for device action and configuration based on user context detection from sensors in peripheral devices are disclosed. A mobile device includes an interface to receive sensor data from a sensor of a wearable peripheral device worn by a user. The mobile device further includes at least one processor to: identify an activity engaged in by the user based on the sensor data, detect a completion of the activity based on the sensor data, and configure the mobile device to generate a notification to the user in response to the detection of the completion of the activity. | 1. A mobile device comprising: an interface to receive audio data from a sensor of a wearable peripheral device worn by a user; andat least one processor to: identify when the user is eating based on the audio data indicating the user is at least one of chewing or swallowing, the audio data generated in response to at least one of movement or sound of the user,detect completion of the eating based on the audio data, andconfigure the mobile device to generate a reminder to the user in response to the detection of the completion of the eating, the reminder to remind the user to take medication following the completion of the eating. 2. The mobile device as defined in claim 1, wherein the at least one processor is structured to configure the mobile device to generate a notification to the user during the eating based on a detected rate of the at least one of the chewing or the swallowing. 3. The mobile device as defined in claim 1, wherein the at least one processor is structured to determine a type of food the user is eating. 4. The mobile device as defined in claim 3, wherein the at least one processor is structured to determine the type of food based on the audio data. 5. The mobile device as defined in claim 3, wherein the at least one processor is structured to determine the type of food based on a user response to a prompt generated at the mobile device in response to detecting that the user is eating. 6. The mobile device as defined in claim 1, wherein the at least one processor is structured to configure the mobile device to suppress additional notifications received at the mobile device during the eating. 7. The mobile device as defined in claim 1, further including an audio jack, the wearable peripheral device corresponding to one of a headset or earbuds, the wearable peripheral device in communication with the mobile device via the audio jack. 8. A hardware memory comprising instructions that, when executed, cause a mobile device to at least: identify when a user wearing a wearable peripheral device is eating, the eating identified based on audio data from the wearable peripheral device indicating the user is at least one of chewing or swallowing, the audio data generated in response to at least one of movement or sound of the user;detect termination of the eating based on the audio data; andgenerate a reminder to the user in response to the termination of the eating, the reminder to remind the user to take medication following the termination of the eating. 9. A method, comprising identifying, by executing an instruction with at least one processor, an ending of eating by a user wearing a wearable peripheral device, the ending of the eating identified based on audio data from a sensor of the wearable peripheral device, the audio data indicating the user is at least one of chewing or swallowing, the audio data based on at least one of movement or sound of the user; andgenerating, by executing an instruction with the at least one p... | INTEL CORPORATION | G08C019/22 H04Q009/00 A61B005/01 A61B005/024 A61B005/053 G10L019/00 H04M001/725 H04W068/00 H04R001/10 A61B005/00 H04W088/02 H04M001/60
US10113889 | B2 | 2018-10-30 | Quality assurance system and method for navigation-assisted procedures | 2013-03-26 | A calibration system includes a channel block (102) having a plurality of channels (104) formed therein. The channels are configured to correspond to locations where treatment devices are inserted for treatment of a patient. The channels are dimensioned to restrict motion of the treatment devices. A tracking system (128) is configured to monitor a position of a treatment device (108) inserted in one or more of the channels. The tracking system is configured to generate tracking data for the at least one treatment device for comparison with an expected position for the treatment device. | 1. A calibration system for a tracking system, comprising: a channel block having a plurality of channels formed therein, the plurality of channels being configured to correspond to locations where treatment devices are inserted for treatment of a patient, the channels being dimensioned to restrict motion of the treatment devices; andthe tracking system configured to monitor a position of at least one treatment device inserted in at least one of the channels of the plurality of channels, the tracking system being configured to generate tracking data for the at least one treatment device as the treatment devices move through the plurality of channels for comparison from within a corresponding channel with an expected position based on the true positional data for the at least one treatment device from within the corresponding channel, the expected path data include one or more of a particular grid position a stepper setting, arbitrarily set data, and data from a surgical plan. 2. The system as recited in claim 1, wherein the plurality of channels are arranged to correspond with a grid employed for locating the treatment devices. 3. The system as recited in claim 2, wherein the grid includes holes which are aligned with the plurality of channels such that the at least one treatment device is inserted in one of the channels by passing through one of the holes in the grid. 4. The system as recited in claim 2, further comprising a stepper for positioning and configuring one of the grid and the channel block. 5. The system as recited in claim 1, wherein the tracking system includes an electromagnetic tracking system that is remote from the channel block, and the at least one treatment device includes an electromagnetic sensor. 6. The system as recited in claim 1, wherein the at least one treatment device includes one of a needle and a catheter. 7. The system as recited in claim 1, wherein the channel block includes an acoustic window which permits transmittance of ultrasonic waves. 8. The system as recited in claim 1, wherein the channel block includes a material that simulates acoustic properties of living tissue. 9. The system as recited in claim 1, further comprising a workstation including a processor and memory, the memory storing a program module configured to collect the tracking data for comparison with expected position data for the at least one treatment device. 10. The system as recited in claim 9, wherein the program module is configured to provide workflow instructions for a user through an interface for quality assurance reporting, reviewing process steps, tracking data and archiving data. 11. The system as recited in claim 9, further comprising a warning mechanism configured to be responsive to a determination that the tracking data and the expected position data for the at least one treatment device do not meet requirements. 12. The system as recited in claim 1, wherein the channels include curved channels to simulate implant... | Koninklijke Philips N.V. | G01D018/00 G01N029/04 G01B007/00 G01H017/00 A61B005/06 A61N005/10 A61B017/34 A61B034/20 A61B017/00
US10115171 | B2 | 2018-10-30 | Medication related task notification system | 2008-07-01 | A task management system for informing a clinician of medication administration related tasks to be performed, includes a repository of information. The repository of information associates data identifying multiple different medications with corresponding multiple post-administration alert messages. An individual alert message notifies a clinician of a particular post-administration task to be performed concerning a particular medication following administration of the particular medication to a patient. An input processor receives data indicating the particular medication has been administered to the patient. A workflow processor, in response to received data indicating the particular medication has been administered to the patient, uses the repository for identifying a post-administration task associated with the particular medication and automatically adds data indicating the post-administration task to be performed to a task list of a clinician. A reproduction device presents the post-administration task and task list of the clinician for viewing by a user. | 1. A task management system for informing a clinician of medication administration related tasks to be performed, comprising: a repository of information associating data identifying a plurality of different medications with a corresponding plurality of post-administration alert messages, an individual alert message being for notifying a clinician of a particular post-administration task to be performed concerning a particular medication following administration of said particular medication to a patient;a pharmacy information system including a configuration processor device enabling a pharmacist to initiate incorporating data in said repository associating a post-administration alert message with a particular medication as well as with times for a post-administration alert message to be generated and provided to a clinician and enabling a pharmacist to dynamically associate a post-administration alert message that is not in a medication database with a particular medication and configured to automatically generate the post-administration alert message for an order for the particular medication for presentation on a mobile point-of-care medication administration system;a communication interface presenting the post-administration alert message as a pop-up display window on a graphic user interface of a mobile point-of-care medication device, the post-administration alert message being automatically presented on the graphic user interface upon one of the following: an order for the particular administration is entered for the patient, the particular medication is selected for administration for the patient, or a medication profile for the particular medication is opened;an input processor device receiving data indicating said particular medication has been administered to said patient;a workflow processor device processing data to determine tasks to add to or remove from a task list or to modify tasks incorporated on, or for incorporation on, a task list and for, in response to received data indicating said particular medication has been administered to said patient, using information in said repository to identify a post-administration task associated with said particular medication and automatically adding data indicating an identified post-administration task to be performed to a task list of a clinician; andthe mobile point-of-care medication device presenting said identified post-administration task and task list of said clinician and a post-administration alert message to said clinician for viewing by a user. 2. A system according to claim 1, wherein said configuration processor device enables the pharmacist to configure whether the post-administration alert message is to repeat on a user selectable particular schedule. 3. A system according to claim 1, including a pharmacy interface receiving order data concerning said patient from a pharmacy information system, said order data associating said particular medication with said patient ands... | Cerner Innovation, Inc. | G06Q050/00 G06Q010/00 G06F019/00 A61B005/00 G06Q050/22 G06Q010/06 G06Q010/10 G06F017/30
US10111609 | B2 | 2018-10-30 | Method for detecting a malfunction of a sensor for measuring an analyte concentration in vivo | 2015-11-30 | The invention relates to a method for detecting a malfunction of a sensor for measuring an analyte concentration in vivo, wherein a series of measurement signals is produced by means of the sensor, and a value of a noise parameter is continually determined from the measuring signals, the noise parameter indicating how severely the measurement is impaired by interference signals. According to the invention, continually determined values of the noise parameter are used to determine how quickly the noise parameter changes, and the rate of change of the noise parameter is evaluated to detect a malfunction. | 1. A method for detecting a malfunction of a sensor for measuring an analyte concentration in vivo, comprising: producing a series of measuring signals, by means of the sensor;determining successively a value of a noise parameter from the measuring signals, the noise parameter indicating how severely the measurement is impaired by interference signals;determining the rate of change of the values of the noise parameter by calculating a time derivative of the noise parameter, wherein the rate of change of the noise parameter is determined on a smoothened series of values of the noise parameter; andanalyzing the rate of change of the noise parameter in order to detect a malfunction,wherein in calculating the value of the noise parameter it is determined which portion of a measuring value is based on the interference signals such that a given measuring value is the sum of a useful signal that corresponds to the analyte concentration and the interference signal, andwherein a recursive filter is used to separate a noise portion from the useful portion of the measurement signal. 2. The method according to claim 1, wherein one value of a noise parameter each is determined for a pre-determined time interval. 3. The method according to claim 1, wherein the rate of change of the noise parameter is analyzed by comparing it to a threshold value. 4. The method according to claim 3, wherein the threshold value is changed during sensor operation as a function of a measuring result. 5. The method according to claim 4, wherein the sensor comprises a working electrode, a counter-electrode, and a reference electrode, whereby the measuring result is based on a measurement of the electrical potential of the counter-electrode. 6. The method according to claim 1, wherein a warning signal is generated as a consequence of the detection of a malfunction. 7. The method according to claim 1, wherein a malfunction that has been determined by the analysis of the rate of change is assigned to one of at least two classes. 8. The method according to claim 7, wherein the assignment is made as a function of the rate of change and of at least one further parameter. 9. The method according to claim 1, wherein the noise parameter characterizes the absolute intensity of the interference signals. 10. The method according to claim 1, wherein multiple measuring signals are used to calculate one measuring value each and multiple measuring values are used to calculate one value of the noise parameter each. 11. The method according to claim 10, wherein the measuring values are calculated by calculating the mean of multiple measuring signals. 12. The method according to claim 1, wherein the smoothened series of values of the noise parameter is obtained by calculating a mean of a pre-determined number of consecutive noise parameter values. | ROCHE DIABETES CARE, INC. | A61B005/1495 A61B005/1486 A61B005/145 A61B005/1468 A61B005/00
US10071229 | B2 | 2018-09-11 | Mechanisms for improving the stiffness transition across a dissimilar metal weld joint | 2015-04-14 | The present disclosure is directed to multi-segment intraluminal guide wires including an elongate distal portion comprising a first metallic material (e.g., nitinol), an elongate proximal portion comprising a second metallic material (e.g., stainless steel). The distal and proximal portions may be directly joined together end to end by a solid-state weld joint. A diameter of the weld region surrounding the weld joint on either side of the weld joint may be reduced (e.g., ground down) relative to the diameter of the distal and proximal portions of the guide wire on either side of the weld region. A stiffness adjusting sleeve may be disposed over the weld joint so that a transition profile of bending stiffness across the weld region is gradual, rather than abrupt across the distal portion of the guide wire to the proximal portion of the guide wire. A polymer jacket may cover the sleeve and distal portion. | 1. A multi-segment intraluminal guide wire comprising: an elongate first distal portion comprising a first metallic material;an elongate second proximal portion comprising a second metallic material that is different from the first metallic material, the distal and proximal elongate portions being joined together end to end by a solid-state weld joint;a diameter of a weld region surrounding the weld joint being reduced relative to a diameter of the distal and proximal portions of the guide wire on either side of the weld region;a stiffness adjusting sleeve disposed over the weld joint so that a transition profile of bending stiffness across the weld region is gradual rather than abrupt across the distal portion of the guide wire to the proximal portion of the guide wire, wherein the stiffness adjusting sleeve is: formed from a multifilar coil including multiple strands of helically wound wire disposed over the weld region so that a transition profile of bending stiffness across the weld region is gradual rather than abrupt across the distal portion of the guide wire to the proximal portion of the guide wire; orformed from a sleeve body in which at least one end thereof is tapered in thickness so that a transition profile of bending stiffness across the weld region is gradual rather than abrupt across the distal portion of the guide wire to the proximal portion of the guide wire. 2. The multi-segment intraluminal guide wire of claim 1, wherein the distal portion comprises nitinol and the proximal portion comprises at least one of stainless steel or a cobalt-based alloy. 3. The multi-segment intraluminal guide wire of claim 1, wherein ends of individual strands of the multifilar coil are adhered to one another to prevent them from fraying. 4. The multi-segment intraluminal guide wire of claim 1, wherein both ends of the stiffness adjusting sleeve are tapered. 5. The multi-segment intraluminal guide wire of claim 1, wherein only the proximal end of the hollow cylindrical stiffness adjusting sleeve is tapered. 6. The multi-segment intraluminal guide wire of claim 1, wherein the weld joint is disposed no more than 25 cm from a distal end of the distal portion. 7. The multi-segment intraluminal guide wire of claim 1 wherein the weld joint is disposed no more than 20 cm from a distal end of the distal portion. 8. The multi-segment intraluminal guide wire of claim 1, wherein the weld joint is disposed no more than 15 cm from a distal end of the distal portion. 9. The multi-segment intraluminal guide wire of claim 1, wherein the weld joint is disposed no more than 10 cm from a distal end of the distal portion. 10. The multi-segment intraluminal guide wire of claim 1, wherein the weld joint is disposed from 3 cm to 25 cm from a distal end of the distal portion. 11. The multi-segment intraluminal guide wire of claim 1, wherein a diameter of the distal portion is greater than a diameter of the proximal portion to aid in reducing any difference in b... | ABBOTT CARDIOVASCULAR SYSTEMS, INC. | A61B005/00 A61M025/09
US10085629 | B2 | 2018-10-02 | Observation system | 2017-05-04 | An observation system includes: a light source portion configured to generate light of a first wavelength band, and light of a second wavelength band; an emphasizing processing portion configured to perform processing for highlighting a structure positioned in a layer of a predetermined depth in the biological tissue, to an image obtained by picking up an image of return light from the biological tissue; a selecting portion configured to change an emphasis amount; and a control portion configured to increase a ratio of a light quantity of the light of the second wavelength band to the light quantity of the light of the first wavelength band when the emphasis amount is increased, or decrease the ratio of the light quantity of the light of the second wavelength band to the light quantity of the light of the first wavelength band when the emphasis amount is decreased. | 1. An observation system comprising: a light source portion configured to generate: light of a first wavelength band, which is green light, scattered or absorbed in a layer of a predetermined depth in biological tissue,light of a second wavelength band, which is green light, having a center wavelength on a long-wavelength side with respect to the light of the first wavelength band,light of a third wavelength band, which is blue light, scattered or absorbed in a layer shallower than the predetermined depth in the biological tissue, andlight of a fourth wavelength band, which is blue light, having a center wavelength on a short-wavelength side with respect to the light of the third wavelength band, as illumination light for illuminating the biological tissue;an emphasizing processing portion configured to perform emphasizing processing for highlighting a structure positioned in the layer of the predetermined depth in the biological tissue, in an image obtained by picking up an image of return light from the biological tissue illuminated by the illumination light;a selecting portion configured to select an emphasis amount of the emphasizing processing performed in the emphasizing processing portion from: a first emphasis amount,a second emphasis amount larger than the first emphasis amount, anda third emphasis amount larger than the second emphasis amount; anda control portion configured to: when the first emphasis amount is selected by the selecting portion, set a ratio of a light quantity of the light of the second wavelength band to a light quantity of the light of the first wavelength band to a first ratio, and set a ratio of a light quantity of the light of the fourth wavelength band to a light quantity of the light of the third wavelength band to a second ratio,when the second emphasis amount is selected by the selecting portion, set a ratio of the light quantity of the light of the fourth wavelength band to the light quantity of the light of the third wavelength band to the second ratio, and set a ratio of the light quantity of the light of the second wavelength band to the light quantity of the light of the first wavelength band to a third ratio larger than the first ratio, andwhen the third emphasis amount is selected by the selecting portion, set a ratio of the light quantity of the light of the second wavelength band to the light quantity of the light of the first wavelength band to the third ratio, and set a ratio of the light quantity of the light of the fourth wavelength band to the light quantity of the light of the third wavelength band to a fourth ratio larger than the second ratio. 2. The observation system according to claim 1, wherein the control portion equalizes an added value of the light quantity of the light of the first wavelength band and the light quantity of the light of the second wavelength band before and after changing the ratio of the light quantity of the light of the second wavelength band to the light quantity o... | OLYMPUS CORPORATION | A61B001/06 A61B001/00 A61B001/05 A61B005/02 A61B005/00 A61B001/04 A61B005/145 A61B005/024 A61B005/026
US10064778 | B2 | 2018-09-04 | Walking assistance devices and methods of controlling the same | 2014-07-22 | A walking assistance device may include at least one walking assistance unit configured to assist a user in walking; and/or a controller configured to control, based on a walk pattern of the user, the at least one walking assistance unit to produce torque only in at least one assistance period needing walking assistance in a walk cycle. A method of controlling walking assistance may include: calculating a walking assistance time using a difference between a start time and a termination time of an assistance period needing the walking assistance in a walk pattern; and/or assisting a user in walking when the assistance period begins, by producing torque for the walking assistance time. | 1. A walking assistance device, comprising: a walking assistance unit configured to assist a user in walking;a plurality of sensors configured to sense change of pressure to a feet of the user and sense at least one of a rotational angle or a rotational rate of the walking assistance unit; anda controller configured to control the walking assistance unit to produce torque only in at least one assistance period needing walking assistance in a walk cycle based on a walk pattern of the user, the at least one assistance period being one or more portions of the walk cycle,wherein the controller is further configured to determine a first point in time of one foot of the user contacting a ground surface and a second point in time of hip joints of the user crossing each other subsequent to the first point in time, based on information from the plurality of sensors, and control the walking assistance unit to initiate to produce the torque at the first point in time and terminate production of the torque at the second point in time, andwherein the controller is further configured to determine a third point in time point of the other foot of the user contacting the ground surface and a fourth point in time of the hip joints of the user crossing each other subsequent to the third point in time, based on the information from the plurality of sensors, and control the walking assistance unit to initiate to produce the torque at the third point in time and terminate production of the torque at the fourth point in time. 2. The walking assistance device according to claim 1, wherein the controller is further configured to calculate a walking assistance time using a difference between a start time and termination time of the assistance period in the walk pattern, and wherein the controller is further configured to control the walking assistance unit to produce torque for the calculated walking assistance time in response to the assistance period starting. 3. The walking assistance device according to claim 2, wherein the controller comprises a pattern analysis unit configured to (1) analyze the walk pattern for a certain period of time to extract a change pattern of the walk pattern and (2) correct the walking assistance time based on the change pattern of the walk pattern. 4. The walking assistance device according to claim 2, wherein the controller comprises a torque adjustment unit configured to adjust a pattern of torque to be produced by the walking assistance unit, based on the walking assistance time. 5. The walking assistance device according to claim 1, wherein the torque is produced to gradually increase and then gradually decrease. 6. The walking assistance device according to claim 1, wherein the assistance period is a period in the walk cycle needing consumption of a relatively large amount of energy by the user. 7. The walking assistance device according to claim 1, wherein the at least one assistance period includes a plurality of assistance pe... | Samsung Electronics Co., Ltd. | A61H001/02 A61H003/00 A61B005/103 A61B005/11
US10092754 | B1 | 2018-10-09 | Movement disorder therapy system and methods of tuning remotely, intelligently and/or automatically | 2016-09-29 | The present invention relates to methods for remotely and intelligently tuning movement disorder of therapy systems. The present invention still further provides methods of quantifying movement disorders for the treatment of patients who exhibit symptoms of such movement disorders including, but not limited to, Parkinson's disease and Parkinsonism, Dystonia, Chorea, and Huntington's disease, Ataxia, Tremor and Essential Tremor, Tourette syndrome, stroke, and the like. The present invention yet further relates to methods of remotely and intelligently or automatically tuning a therapy device using objective quantified movement disorder symptom data to determine the therapy setting or parameters to be transmitted and provided to the subject via his or her therapy device. The present invention also provides treatment and tuning intelligently, automatically and remotely, allowing for home monitoring of subjects. | 1. A movement disorder therapy-tuning system comprising: a tuning device further comprisingat least one interface and at least one processorthe at least one interface adapted a) for instructing a subject when to perform at least one movement disorder test, b) for automatically inputting a set of parameters into a processor under which a subject's electrical stimulator is operating, c) for inputting scores quantifying at least one motor symptom based on the at least one movement disorder test performed multiple times under multiple sets of operating parameters, the scores being determined by at least one physician, clinician, technician or device with sensors for quantifying symptomatic movement, d) for outputting a tuning map, which at least one of the, or another of a clinician, technician or physician uses to select a new set of operating parameters for the electrical stimulator based at least in part on the tuning map, and e) for outputting the new set of operating parameters to the subject's stimulator device such that the subject's stimulator device can operate under the new set of operating parameters; andthe at least one processor further comprising an algorithm adapted for combining at least the data corresponding to the subject's multiple motor symptom scores, data corresponding to the test parameters from the at least one movement disorder test and/or the multiple sets of operating parameters to generate the tuning map for viewing by the at least one, or another of a clinician, technician and/or physician comprising a two-dimensional representation of a three-dimensional graph that illustrates a correlation between the test parameters and/or electrical stimulator operating parameters, and the data corresponding to the subject's quantified motor symptoms scores. 2. The therapy-tuning system of claim 1, wherein the tuning map comprises a scatter plot of symptom severity scores, and the horizontal and vertical axes of the tuning map each represent either individual therapy parameters, or groupings of multiple therapy parameters. 3. The therapy-tuning system of claim 2, wherein the vertical axis of the tuning map represents stimulation current amplitude and the horizontal axis represents different parameter groupings, the parameter groupings including different settings or values for parameters selected from stimulation frequency, amplitude, pulse width, pulse wavelength, waveform type, or contact configuration. 4. The therapy-tuning system of claim 2, wherein the tuning map is a two-dimensional representation of a three-dimensional graph that provides a correlation between at least two test parameters and the results of at least three movement disorder tests. 5. The therapy-tuning system of claim 1, adapted wherein the at least one, or another of a physician, clinician, or technician can determine new set of operating parameters to the subject's stimulator device based on the constraint of achieving at least a 50% reduction of the seve... | Great Lakes NeuroTechnologies Inc. | A61N001/36 A61N001/05 A61B005/11 A61N001/372 A61B005/00
US10070927 | B2 | 2018-09-11 | Sensor assembly tethered within catheter wall | 2014-10-21 | A distal tip assembly for an elongate medical device having an axis comprises a shaft having a proximal end portion, a distal end portion, a wall, and a central lumen extending axially between said proximal end portion and said distal end portion. The distal tip assembly further comprises a position sensor disposed in an outer sleeve such that the sensor can shift relative to the sleeve. The sleeve is disposed at least in part in the wall and is substantially fixed thereto. | 1. A method of fabricating a distal tip assembly for an elongate medical device having an axis, comprising: providing a first shaft layer;placing, at a distal end portion of said elongate medical device, a position sensor assembly on said first shaft layer, said position sensor assembly comprising a tubular core, an electrically-conductive coil wound on said core, and an outer sleeve surrounding said core and said coil;applying a second shaft layer radially-outwardly of said position sensor assembly and said first shaft layer; andsubjecting said tip assembly to a reflow lamination process, wherein said first shaft layer and said second shaft layer bond to an outer surface of said sleeve, and said coil and said core can shift within said sleeve. 2. The method of claim 1, further comprising: coupling said coil to one or more wires; andextending said one or more wires axially toward a proximal end from said position sensor assembly. 3. The method of claim 1, further comprising: coupling a tip electrode to an extreme distal end of said distal end portion;placing a shape wire radially-inwardly of said first shaft layer; andcoupling said shape wire to said tip electrode. 4. The method of claim 1, wherein said first shaft layer and said second shaft layer comprise PEBAX material. 5. The method of claim 1, wherein said outer sleeve comprises expanded polytetrafluoroethylene (ePTFE). 6. The method of claim 3, wherein said shape wire comprises Nitinol. 7. The method of claim 1, wherein an axial length of said sleeve is greater than an axial length of said core. 8. A method of fabricating an elongate medical device having an axis, comprising: placing a sensor assembly on a first portion of a first shaft layer, wherein said first portion is proximate a second portion and a third portion of said first shaft layer;applying a second shaft layer radially-outwardly of said sensor assembly and said first portion, said second portion, and said third portion of said first shaft layer; andbonding said second portion and said third portion of said first shaft layer and said second shaft layer, wherein said sensor assembly can shift relative to said second shaft layer. 9. The method of claim 8, further comprising: coupling said sensor assembly to one or more electrical wires; andextending said one or more electrical wires proximally from said sensor. 10. The method of claim 8, further comprising: coupling a tip electrode to an extreme distal end of a distal end portion;placing a shape wire radially-inwardly of said first shaft layer; andcoupling said shape wire to said tip electrode. 11. The method of claim 8, wherein said first shaft layer and said second shaft layer comprise PEBAX material. 12. The method of claim 8, wherein said sensor assembly comprises a sensor comprising a tubular core and an electrically-conductive coil wound on said core, the method further comprising: placing said sensor in an outer sleeve surrounding said core and said coil. 13. T... | St. Jude Medical, Atrial Fibrillation Division, Inc. | A61M025/00 A61B019/00 A61B005/06 A61M025/01 A61B034/20 A61B017/00
US10098561 | B2 | 2018-10-16 | Method and apparatus for detection of heartbeat characteristics | 2017-07-21 | Aspects of the present disclosure are directed to detecting Atrial Fibrillation (AF). As may be implemented in accordance with one or more embodiments, a time series of inter-beat intervals is computed from a recording of activity of a beating heart. The time series is decomposed into subcomponents, and an envelope of at least one of the subcomponents is computed. The presence of atrial fibrillation (AF) is detected based upon characteristics of the envelope that are indicative of AF. | 1. A method comprising: computing a time series of inter-beat intervals from a recording of activity of a beating heart;decomposing the time series of inter-beat intervals into subcomponents;computing the energy of at least two of the subcomponents; anddetermining that atrial fibrillation is absent based upon relative energy of the at least two subcomponents. 2. The method of claim 1, wherein computing the energy of the at least two of the subcomponents includes computing energy content of high frequency portions of the at least two subcomponents and computing energy content of low frequency portions of the at least two subcomponents; anddetermining that atrial fibrillation is absent based upon relative energy of the at least two subcomponents includes determining that atrial fibrillation is absent based upon the energy content of the high frequency portions and the energy content of the low frequency portions. 3. The method of claim 1, wherein computing the energy of the at least two of the subcomponents includes computing energy content of high frequency portions of the at least two subcomponents and computing energy content of low frequency portions of the at least two subcomponents; anddetermining that atrial fibrillation is absent based upon relative energy of the at least two subcomponents includes determining that atrial fibrillation is absent based upon a ratio of the energy content of the high frequency portions to the energy content of the low frequency portions. 4. The method of claim 1, wherein determining that atrial fibrillation is absent based upon the relative energy of the at least two subcomponents includes: detecting the relative energy difference between the at least two subcomponents over a period of time; anddetermining that atrial fibrillation is absent in response to the relative energy not exceeding a threshold energy for a predetermined period of time. 5. The method of claim 4, further including, in response to determining that atrial fibrillation is not absent in at least some of the time series of inter-beat intervals, computing a metric of entropy for the series of inter-beat intervals to confirm the presence of atrial fibrillation. 6. The method of claim 5, wherein computing the metric of entropy includes computing the entropy in response to detecting a first order irregularity in the inter-beat intervals. 7. The method of claim 1, further including, in response to determining that atrial fibrillation is not absent in at least some of the time series of inter-beat intervals, computing a metric of entropy for the series of inter-beat intervals to confirm the presence of atrial fibrillation. 8. The method of claim 1, wherein computing the energy of the at least two of the subcomponents includes computing the energy of high frequency beat-to-beat fluctuations in the inter-beat intervals, the high frequency being of a frequency that corresponds to expected frequencies of atrial fibrillation. 9. The method of clai... | VivaQuant LLC | A61B005/00 A61B005/04 A61B005/0452 A61B005/0468 A61B005/046 A61B005/024 A61B005/021 A61B005/11 A61B005/026 A61B007/02 A61B007/00 A61B005/0245 A61B005/0408 G06F017/14 G06K009/00 A61B005/02 A61B005/0456 A61B005/0464 A61B005/0472 G16H050/30
US10108385 | B2 | 2018-10-23 | Electronic apparatus and displaying method for displaying detection data | 2016-08-10 | An operating method of an electronic device is provided. The method includes collecting detection data, determining numerical information by analyzing the detection data, and displaying an information display screen comprising at least two display regions identified by a point based on the numerical information. | 1. An operating method comprising: collecting detection data;determining numerical information comprising first information and second information by analyzing the detection data;determining, according to a difference value between a value of the first information and a value of the second information, a position of an indicator for dividing a screen into a first display region and a second display region, wherein a size of the first display region corresponds to the value of the first information and a size of the second display region corresponds to the value of the second information, wherein the screen is divided into the first display region and the second display region by the indicator; anddisplaying the screen comprising the first display region and the second display region,wherein the screen includes: a first region in which the indicator is capable of moving, anda second region in which movement of the indicator is restricted. 2. The operating method of claim 1, wherein the first display region and the second display region are displayed in any one of a shape of a semi-circle, a shape of a circle, a shape of a block, and a shape of a line. 3. The operating method of claim 1, wherein the determining of the numerical information comprises determining the numerical information based on the detection data within a predefined time from receiving a request for displaying the screen. 4. The operating method of claim 1, wherein the detection data comprises at least one of data detected through measurement, data detected through communication, and data detected through a user input. 5. The operating method of claim 1, wherein the numerical information comprises time information. 6. The operating method of claim 1, wherein the first information comprises an active time, and the second information comprises an inactivity time. 7. The operating method of claim 1, further comprising: changing the screen,wherein the first display region and the second display region comprise an object, andwherein changing the screen comprises changing the object. 8. The operating method of claim 1, wherein the first display region and the second display region vary in size according to a movement distance of the indicator. 9. The operating method of claim 1, wherein the displaying of the screen comprises displaying the screen so as to overlap with content which has been displayed on a display. 10. An electronic device comprising: a display unit; anda controller operatively coupled to the display unit,wherein the controller is configured to: collect detection data,determine numerical information comprising first information and second information by analyzing the detection data,determine, according to a difference value between a value of the first information and a value of the second information, a position of an indicator for dividing a screen into a first display region and a second display region, wherein a size of the first display region corresponds t... | Samsung Electronics Co., Ltd. | G06F003/14 A61B005/00 A61B005/0205 A61B005/11 G06F003/0481 G06T011/60 A61B005/024 A61B005/0402 A61B005/08
US10092216 | B2 | 2018-10-09 | Device, method, and non-transitory computer-readable medium for identifying body part imaged by endoscope | 2016-03-29 | In an endoscope system, an insertion amount of an insertion unit is detected based on camera images captured by two cameras provided to a mouthpiece. Then, past images of a predetermined range corresponding to the detected insertion amount are acquired from a past image storage unit. A current image is compared with each of the acquired past images to calculate similarity between the current image and each of the past images. A body part captured in the past image having the highest similarity with the current image is determined to be the body part captured in the current image. | 1. A body part identification device used for an endoscope, the endoscope inserting an insertion section into a body cavity of a patient and capturing an image of the body cavity, a distal portion of the insertion section incorporating an imaging unit, the body part identification device being configured to identify an imaged body part in a current image currently being captured by the imaging unit, the body part identification device comprising: a processor configured to perform functions of:detecting an insertion amount of the insertion section inserted into the body cavity;acquiring the current image;acquiring at least one past image from a past image storage unit based on the insertion amount detected by the insertion amount detecting function, the past image storage unit storing the past images captured in at least one past endoscopic examination; andidentifying the imaged body part in the current image through comparing the past image acquired by the past image acquiring function with the current image and determining the past image similar to the current image,wherein the processor is configured to further perform the functions of: detecting a bend amount of the insertion section; anddetecting a rotation amount of the insertion section about an axis of the insertion section, andwherein the past image acquiring function acquires the past image based on the insertion amount, the bend amount, and the rotation amount. 2. The body part identification device according to claim 1, wherein identifying the imaged body part comprises determining the past image having the highest similarity with the current image among the past images used for the comparing with the current image, and determining a body part in the determined past image to be the imaged body part in the current image. 3. The body part identification device according to claim 1, further comprising a correspondence table representing correspondence between the insertion amount and a candidate for the imaged body part, wherein past image acquiring step comprises referring to the correspondence table and determining the candidate for the imaged body part based on the insertion amount detected by the insertion amount detecting function, and acquiring the past image corresponding to the determined candidate from the past image storage unit. 4. The body part identification device according to claim 1, wherein the past image acquiring function acquires the past image of a patient of interest from the past image storage unit, the patient of interest being imaged in the current image. 5. The body part identification device according to claim 1, wherein the past image acquiring function acquires a past image of another patient from the past image storage unit, the another patient being different from a patient of interest imaged in the current image. 6. The body part identification device according to claim 1, wherein the past image acquiring function acquires a past image of a patient of ... | FUJIFILM Corporation | A61B001/05 G06K009/62 A61B005/06 G06T007/00 A61B001/00 A61B001/01 H04N005/232 G06T007/73 H04N005/225 A61B034/20
US10070792 | B2 | 2018-09-11 | Acoustic wave detection probe and photoacoustic measurement apparatus provided with the same | 2017-01-19 | In an acoustic wave detection probe provided with a light guide section that guides measuring light such that the measuring light is outputted toward a subject and an acoustic wave transducer that detects a photoacoustic wave generated in the subject by the projection of the measuring light, the light guide section includes a homogenizer that flat-tops an energy profile of the measuring light entered from the upstream side of the optical system, a light condensing member that condenses the measuring light transmitted through the homogenizer, and a bundle fiber which includes a plurality of optical fibers and is disposed such that the measuring light transmitted through the light condensing member enters from an entrance end of the bundle fiber. | 1. A photoacoustic measuring apparatus, comprising: an acoustic wave detecting probe comprising: a light guide section having an entrance end and an output end that guides measuring light from the entrance end to the output end to output the measuring light toward a subject; andan acoustic wave transducer configured to detect photoacoustic waves which are generated within the subject due to the irradiation of the measuring light; andan apparatus housing to which a base end of the probe is mounted;the probe having a holding section configured to hold the entrance end of the light guide section;the apparatus housing having a mounting section which is detachably connected to the holding section;the mounting section comprising: a homogenizer that flat tops an energy profile of the measuring light that enters the light guide section; anda light condensing member that condenses the measuring light transmitted through the homogenizer;the light guide section, which is held by the holding section, includes a bundle fiber that includes a plurality of optical fibers, into the entrance ends of which the measuring light, which has been transmitted by the light condensing member, enters;the homogenizer being a lens diffusing plate, in which fine lenses are randomly arranged on one surface of a substrate, configured to further diffuse the measuring light;the light condensing member condensing the measuring light such that a minimum beam diameter D defined by Formula 1 below satisfies Formula 2, which defines a relationship between the minimum beam diameter D and a diameter d of the bundle fiber; andthe bundle fiber being provided such that the measuring light enters therein in a state in which the minimum beam diameter D of the measuring light is 0.8 d or greater and 1.2 d or less:D=2.5·f·tan⁡((ϕ2)2+(θ2)2)Formula⁢⁢10.8⁢d≦D≦1.2⁢dFormula⁢⁢2wherein f is a focal length of the light condensing member, ϕ is a spreading angle of the measuring light when it enters he homogenizer, and θ is a diffusion angle of the homogenizer,the mounting section comprises a beam expander optical system immediately before an entrance side of the homogenizer, the beam expander optical system having an expansion factor that conforms to angular apertures of the plurality of optical fibers so that the high energy measuring light is expanded to the minimum beam diameter D that conforms to the angular apertures of the plurality of optical fibers;the minimum beam diameter D is set to inhibit damage to the bundle fiber and eliminate an imbalance in an amount of energy between each light traveling through each optical fiber of the bundle fiber. 2. A photoacoustic measuring apparatus as defined in claim 1, further comprising: a holding section configured to hold the entrance end portion of the bundle fiber so as to cover an input surface of the bundle fiber;the holding section having a window at a portion at which the measuring light enters. 3. A photoacoustic measuring apparatus as defined in ... | FUJIFILM Corporation | A61B006/00 A61B005/00 A61B090/30 G01N029/24
US10103765 | B2 | 2018-10-16 | Watch type terminal | 2016-12-22 | A watch type terminal including a main body mountable on part of a user; at least one biometric sensor installed in the main body; and a controller configured to control the biometric sensor to detect a biometric signal of the user, determine target biometric data for the user to be collected based on the detected biometric signal, control the biometric sensor to detect additional biometric signals of the user to collect the target biometric data, and output the target biometric data to the user. | 1. A watch type terminal comprising: a main body mountable on part of a user;at least one biometric sensor installed in the main body; anda controller configured to:control the at least one biometric sensor to detect a biometric signal of the user,determine target biometric data for the user to be collected based on the detected biometric signal,control the at least one biometric sensor to detect additional biometric signals of the user to collect the target biometric data, andoutput the target biometric data to the user,wherein the at least one biometric sensor comprises:a first sensor formed to be in contact with the user's wrist when the main body is mounted on the user, anda second sensor disposed in another region of the main body separate from the first sensor, andwherein the controller is further configured to:control the first sensor to detect the biometric signal at a preset time interval, andactivate the second sensor to detect the additional biometric signals based on the biometric signal and previously stored reference data. 2. The watch type terminal of claim 1, wherein the controller is further configured to: control the first sensor to detect the biometric signal at a first period, andcontrol the second sensor to detect the additional biometric signals for collecting the target biometric data at each second period shorter than the first period. 3. The watch type terminal of claim 1, wherein the main body further includes a user input unit, and wherein the second sensor is disposed to be adjacent to the user input unit. 4. The watch type terminal of claim 3, wherein the main body further includes a display configured to display guide information guiding a contact position of a finger to detect the additional biometric signals by the second sensor. 5. The watch type terminal of claim 4, wherein the display is further configured to: display different result screens based on biometric signals detected by the first and second sensors, anddisplay the guide information by comparing the additional biometric signals detected by the second sensor with reference data. 6. The watch type terminal of claim 1, wherein the controller is further configured to determine the biometric data corresponding to an occurring event and activate the at least one biometric sensor based on the occurrence of the event. 7. The watch type terminal of claim 6, wherein the event occurs by data stored in a memory or a wireless signal received from an external device. 8. The watch type terminal of claim 1, further comprising: a stem portion installed in the main body and configured to be movable and rotatable to input a control signal, andwherein the at least one biometric sensor includes an additional sensor disposed to be adjacent to the stem portion. 9. The watch type terminal of claim 8, wherein the main body includes a display, and wherein the controller is further configured to:control the at least one biometric sensor to detect the biometric signal whi... | LG ELECTRONICS INC. | A61B005/00 H04B001/3827 A61B005/05
US10109171 | B1 | 2018-10-23 | Systems and methods for performing security actions based on people's actual reactions to interactions | 2017-06-20 | The disclosed computer-implemented method for performing security actions based on people's actual reactions to interactions may include (i) detecting an interaction (e.g., an interaction with a digital communication) of a monitored person (e.g., a child), (ii) estimating the monitored person's expected reaction to the interaction, (iii) using contemporaneous sensor data to estimate the monitored person's actual reaction to the interaction, and (iv) performing a security action based at least in part on a comparison of the monitored person's expected reaction and the monitored person's actual reaction. Various other methods, systems, and computer-readable media are also disclosed. | 1. A computer-implemented method for performing security actions based on people's actual reactions to interactions, at least a portion of the method being performed by a computing device comprising at least one processor, the method comprising: detecting an interaction of a monitored person;estimating the monitored person's expected reaction to the interaction;using contemporaneous sensor data to estimate the monitored person's actual reaction to the interaction;comparing an estimation of the monitored person's expected reaction to an estimation of the monitored person's actual reaction; andperforming a security action based at least in part on a comparison of the estimation of the monitored person's expected reaction and the estimation of the monitored person's actual reaction. 2. The computer-implemented method of claim 1, wherein: the monitored person comprises a child;performing the security action comprises reporting the interaction to the child's guardian. 3. The computer-implemented method of claim 1, wherein: detecting the interaction of the monitored person comprises detecting a communication that the monitored person views;estimating the monitored person's expected reaction to the interaction comprises determining that the monitored person's expected reaction to the communication should be positive;using the contemporaneous sensor data to estimate the monitored person's actual reaction to the interaction comprises using the contemporaneous sensor data to determine that the monitored person's actual reaction to the communication was negative; andcomparing the estimation of the monitored person's expected reaction to the estimation of the monitored person's actual reaction comprises identifying a difference between the estimation of the monitored person's expected reaction and the estimation of the monitored person's actual reaction;performing the security action comprises determining, based at least in part on the difference, that the communication is a form of cyberbullying. 4. The computer-implemented method of claim 1, wherein: estimating the monitored person's expected reaction to the interaction comprises: using additional sensor data to estimate at least one additional monitored person's actual reaction to a similar interaction; andusing the at least one additional monitored person's actual reaction to the similar interaction to establish a baseline normal reaction to the interaction; andthe monitored person's expected reaction to the interaction is based at least in part on the baseline normal reaction to the interaction. 5. The computer-implemented method of claim 4, wherein: comparing the estimation of the monitored person's expected reaction to the estimation of the monitored person's actual reaction comprises identifying a difference between the estimation of the monitored person's actual reaction and the baseline normal reaction;performing the security action comprises determining, based at least in part on the differenc... | Symantec Corporation | G08B023/00 G08B021/02 A61B005/0205 A61B005/16 A61B005/021 A61B005/024
US10080513 | B2 | 2018-09-25 | Activity analysis, fall detection and risk assessment systems and methods | 2017-02-03 | A method for determining the risk of a person falling is provided. The method includes acquiring depth image data that comprises a plurality of frames that depict a person walking through a home, and extracting a foreground object from the depth image data. The method additionally includes generating a three-dimensional data object based on the foreground object, and identifying a walking sequence from the three-dimensional data object. The method further includes generating one or more gait parameters from the identified walking sequence, and comparing the one or more gait parameters against a standard clinical measure of the one or more gait parameters to determine a level of risk at which the person is of falling. | 1. A method for determining the risk of a person to falling, the method comprising: acquiring by at least one processor of a computer-based remote device, depth image data from at least one depth camera, wherein the depth image data comprises a plurality of frames that depict the person moving within an observation environment over time, the frames comprising a plurality of pixels, the remote device located remotely from the at least one depth camera, the remote device comprising electronic memory on which an image analysis application is electronically stored, and the at least one processor structured and operable to execute the image analysis application;extracting, by the at least one processor, a foreground object from the depth image data;segmenting, by the at least one processor, the pixels of the frames of the depth image data corresponding to the foreground object;generating, by the at least one processor, a three-dimensional data object based on the foreground object, the three-dimensional data object representative of the person within the observation environment;tracking, by the at least one processor, the three-dimensional data object over a plurality of frames of the depth images data; anddetermining, by the at least one processor, that the person is walking within the observation environment, wherein the determining the person is walking comprises: determining, by the at least one processor, a speed for the tracked three-dimensional data object over a time frame;comparing, by the at least one processor, the determined speed with a speed threshold; andstipulating the person to be walking wherein the determined speed is greater than the speed threshold;assigning, by the at least one processor, a state indicative of the walking to the tracked three-dimensional data object;then, once the person has been determined to be walking and the tracked three-dimensional object has been assigned a state indicative of walking: determining, by the at least one processor, a walk straightness for the tracked three-dimensional data object;determining, by the at least one processor, a walk length for the tracked three-dimensional data object;determining, by the at least one processor, a walk duration for the tracked three-dimensional data object;identifying and saving, by the at least one processor, the tracked three-dimensional data object in memory as a walking sequence when the determined walk straightness exceeds a straightness threshold, the determined walk length exceeds a walk length threshold, and the determined walk duration exceeds a walk duration threshold;generating, by the at least one processor, one or more gait parameters from the identified walking sequence; anddetermining a level of risk at which the person is of falling by comparing, by the at least one processor, the one or more gait parameters against a standard clinical measure of the one or more gait parameters. 2. The method of claim 1, wherein the identified walking sequence is... | The Curators of the University of Missouri | A61B005/103 A61B005/11 A61B005/00 G06T007/194 G06T007/285 G06K009/00 G06T007/215
US10085678 | B2 | 2018-10-02 | System and method for determining WHO grading of hearing impairment | 2015-12-16 | Examples of systems and methods for rapidly grading the hearing of a user in accordance with WHO guidelines are disclosed. One example includes a personal computer and a test device configured to produce calibrated acoustic output at suprathreshold levels presented at an audiometric frequency range from 500 to 4000 Hz. The consumer's minimal response levels are registered, and a hearing ability score is presented to indicate a hearing grade and hearing aid candidacy. The hearing ability score may be representative of a classification of the WHO grading of hearing impairment. Systems and methods disclosed herein, with considerations for room noise present in the consumer's environment, allow for rapid hearing profiling, using a standard personal computer and minimal low-cost hardware, thus particularly suited for self-testing outside clinical environments such as at home, office, or retail store settings. | 1. A method of administering a hearing grading for a user, the method comprising: providing sequences of test stimuli to an ear of the user, the test stimuli comprising test stimuli levels within a suprathreshold range of 15 dB to 95 dB HL, each of the sequences comprising test stimuli at test frequencies comprising 500, 1000, 2000 and 4000 Hz, wherein the test stimuli levels comprise: a first test level in the range of 15-25 dB HL;a second test level in the range of 30-40 dB HL;a third test level in the range of 45-55 dB HL; anda fourth test level in the range of 65-75 dB HL;registering, using a computerized hearing grading system, a minimal response level for the test stimuli presented at each of the test frequencies;computing a hearing ability score based on an average of the minimal response levels for the test frequencies tested only within the suprathreshold range, wherein the hearing ability score is representative of the World Health Organization (WHO) grading of hearing impairment; andpresenting the hearing ability score to the user by the computerized hearing grading system. 2. The method of claim 1, wherein the test stimuli levels further comprise a fifth test level in the range of 81-95 dB. 3. The method of claim 1, wherein step levels of test stimuli within a sequence presented by the computerized hearing grading system are nonuniform. 4. The method of claim 1, further comprising sensing ambient background noise by a microphone associated with the computerized hearing grading system. 5. The method of claim 4, further comprising presenting an alert to the user when the ambient noise sensed by the microphone is above a predefined threshold noise level. 6. A method of grading hearing according to the WHO grading of hearing impairment, the method comprising: providing test stimuli to an ear of a non-expert user, wherein the test stimuli are provided at test stimuli levels of at least 15 dB HL at test frequencies comprising 500, 1000, 2000 and 4000 Hz, and wherein the test stimuli levels are incremented at step levels of 10 dB or greater;registering, using a computerized hearing grading system, a minimal response level for the test stimuli presented at each of the test frequencies;computing a hearing ability score based on an average of the minimal response levels for the test frequencies tested only within a suprathreshold range above 15 dB HL, wherein the hearing ability score is representative of the WHO grading of hearing impairment; andpresenting the hearing ability score to the consumer by the computerized hearing grading system. 7. The method of claim 6, wherein the test stimuli levels comprise: a first test level in the range of 15-25 dB HL;a second test level in the range of 30-40 dB HL;a third test level in the range of 45-55 dB HL; anda fourth test level in the range of 65-75 dB HL. 8. The method of claim 7, wherein the test stimuli levels further comprises a fifth level in the range of 81-95 dB. 9. The method of claim ... | iHear Medical, Inc. | A61B005/12 H04R025/00 A61B005/00
US10086208 | B2 | 2018-10-02 | Systems, apparatus, methods and computer-readable storage media facilitating authorized telemetry with an implantable device | 2015-11-13 | Techniques for facilitating authorized telemetry with an implantable device are provided. In one embodiment, for example, a method includes comparing, by a first device having a processor, first electronic information with second electronic information. The first electronic information is indicative of a first motion of a second device external to a body in which the implantable device is located, and the second electronic information is indicative of a second motion of the implantable device. The method also includes determining whether a defined level of correlation exists between the first electronic information and the second electronic information, and initiating a telemetry session between the second device and the implantable device based on a determination that the defined level of correlation exists between the first electronic information and the second electronic information. | 1. A method, comprising: comparing, by a first device comprising a processor, first electronic information with second electronic information, wherein the first electronic information describes a first image associated with a second device external to a body in which an implantable device is located, andwherein the second electronic information describes a second image associated with the implantable device;determining whether the first image matches the second image based on the comparing the first electronic information and the second electronic information; andinitiating a telemetry session between the second device and the implantable device based on a determination that the first image matches the second image. 2. The method of claim 1, further comprising: forgoing pairing the second device and the implantable device based on a determination that the first image and the second image fail to match one another. 3. The method of claim 1, wherein the first electronic information is stored on the second device, and the second electronic information is stored on the implantable device. 4. The method of claim 1, wherein the second device is communicatively coupled to a network, and wherein the first electronic information is accessible to the second device via the network. 5. The method of claim 1, wherein the first image and the second image are indicative of one or more electronic images of a patient having the body in which the implantable device is located. 6. The method of claim 1, wherein the second device comprises a camera and wherein the method further comprises: receiving, by the first device, the first electronic information from the second device, wherein the first electronic information is generated by the camera of the second device. 7. The method of claim 1, wherein the first device comprises the implantable device. 8. A method, comprising: comparing, by a first device comprising a processor, first electronic information with second electronic information, wherein the first electronic information is indicative of a first motion of a second device external to a body in which an implantable device is located, andwherein the second electronic information is indicative of a second motion of the implantable device;determining whether there is a defined level of similarity between the first motion and the second motion based on the comparing the first electronic information and the second electronic information; andinitiating a telemetry session between the second device and the implantable device based on a determination that there is a defined level of similarity between the first motion and the second motion. 9. The method of claim 8, further comprising: forgoing pairing the second device and the implantable device based on a determination that the defined level of similarity fails to exist between first motion and the second motion. 10. The method of claim 8, wherein the first motion is associated with first acceleration of th... | Medtronic, Inc. | A61N001/00 A61N001/372 A61B005/0205 A61N001/362 A61B005/00 A61B005/0432 A61B005/1455
US10092230 | B2 | 2018-10-09 | Fluid collection/injection device having safety needle assembly/cover and safety system and method | 2012-04-27 | Fluid collection/injection device comprises a body having a front end, a back end, and a main hollow section arranged between the front and back ends and a needle hub securing section arranged on the front end and being structured and arranged to receive therein a needle member. The fluid collection/injection device is structured and arranged to utilize at least an operational mode, an operational mode, and a post-use mode. In the installation mode, the needle member is coupled to the body via the needle hub securing section. In the operational mode, fluid passes through the needle member and into or out of a receptacle inserted into the main hollow section. | 1. A fluid collection/injection device comprising: a body having a front end, a back end, and a main hollow section arranged between the front and back ends;a needle hub securing section arranged on the front end and being structured and arranged to receive therein a needle member;the fluid collection/injection device is structured and arranged to utilize at least an installation mode, an operational mode, and a post-use mode;in the installation mode, the needle member being coupled to the body via the needle hub securing section;in the operational mode, fluid passing through the needle member and into or out of a receptacle inserted into the main hollow section; andin the post-use mode, a safety cover at least one of: prevents removal of the needle member from the fluid collection/injection device;prevents removal of the needle member from the needle hub securing section;activates release of the needle member from the body such that when the safety cover is in a position covering a needle of the needle member, the needle member can fall out of the needle hub securing section;activates release of the needle member from the body such that when the safety cover is in a position covering a needle of the needle member, the needle member is no longer securely retained to the needle hub securing section;releases a securing engagement between the needle member and the needle hub securing section;unlocks a locking connection between the needle member and the needle hub securing section; andmoves a mechanism arranged in an area of the needle hub securing section which releases a connection between the needle member and the needle hub securing section. 2. The device of claim 1, wherein the body is one of generally cylindrical and generally tubular. 3. The device of claim 1, wherein the needle hub securing section comprises a fixed part and a movable part. 4. The device of claim 3, wherein the fixed part is integrally formed with the front end and the movable part is arranged on a member that has one end which is one of: fixed to a portion of the main hollow section;connected to a portion of the main hollow section via a living hinge;removably connected to a portion of the main hollow section; andintegrally formed with the main hollow section. 5. The device of claim 4, wherein the fixed part and the movable part each generally comprise one-half of an internal locking thread structured and arranged to engage with an external thread of the needle member. 6. The device of claim 4, wherein the member has one end which is fixed to the portion of the main hollow section. 7. The device of claim 4, wherein the member has one end which is removably connected to the portion of the main hollow section. 8. The device of claim 4, wherein the member has one end which is integrally formed with the main hollow section. 9. The device of claim 4, wherein the member has one end which is connected to the portion of the main hollow section via the living hinge. 10. The... | STAT MEDICAL DEVICES, INC. | A61B005/153 A61M005/32 A61B005/15 A61B005/154
US10070869 | B2 | 2018-09-11 | Bone and tool tracking with MEMS in computer-assisted surgery | 2011-02-25 | A method tracks a tool with respect to a bone in computer-assisted surgery. A reference tracker with a MEMS unit is secured to the bone. The tracker outputs data relating to its orientation. A tool provided with a MEMS unit and secured to the bone is preset with an initial orientation. The tool outputs tracking data related to orientation of the tool once initialized. A trackable frame of reference relating the bone to the orientation of the tracker is created. The MEMS unit of the tool is initialized. A relation between the initial orientation of the tool and the orientation of the tracker at initialization of the MEMS unit of the tool is recorded. Orientational data of the tool relative to the frame of reference of the bone calculated using the relation is displayed. A computer-assisted surgery system for tracking a tool with respect to a bone after an initialization of a MEMS unit is also described. | 1. A method for tracking a tool with respect to a bone in computer-assisted surgery for subsequently performing alterations to the bone with the tool, comprising: securing a reference tracker with a MEMS unit to the bone, the reference tracker outputting tracking data relating to an orientation of the reference tracker;securing a tool with a guiding feature and a MEMS unit to the bone, the guiding feature configured for guiding alterations to a bone and movable relative to the bone when the tool is secured to the bone, and the MEMS unit of the tool being virtually preset with an initial orientation associated to the guiding feature of the tool and outputting tracking data related to an orientation of the tool once initialized, the initial orientation being axes of the MEMS in said tracking data, the axes being representative of a preset virtual alignment of the MEMS unit as secured to the tool;creating a trackable frame of reference relating the bone to the orientation of the reference tracker;initializing the MEMS unit of the tool whereby the MEMS unit of the tool produces said tracking data;recording a relation between the initial orientation of the tool and the orientation of the reference tracker at initialization of the MEMS unit of the tool, using said tracking data from the MEMS unit of the reference tracker and the MEMS unit of the tool;after recording said relation, performing bone alterations using the tool and using a display of orientational data of the guiding feature of the tool relative to the frame of reference of the bone calculated using the relation to reach a desired orientation of the guiding feature of the tool through movements of the guiding feature of the tool relative to the bone; andwherein securing the reference tracker and the tool to the bone comprises securing the reference tracker and the tool to a bone at separate locations. 2. The method according to claim 1, wherein securing the tool comprises securing a cutting block, in which the guiding feature is at least one cutting slot, to the bone by an orientation adjustment mechanism allowing the adjustment of the orientation of the cutting block, and wherein using a display of orientational data comprises using a display of data pertaining to an orientation of the at least one cutting slot in the cutting block relative to the frame of reference of the bone. 3. The method according to claim 2, wherein securing the reference tracker and the cutting block to the bone comprises securing the reference tracker and the cutting block to a tibia. 4. The method according to claim 3, wherein creating the trackable frame of reference comprises determining at least a mechanical axis of the tibia. 5. The method according to claim 2, wherein securing the reference tracker and the cutting block to the bone comprises securing the reference tracker and the cutting block to a femur. 6. The method according to claim 5, wherein creating the trackable frame of reference comprises dete... | ORTHOSOFT INC. | A61B005/06 A61B017/15 A61B017/00 A61B034/20
US10076669 | B2 | 2018-09-18 | Admittance measurement for tuning bi-ventricular pacemakers | 2011-12-02 | An apparatus for treating a heart of a patient includes a first lead and at least a second lead for pacing the heart adapted to be in electrical communication with the heart. The apparatus includes a microcontroller in communication with the first and second leads which triggers the first lead at either different times or the same time from when the microcontroller triggers the second lead. Alternatively, the apparatus includes a microcontroller in communication with the first and second leads that determines heart volume, including stroke volume, end-systolic volume, and calculated values including ejection fraction, from admittance from signals from the first and second leads and uses the admittance as feedback to control heart volume ejected, as measured by stroke volume, calculated values such as ejection fraction, and control end-systolic volume, with respect to the first and second leads. A method for treating the heart of a patient. | 1. An apparatus for treating a heart of a patient comprising: a pacemaker enclosure having:a first existing lead and at least a second existing lead for pacing the heart adapted to be in electrical communication with the heart;a microcontroller in communication with the first and second leads which triggers the first lead as a function of epicardial admittance in real time at either different times or a same time from when the microcontroller triggers the second lead for pacing the heart and takes into account delay between atrial pacing and ventricular pacing, where the admittance is a combination of both muscle and blood conductance and muscle susceptance components, where the blood and muscle components are in series and the admittance has both a real part and an imaginary part;a pacing circuit in communication with the microcontroller which receives a signal from the microcontroller to activate the pacing circuit to control when the first lead and the second lead are activated to pace the heart; andan admittance circuit which measures volume regarding the heart in real time in communication with the microcontroller, the microcontroller controls when the admittance circuit measures volume, the microcontroller determines from the admittance circuit in real time whether stroke volume, ejection fraction and end-systolic volume regarding the heart are increasing or decreasing over time, and changes the pacing circuit's operation in real time from the admittance circuit by cycling through pacing algorithms and changing a pacing algorithm which is used by the microcontroller, the microcontroller to maximize the stroke volume and ejection fraction and to minimize the end-systolic volume. 2. The apparatus of claim 1 including a pacemaker enclosure and wherein the admittance circuit is disposed in the pacemaker enclosure. 3. The apparatus of claim 2 wherein the microcontroller is disposed in the enclosure and including a wireless transmitter disposed in the enclosure which transmits a condition signal indicating whether the heart's condition is getting worse, better, or is without change. 4. The apparatus of claim 3 wherein the pacing circuit paces each ventricle of the heart separately, where each ventricle is paced separately using a variable time delay between a first and a second pace, or takes into account delay between atrial pacing and ventricular pacing, or a combination thereof. 5. The apparatus of claim 4 including at least a third lead for multiple admittance measurements adapted to be in electrical communication with the heart. 6. A method for treating a heart of a patient comprising the steps of: receiving by a pacing circuit in a pacemaker enclosure in communication with a microcontroller in the pacemaker enclosure a signal from the microcontroller to activate the pacing circuit to control when a first existing lead and a second existing lead of the pacemaker enclosure is activated to pace the heart;triggering with the microcontrolle... | Admittance Technologies, Inc. Board of Regents, The University of Texas System | A61N001/365 A61B005/053 A61N001/368
US10080872 | B2 | 2018-09-25 | System and method for FFR guidewire recovery | 2014-11-04 | A kit for coronary treatment comprising a pressure sensing guidewire that includes a pressure sensor for measuring pressure within a patient's vasculature. A sheath comprising a tube having a proximal end and a distal end and defining an internal lumen sized for receiving the pressure sensing guidewire; a hemostasis valve positioned over the proximal end of the tube; a cylindrical element attached to the distal end of the tube, the cylindrical element having an internal lumen sized for receiving a conventional guidewire; wherein the pressure sensing guidewire is configured to be slideably insertable into the tube from the proximal end of the tube; and further wherein, the tube is configured to permit the pressure sensing guidewire, including the pressure sensor, to freely slide distally and proximally within the tube at the election of a user. | 1. A method for assessing a lesion in a patient's vasculature, comprising: inserting into the vasculature of the patient a pressure sensing guidewire that includes a pressure sensor;withdrawing the pressure sensing guidewire from the patient's vasculature;inserting the pressure sensing guidewire into a proximal end of a tube via a hemostasis valve attached to the tube;inserting a conventional guidewire having a proximal end and a distal end into the vasculature of the patient until the distal end of the conventional guidewire is located at a desired location in relation to the lesion;inserting the proximal end of the conventional guidewire into a distal end of a lumen of a cylindrical element that is attached to the tube;advancing the cylindrical element distally over the conventional guidewire, along with the pressure sensing guidewire inside the tube, through the patient's vasculature until the pressure sensor reaches a desired location with respect to the lesion;measuring pressure in the vasculature using the pressure sensor. | Abbott Cardiovascular Systems Inc. | A61B005/0215 A61M025/01 A61M025/09 A61B005/00 A61B005/026
US10065065 | B2 | 2018-09-04 | Exercise suit with integrated weights | 2016-04-22 | An exercise suit with integrated weights includes a shirt portion and a pants portion that are constructed from a lightweight elastomeric material. A plurality of soft weights are disposed along the shirt and pants portions at locations adjacent to the major muscle groups of the suit wearer. Each of the weights can be permanently secured along the inside facing surface of the shirt and pants, and conform to the shape and movement of the suit wearer. The suit also includes a fitness monitor having a heartbeat sensor, timer and display. | 1. An exercise suit, comprising: a shirt member that is constructed from a single layer of breathable elastomeric material, said shirt member having an inside facing surface an outside facing surface, and a pair of sleeves;a pants member having an inside facing surface, an outside facing surface and is constructed from a lightweight breathable and elastomeric material;an electronic fitness monitor that is permanently secured onto the shirt member; anda plurality of malleable weights, each weight comprisinga fill material having a specific weight,a discrete bag having a surface area that encompasses the fill material, andan edging material that is positioned along an outside periphery of the bag, said edging material being sewn directly to the inside facing surface of one of the shirt member and the pants member,wherein each of the plurality of malleable weights includes a specific shape and size that is configured to conform to a shape and size of a major muscle group of a human body,said plurality of malleable weights comprising a single upper back/shoulder weight that is disposed horizontally along a top portion of the shirt member along a back facing side and extending between the pair of sleeves,a single chest weight that is disposed horizontally along a top portion of the shirt member along a front facing side and extending between the pair of sleeves,a single abdomen weight that is disposed horizontally along a middle portion of the shirt member and extending between a pair of sides of the shirt member,a single waist weight that is disposed horizontally along an entirety of a bottom end of the shirt member, anda pair of front thigh weights and a pair of rear thigh weights that are disposed along the pants member. 2. The exercise suit of claim 1, wherein the shirt member includes long sleeves, and further comprises a pair of bicep weights, a pair of triceps weights and a pair of wrist weights that are each disposed along an inside facing surface thereof. 3. The exercise suit of claim 1, wherein the pants member includes long sleeves, and further comprises a pair of front calf weights, a pair of rear calf weights and a pair of ankle weights that are each disposed along an inside facing surface thereof. 4. The exercise suit of claim 1, wherein the plurality of weights include a total weight of between 20 and 200 pounds. 5. The exercise suit of claim 1, wherein the shirt member and the pants member are permanently joined together, and further includes a zipper that is disposed along a back end thereof. 6. The exercise suit of claim 1 wherein the electronic fitness monitor further comprises: a heart rate monitor having a sensor that is positioned along one of the wrist and chest of the suit, said monitor being configured to engage a user's skin to detect a heart rate of the suit user;a timer that is configured to measure the passage of time; anda display that is configured to show a detected heart rate and a clock. 7. The exercise suit of ... | - | A61B005/02 A63B021/065 A63B021/06 A61B005/024 A61B005/00
US10092192 | B2 | 2018-10-09 | Methods for generating multiple mismatched coded excitation signals | 2015-12-28 | The present disclosure provides systems and methods for imaging based on the generation and use of mismatched coded excitation signals. Cross-correlation properties of the received signal reveal the location and/or timing and/or properties of the source. The use of mismatched signals enables spatial and/or temporal and/or functional encoding of the transmitted signals. In some embodiments, high-speed imaging may be performed by employing mismatched codes for spatial and/or temporal encoding, and by employing a subset of transducer elements as transmitters, and another subset of elements as receivers. Various example embodiments of different types of mismatched codes are provided, including codes that employ multiple frequency chirps, codes that employ concatenated multi-frequency binary phase-coded waveforms, and chirped binary phase-coded waveforms. | 1. A method of performing encoded imaging using mismatched coded waveforms, the method comprising: a) transmitting coded imaging energy with one or more transmitter elements such that the coded imaging energy is directed onto an object to be imaged, wherein the coded imaging energy comprises a plurality of mismatched coded waveforms that are encoded with mismatched codes;b) receiving, with an array of receiver elements, secondary energy that is responsively generated, reflected or transmitted by the object, and thereby obtaining a set of received signals;c) calculating cross-correlations of the set of received signals with the plurality of mismatched coded waveforms, such that the cross-correlations isolate a contribution of each mismatched coded waveform to the set of received signals; andd) processing the cross-correlations to generate an image;wherein each coded mismatched waveform comprises a series of time divisions, each time division comprising a chirp;wherein the slope of each chirp, in each time division of each mismatched coded waveform, is unique; andwherein each mismatched coded waveform has an associated frequency range, such that the frequency ranges of the mismatched coded waveforms overlap at least in part. 2. The method according to claim 1 wherein the one or more transmitter elements are configured to generate coded optical excitation energy, and wherein the array of receiver elements are configured to receive acoustic energy, such that the image is a photoacoustic image. 3. The method according to claim 2 wherein the one or more transmitter elements and the array of receiver elements are components of a photoacoustic endoscope. 4. The method according to claim 1 wherein the one or more transmitter elements are a plurality of multiwavelength laser sources, and wherein the array of receiver elements are image elements (pixels) of an infrared camera, such that each chirped excitation results in an image which is a photothermal image, and wherein the number of such simultaneous photothermal images is the same as that of laser excitation wavelengths. 5. The method according to claim 1 wherein the frequency ranges of the mismatched coded waveforms are approximately equal. 6. The method according to claim 1 wherein the chirp of each time division of each mismatched coded waveform has an associated frequency range, such that the frequency ranges of the chirps within each mismatched coded waveform overlap at least in part. 7. The method according to claim 6 wherein the frequency ranges of the chirps within at least one mismatched coded waveform are approximately equal. 8. The method according to claim 7 wherein the duration of the time divisions within the at least one mismatched coded waveform are different. 9. The method according to claim 1 wherein the mismatched coded waveforms have equal time durations. 10. The method according to claim 1 wherein the one or more transmitter elements are a single transmitter element, and wh... | - | A61B005/00 G01S015/89 A61B005/05 A61B005/055 A61B008/00 A61B008/12 A61B008/08
US10070814 | B2 | 2018-09-11 | Magnetic stimulation apparatus | 2016-02-12 | A magnetic stimulator includes a coil which applies magnetic stimulation to a head of a living body, an intensity controller which controls an intensity of the magnetic stimulation applied by the coil, an acquiring section which acquires a biological signal from the living body, a detector which detects an adverse event of the living body from the biological signal acquired by the acquiring section, and an intensity suppressing section which, when an adverse event of the living body is detected by the detector, suppresses the intensity of the magnetic stimulation that is controlled by the intensity controller. | 1. A magnetic stimulator comprising: a coil which applies magnetic stimulation to a head of a living body;an intensity controller which controls an intensity of the magnetic stimulation applied by the coil;an acquiring section which acquires a biological signal from the living body;a detector which detects an adverse event of the living body from the biological signal acquired by the acquiring section; andan intensity suppressing section which, when an adverse event of the living body is detected by the detector, suppresses the intensity of the magnetic stimulation that is controlled by the intensity controller, wherein:the acquiring section includes electrocardiogram signal acquiring electrodes which acquire an electrocardiogram signal of the living body,the detector includes: an electrocardiogram producing section which produces electrocardiogram data by using the electrocardiogram signal acquired by the electrocardiogram signal acquiring electrodes; andan epilepsy predicting section which predicts an epilepsy seizure by using the electrocardiogram data produced by the electrocardiogram producing section,the intensity suppressing section includes a reduction/stop instruction outputting section which, when the epilepsy predicting section predicts an epilepsy seizure, outputs a magnetic stimulation intensity suppression signal to the intensity controller, the magnetic stimulation intensity suppression signal being configured to cause the intensity controller to reduce the intensity of the magnetic stimulation controlled by the intensity controller, or to stop the magnetic stimulation controlled by the intensity controller,the acquiring section includes a probe which acquires transmittances of blood of the living body with respect to red and infrared light beams,the detector includes an arterial oxygen saturation (SpO2) measuring section which measures an SpO2 by using the transmittances acquired by the probe,the intensity suppressing section includes a stop instruction outputting section which, when the SpO2 measured by the SpO2 measuring section is equal to or less than a preset threshold, outputs stop instructions as magnetic stimulation intensity suppressing instructions to the intensity controller, the magnetic stimulation intensity suppressing instructions being configured to cause the intensity controller to stop the magnetic stimulation controlled by the intensity controller, andthe detector is configured to determine whether the SpO2 exceeds the preset threshold or not, when the epilepsy seizure is not predicted by the epilepsy predicting section. 2. The magnetic stimulator according to claim 1, wherein the epilepsy predicting section includes a storage section which stores the electrocardiogram data produced by the electrocardiogram producing section, a heart beat interval detector which detects heart beat intervals of consecutive heart beats by using the electrocardiogram data stored in the storage section,a graph producing section whi... | NIHON KOHDEN CORPORATION | A61N001/00 A61B005/00 A61N002/00 A61N002/02 A61B005/0408 A61B005/0452 A61B005/0492 A61B005/1455
US10112056 | B2 | 2018-10-30 | Optimising current direction and intensity of transcranial magnetic stimulation | 2013-05-22 | A method of optimizing transcranial magnetic stimulation is described. An electrical signal is applied to a coil to generate one or more magnetic field pulses for transcranial magnetic stimulation of a target cortical region of a patient. The transcranial magnetic stimulation has stimulation parameters including orientation of the coil relative to the patient and intensity of the magnetic stimulation. At least the orientation of the coil relative to the patient is varied. At different orientations of the coil relative to the patient, neuron activation at the target cortical region is determined by monitoring changes in blood flow and/or blood oxygenation, e.g. using near infra-red spectroscopy. Based on information obtained during the monitoring, one or more optimal coil orientations for the transcranial magnetic stimulation are determined. Apparatus for carrying out the method is also described. | 1. A method of optimising transcranial magnetic stimulation comprising: positioning a coil having a coil centre at a location relative to a target cortical region of a patient, wherein the target cortical region is a region outside of the motor cortex;applying an electrical signal to the coil to generate one or more magnetic field pulses for transcranial magnetic stimulation of the target cortical region of the patient, wherein the transcranial magnetic stimulation has stimulation parameters including orientation of the coil relative to the patient and intensity of the magnetic stimulation;while maintaining the coil centre at the location, varying at least the orientation of the coil relative to the patient;at different orientations of the coil relative to the patient, monitoring neuron activation at the target cortical region using near infra-red spectroscopy (NIRS); andbased on information obtained during the monitoring, determining one or more optimal coil orientations for the transcranial magnetic stimulation. 2. The method of claim 1 comprising, at one or more of the different coil orientations, varying the magnetic stimulation intensity, and, at different coil orientations and magnetic stimulation intensities, monitoring neuron activation at the target cortical region using near infra-red spectroscopy (NIRS). 3. The method of claim 2, wherein the magnetic stimulation intensity is varied by varying one or more parameters of the electrical signal including current level, pulse frequency and/or pulse width. 4. The method of claim 1, wherein the neuron activation is quantified by monitoring changes in DC, AC and/or phase of a collected NIRS signal. 5. The method of claim 1, wherein the target cortical region is a pre-frontal cortex. 6. The method of claim 1, comprising: performing transcranial magnetic stimulation of the motor cortex of the patient;monitoring the motor cortex, wherein the monitoring of the motor cortex includes monitoring neuron activation at the motor cortex using near infra-red spectroscopy (NIRS) to obtain an NIRS profile at the motor cortex at which motor threshold of the patient is achieved;performing the transcranial magnetic stimulation of the target cortical region;varying one or more of the stimulation parameters including at least the coil orientation;monitoring the target cortical region, wherein the monitoring of the target cortical region includes monitoring neuron activation at the target cortical region using near infra-red spectroscopy (NIRS) to obtain NIRS profiles at the target cortical region for different stimulation parameters; andcomparing the NIRS profiles obtained at the target cortical region with the NIRS profile obtained at the motor cortex to determine one or more optimal stimulation parameters for transcranial magnetic stimulation of the target cortical region. 7. The method of claim 6, wherein, to determine the optimal stimulation parameters, the stimulation parameters which provide an NIRS p... | Monash University | A61N002/12 A61N002/02 A61B005/00 A61B005/026 A61B005/0484 A61B005/0488 A61B005/055 A61B005/145 A61N002/00
US10064551 | B2 | 2018-09-04 | Health-monitoring system with multiple health monitoring devices, interactive voice recognition, and mobile interfaces for data collection and transmission | 2013-04-04 | This disclosure describes a remote patient monitoring system configured to monitor one or more patient parameters via one or more monitoring apparatuses for transmitting patient data to a remote, central data-processing facility via a network. The system further includes an interactive voice recognition (“IVR”) system and mobile interfaces for health data collection and transmission via direction communication with the patient. According to embodiments, with the information received from the patient monitoring system, one or more scored indicative of a patient's health status is calculated. The scores are compared to threshold values and, based on the comparisons, further action is taken. For example, a medical caregiver can evaluate the patient's condition, including the effectiveness of the drug therapy, patient compliance, whether the patient's condition is improving, whether the patient requires hospitalization or an office consultation to prevent the condition from getting worse, etc. Enabling medical caregivers to remotely monitor and manage a patient's condition may reduce hospitalizations by early identification of health issues. | 1. A patient monitoring system, comprising: a first monitoring device arranged and configured to collect data related to a first health parameter of a patient;a second monitoring device arranged and configured to collect data related to a second health parameter of a patient;a remote processing system coupled to the first and second monitoring devices via a network, the remote processing system arranged and configured to: receive the data related to the first health parameter and a first data collection time from the first monitoring device;independently receive the data related to the second health parameter and a second data collection time from the second monitoring device;calculate a score based on at least one of the first and second health parameters;compare the score to a threshold value; based on the comparison, determine a reminder time; andwhen the reminder time has elapsed, trigger at least one of the first and second monitoring devices to remind the patient to interact with the system via a reminder message;select a question hierarchy based upon the health parameter used to calculate the score;present at least one question from the question hierarchy to the patient using the first monitoring device;receive at least one answer to the at least one question from the patient; andsynchronize the second monitoring device with the first monitoring device by presenting, to the patient via the second monitoring device, additional questions from the question hierarchy based upon the at least one answer having been received. 2. The patient monitoring system of claim 1, wherein the remote processing system is further configured to establish a communication session with a computer that is configured to collect data related to the first health parameter of the patient via a web-browser, wherein the collected data includes answers to questions presented to the patient via the web-browser. 3. The patient monitoring system of claim 1, wherein the reminder message includes at least one of: audible noises, spoken messages, and a displayed text. 4. The patient monitoring system of claim 1, wherein the reminder message is a call from the remote processing system via an interactive voice response system. 5. The patient monitoring system of claim 1, further comprising: at least one third monitoring device collecting health parameter data of a patient; the at least one third monitoring device coupled to the remote processing system via the network. 6. The patient monitoring system of claim 1, wherein the remote processing system is further arranged and configured to: calculate a first individual score related to the first health parameter; calculate a second individual score related to the second health parameter;compare the first individual score to a first threshold value; compare the second individual score to a second threshold value;based on comparing the first individual score to the first threshold value, determine a first time period during whic... | Cardiocom, LLC | A61B005/00 G06F019/00
US10092214 | B2 | 2018-10-09 | Magnetic resonance imaging marker | 2013-02-28 | An imaging marker including a body portion having a cavity in the shape of a letter is described. The cavity can be filled with a liquid containing a substance that illuminates during an imaging process. The imaging marker can also include a first end cap and a second end cap. The first end cap can be configured to be placed on a first end of the body portion, and the second end cap can be configured to be placed on a second end of the body portion. | 1. An imaging marker to mark magnetic resonance images, the imaging marker comprising: a body portion having a cavity with a cross-sectional shape of one of a capital letter L and a capital letter R, wherein the cavity extends throughout the body portion, wherein the body portion comprises a material that is invisible to a magnetic resonance imaging process, and wherein the cavity is filled with a liquid solution containing a substance that illuminates during the magnetic resonance imaging process;a first end cap disposed on a first end of the body portion; anda second end cap disposed on a second end of the body portion. 2. The imaging marker of claim 1, wherein the solution contains gadolinium. 3. A magnetic resonance imaging marker kit comprising: a plurality of markers,wherein the plurality of markers includes a first marker having a body portion and a liquid filled cavity extending throughout the body portion, wherein the liquid filled cavity comprises a cross-sectional shape of a capital letter L, wherein the liquid filled cavity is filled with a solution containing gadolinium, and wherein the first marker includes a first end cap disposed on a first end of the body portion and a second end cap disposed on a second end of the body portion; andwherein the plurality of markers further includes a second marker having a body portion and a liquid filled cavity extending throughout the body portion, wherein the liquid filled cavity comprises a cross-sectional shape of a capital letter R, and wherein the liquid filled cavity is filled with a solution containing gadolinium; and wherein the second marker includes a first end cap disposed on a first end of the body portion and a second end cap disposed on a second end of the body portion. 4. A method of making an imaging marker, the method comprising: providing a body portion having a cavity extending throughout the body portion, wherein the cavity comprises a cross-sectional shape of one of a capital letter L and a capital letter R, wherein the body portion comprises a material that is invisible to a magnetic resonance imaging process;providing a first end cap configured to fit onto a first end of the body portion;providing a second end cap configured to fit onto a second end of the body portion; andproviding a liquid that illuminates under the magnetic resonance imaging process,placing the liquid into the cavity of the body portion; andplacing the first end cap and the second end cap onto respective ends of the body portion so as to seal the liquid inside the cavity of the body portion. 5. The method of claim 4, wherein the liquid contains gadolinium. | - | A61B005/055 A61B090/00
US10092753 | B1 | 2018-10-09 | Method to enhance specific memories with tCS during slow-wave sleep | 2016-08-03 | Described is a system for enhancing memories during sleep. The system detects, via at least one sensor, brain activity of a user as the user learns a new episode pattern or recalls an episode pattern. The episode pattern is temporally compressed. A specific sleep stage is detected in the user. Upon detection of the specific sleep stage, the system automatically recreates the temporally compressed episode pattern by applying neural stimulation to the user to ensure the consolidation of the episode pattern in the user. | 1. A system for enhancing memories during sleep, the system comprising: one or more processors and a non-transitory memory having instructions encoded thereon such that when the instructions are executed, the one or more processors perform operations of: recording, via at least one transcranial sensor, transcranial sensor electrical signals during learning or recall of a memory; using magnetic resonance imaging (MRI) data, mapping the transcranial sensor electrical signals to voxels of brain volume;translating the mapped transcranial sensor electrical signals into an electric field by using an optimization technique to solve for the electric field;upon detection of non-rapid eye movement (NREM) slow-wave sleep, applying, via a set of electrodes, the electric field. 2. The system as set forth in claim 1, wherein the recording of the transcranial sensor electrical signals is compressed to match a cortical replay speed during NREM slow-wave sleep. 3. The system as set forth in claim 2, wherein, if needed, the one or more processors further perform an operation of causing application of transcranial alternating current stimulation (tACS) to a prefrontal cortex during NREM sleep for enhancing and prolonging slow-wave sleep. 4. The system as set forth in claim 1, wherein the one or more processors further perform operations of: if the user is not in a slow-wave sleep stage, then automatically inducing slow-wave sleep using transcranial alternating current stimulation (tACS). 5. The system as set forth in claim 1, wherein the electric field comprises low levels of spatiotemporally patterned high definition transcranial current stimulation (HD-tCS). 6. The system as set forth in claim 1, wherein the electric field is applied using a transcranial stimulation cap. 7. A computer-implemented method for enhancing memories during sleep, comprising: an act of causing one or more processors to execute instructions stored on a non-transitory memory such that upon execution, the one or more processors perform operations of:recording, via at least one transcranial sensor, transcranial sensor electrical signals during learning or recall of a memory; using magnetic resonance imaging (MRI) data, mapping the transcranial sensor electrical signals to voxels of brain volume;translating the mapped transcranial sensor electrical signals into an electric field by using an optimization technique to solve for the electric field;upon detection of non-rapid eye movement (NREM) slow-wave sleep, applying, via a set of electrodes, the electric field. 8. The method as set forth in claim 7, wherein the recording of the transcranial sensor electrical signals is compressed to match a cortical replay speed during NREM slow-wave sleep. 9. The method as set forth in claim 8, wherein, if needed, the one or more processors further perform an operation of causing application of transcranial alternating current stimulation (tACS) to a prefrontal cortex during NREM sleep for enhancing... | HRL Laboratories, LLC | A61N001/36 A61B005/0476 A61B005/00 A61N001/04
US10074173 | B2 | 2018-09-11 | Methods and systems for analyzing anatomy from multiple granularity levels | 2014-12-08 | A method, computer system and computer readable storage medium for searching for one or more images having a region of interest similar to the region of a subject, including: receiving imaging data comprising a plurality of image elements of the region of interest of the subject; segmenting the imaging data of the region of interest of the subject into a plurality of sub-regions corresponding to various structures at a plurality of levels of granularity, the plurality of levels of granularity having a relationship such that a level of granularity has fewer structures at a lower level of granularity; and calculating at each of the plurality of levels of granularity an abnormality factor or risk factor for the segmented various structures of said region of interest, to provide a segmented said region of interest of said subject with at least one of said abnormality factor or risk factor associated therewith. | 1. A computer-implemented method of segmenting imaging data of at least one subject, comprising: receiving imaging data comprising a plurality of image elements of the region of interest of the at least one subject;segmenting, using at least one data processor, the imaging data of the region of interest of the at least one subject into a plurality of sub-regions corresponding to various structures at a plurality of levels of granularity, the plurality of levels of granularity having a relationship such that a level of granularity has fewer structures at a lower level of granularity;calculating at each of the plurality of levels of granularity an abnormality factor or risk factor for the segmented various structures of said region of interest, to provide a segmented said region of interest of said subject with at least one of said abnormality factor or risk factor associated therewith;providing at least one template atlas for said region of interest of the at least one subject;providing other segmented imaging data having other structures of regions of interest of other subjects; andidentifying a substantially same region of interest in the other imaging data as the region of interest of the at least one subject by comparing one or more anatomical features, at multiple levels of granularity, in at least one of sizes, shapes and intensities of the structures of the segmented imaging data and the other structures of the other segmented imaging data based on similarities of the structures and the other structures, to associate said abnormality factor or risk factor with said identified region of interest of said other imaging data,wherein the various structures at each level of granularity are predefined in said at least one template atlas;wherein said segmenting includes applying said at least one template atlas to said received imaging data at each level of granularity;wherein the segmenting includes: measuring at least one of sizes, shapes and intensities of the various structures at each level of granularity, andperforming single-subject or population-based labeling of the various structures to characterize anatomical features of the region of interest; andwherein the anatomical feature is at least one of an abnormality, a disease, a condition, a diagnosis, or any combination thereof. 2. The method of claim 1, further comprising: co-registering said received imaging data to said at least one template atlas. 3. The method of claim 2, further comprising: for each atlas in the at least one template atlas, filtering the imaging data to a granularity of the atlas before co-registering the imaging data to the atlas. 4. The method of claim 1, wherein the measuring includes measuring at least one of: a mean intensity of the image elements in each sub-region;a sum of intensities of the image elements in each sub-region;a highest intensity of the image elements in each sub-region; anda lowest intensity of the image elements in each sub-region. 5. The m... | The Johns Hopkins University | G06K009/00 G06T007/00 A61B005/055 A61B005/00 A61B006/03 A61B008/08 G06T007/11
US10078254 | B2 | 2018-09-18 | Imaging device and imaging method | 2015-04-03 | An imaging device includes a camera 31, a light source 32, a polarizer 35 arranged between the camera 31 plus the light source 32 and an object 11, and a spatial light modulator 40A arranged between the polarizer 35 and the object 11 to control a revolution angle of an emitting light polarization plane relative to an incident light polarization plane. | 1. An imaging device comprising: a camera;a light source;a polarizer arranged between the camera plus the light source and an object; anda spatial light modulator arranged between the polarizer and the object to control a revolution angle of an emitting light polarization plane relative to an incident light polarization plane, whereinthe polarizer is arranged rotatably with respect to the camera and the light source, andthe spatial light modulator is fixed with respect to the polarizer. 2. The imaging device according to claim 1, wherein the spatial light modulator is formed by a device provided with a transmission-type liquid crystal layer. 3. The imaging device according to claim 2, wherein light emitting from the light source and passing through the polarizer and the spatial light modulator to collide with the object reaches the camera after passing through the polarizer. 4. The imaging device according to claim 2, wherein the spatial light modulator is constituted by an annular-shaped first region and a second region positioned on an inner side of the first region, andlight emitting from the light source and passing through the polarizer and the first region of the spatial light modulator to collide with the object reaches the camera after passing through the second region of the spatial light modulator and the polarizer. 5. The imaging device according to claim 1, wherein the light source is constituted by a plurality of light emitting units arranged apart from one another,the spatial light modulator is formed by a ½-wave plate that transmits light emitting from each of some of the plurality of light emitting units, anda value of an angle ϕ formed by an optical axis of the ½-wave plate and the incident light polarization plane is not zero degrees. 6. The imaging device according to claim 5, wherein the polarizer is arranged rotatably with respect to the camera and the light source,the ½-wave plate is fixed with respect to the polarizer, andthe value of the angle ϕ is 45 degrees. 7. The imaging device according to claim 1, wherein the light source is constituted by a plurality of light emitting units arranged apart from one another,the spatial light modulator is formed by M number of ½-wave plate groups, each of which is constituted by ½-wave plates that transmit light emitting from each of the plurality of light emitting units, andwhen a value of an angle formed by the incident light polarization plane and an optical axis of the ½-wave plate in a first ½-wave plate group, which transmits light from a first light source group, is assumed as ϕ1 and a value of an angle formed by the incident light polarization plane and the optical axis of the ½-wave plate in an mth ½-wave plate group, which transmits light from an mth light source group (where m=2, 3, . . . , M), is assumed as ϕm, ϕ1=0 (in degree)¦ϕm−ϕm-1¦=ϕ0 are satisfied. 8. The imaging device according to claim 7, wherein the polarizer is arranged rotatably with respect to the camera... | Sony Corporation | G03B015/06 G02F001/335 G01N021/21 G02B005/30 H04N005/225 G01B011/30 A61B005/00 G03B015/03 G02F001/1335 G03B015/05 G03B015/14 A61B005/107 G02B021/06
US10080890 | B2 | 2018-09-25 | Implantable biological electrode and medical assembly including the same | 2011-10-17 | An implantable biological electrode, including a wire (2), wherein two ends of the wire (2) are connected with a contact (1) and a connector (3) respectively. The contact (1) comprises a conductive non-magnetic nanofiber with a specific resistivity or a conductive film with a specific center resistivity. A medical assembly comprises the implantable biological electrode. A contact prepared by the winding of a nanofiber or film material with a relatively high resistivity can effectively suppress turbulence and improve the safety of the electrode during magnetic resonance imaging. | 1. An implantable biological electrode for deep brain simulation, comprising: a wire having a first end and a second end;a sleeve that sleeves over a portion of the wire; anda contact formed by conductive non-magnetic nanofibers wrapped in a coil about an outer wall of the sleeve,wherein the coil has one or more layers of the conductive non-magnetic nanofibers in a radial direction,the first end of the wire is in contact with the coil, the second end of the wire is connected to a connector,the conductive non-magnetic nanofibers has a specific center resistivity or a specific resistivity, respectively, larger than 10−6 Ω·m, whereby a heat generation is suppressed at the contact when the contact is exposed to a radio frequency (RF) field, andthe conductive non-magnetic nanofibers are selected from the group consisting of carbon nanotube wire, carbon fiber, and combinations thereof. 2. The implantable biological electrode of claim 1, wherein the wire is made of a conductive non-magnetic material. 3. The implantable biological electrode of claim 2, wherein the wire is selected from the group consisting of platinum, iridium, an alloy of platinum and iridium, carbon nanotube wire, carbon fiber, and conductive polymer. 4. The implantable biological electrode of claim 1, wherein the wire is connected with the contact by mechanical connection or welding. 5. The implantable biological electrode of claim 1, wherein the sleeve comprises at least one groove on the outer wall of the sleeve, and the coil is disposed about the at least one groove. 6. The implantable biological electrode of claim 5, wherein the first end of the wire is affixed to the outer wall of the sleeve in the at least one groove, forming an electrical connection to the coil disposed about the at least one groove of the sleeve. 7. The implantable biological electrode of claim 6, wherein the first end of the wire forms a U-shape, and is overlapped and wound with the conductive non-magnetic nanofiber. 8. The implantable biological electrode of claim 5, wherein the conductive non-magnetic nanofibers is coated with a metallic coating. 9. A medical assembly comprising: the electrode according to claim 1; anda signal transceiver connected to the connector for generating a specific electrical signal and transmitting the signal to the contact, or receiving the electrical signal from the contact and processing the signal, or both. 10. The implantable biological electrode of claim 1, wherein the sleeve comprises a biologically safe macromolecule material selected from the group consisting of polyurethane, silicon rubber, nylon, or combinations thereof. 11. The implantable biological electrode of claim 1, wherein the wire is selected from the group consisting of platinum, iridium, an alloy of platinum and iridium, carbon nanotube wire, carbon fiber, and conductive polymer. | TSINGHUA UNIVERSITY | A61B005/05 A61B005/04 A61N001/08 A61N001/05 B82Y030/00 B82Y005/00
US10092252 | B2 | 2018-10-09 | Vascular phantoms and method of making same | 2015-04-07 | A method of making a vascular phantom based on imaging data of vasculature of a subject. A mold having a core and a shell is constructed based on the imaging data. A liquid precursor is introduced into the mold and is cured. The mold is removed, leaving a model of the vasculature of the subject. A plaque component is fabricated by making a plaque mold and introducing liquid precursors containing T1 and T2 modifiers to mimic the T1 and T2 of portions of the plaque. The plaque components are attached to the vasculature using adhesive. | 1. A method of fabricating a vascular phantom from imaging data of vasculature of a subject, comprising the steps of: forming a core-shell mold having a core and an outer shell with dimensions based on the imaging data of the vasculature of the subject; infusing the core-shell mold with a liquid precursor; curing the liquid precursor; dissolving the core-shell mold to recover a vascular phantom that represents the vasculature of the subject; forming a plaque mold representing a plaque having dimensions based on the imaging data of the vasculature of the subject; infusing the plaque mold with a plaque component; freezing the plaque component; removing the plaque component from the plaque mold; and attaching the plaque component to the vascular phantom that represents the vasculature of the subject. 2. The method of fabricating a vascular phantom of claim 1, wherein said plaque represents one or more of a hemorrhage, a lipid core, and a fibrous cap. 3. The method of fabricating a vascular phantom of claim 2, wherein said one or more of the hemorrhage, the lipid core, and the fibrous cap comprises respective amounts of a T1 modifier and a T2 modifier. 4. The method of fabricating a vascular phantom of claim 1, wherein said step of attaching the plaque to the vascular phantom includes by coating a layer of adhesive on one or both of the shaped plaque and the vascular replica and performing a curing process. 5. The method of fabricating a vascular phantom of claim 1, wherein plaque component can comprise T1 and T2 modifiers, water, agarose, and carrageenan. | University of Massachusetts | B29C039/10 A61B006/03 B29C039/00 B29C039/02 B29C039/12 B29C039/36 A61B005/055 B29L031/00 A61B005/02 A61B006/00 A61B034/10
US10105092 | B2 | 2018-10-23 | Detecting sleeping disorders | 2016-06-09 | Introduced are methods and systems for monitoring a person's sleeping patterns, and detecting episodes of sleeping disorders such as snoring and sleep apnea. In one embodiment, a sensor strip attached to the mattress monitors the user's breathing, and detects signature frequencies corresponding to snoring and sleep apnea. Once a sleeping disorder is detected, a notification can be sent to a device associated with the user, or the user's bed can be automatically adjusted to alleviate the sleeping disorder. | 1. A method to detect when a user is experiencing a sleeping disorder, the method comprising: obtaining a breathing rate from a sensor disposed proximate to the user, the breathing rate comprising an inhale portion and an exhale portion;identifying an inhale breathing rate of the user by removing the exhale portion from the breathing rate to obtain the inhale portion as the inhale breathing rate of the user;based on the inhale breathing rate of the user, determining that the user is experiencing the sleeping disorder, wherein determining that the user is experiencing the sleeping disorder includes: determining frequencies corresponding with the inhale breathing rate,determining that the frequencies include a first frequency range around a first peak frequency and a second frequency range around a second peak frequency, the first frequency range being different than the second frequency range, anddetermining that the first frequency range is within a frequency range corresponding to the sleeping disorder, and that the second frequency range is not within the frequency range corresponding to the sleeping disorder, wherein determining that the user is experiencing the sleeping disorder is based on the first peak frequency and the first frequency range; andupon said determining that the user is experiencing the sleeping disorder, sending a signal to a device associated with the user, the signal comprising an indication that the user is experiencing the sleeping disorder. 2. The method of claim 1, said determining that the user is experiencing the sleeping disorder comprising: receiving a first plurality of breathing rates associated with at least one person and a second plurality of breathing rates associated with the at least one person, wherein each breathing rate in the first plurality of breathing rates comprises normal breathing and further each breathing rate in the first plurality of breathing rates comprises the inhale portion and the exhale portion, and wherein each breathing rate in the second plurality of breathing rates comprises snoring and further each breathing rate in the second plurality of breathing rates comprises the inhale portion and the exhale portion;removing the exhale portion from each breathing rate in the first plurality of breathing rates and the second plurality of breathing rates to obtain a first plurality of inhale breathing rates and a second plurality of inhale breathing rates;based on the first plurality of inhale breathing rates and the second plurality of inhale breathing rates, creating a training model; andbased on the training model, and the inhale breathing rate associated with the user, determining that the user is snoring. 3. The method of claim 1, said determining that the user is experiencing the sleeping disorder comprising: receiving a first plurality of breathing rates associated with at least one person and a second plurality of breathing rates associated with the at least one person, wherein each b... | Eight Sleep Inc. | A61B005/00 A61B005/0205 A61B005/11 A61B005/117 A61G007/002 A61G007/015 A61B005/08 A61B005/024
US10064653 | B2 | 2018-09-04 | Intravascular magnetic wire for detection, retrieval or elimination of disease-associated biomarkers and toxins | 2016-06-07 | A medical device and method for detection, retrieval or elimination of disease-associated toxins and biomarkers is provided. A plurality of magnets is arranged within a flexible sheath forming a flexible wire. The magnets are magnetically attached to each other, end-to-end, and arranged with their magnetic polarities alternating in direction. The magnetization direction of each of the magnets is orthogonal to the length axis of the flexible wire. The medical device is completely self-contained and does not require a bulky external field source able to maintain strong magnetic field gradients (100-10,000 T/m) along the wire, and at a radial distance (˜1 mm) to attract magnetic particles throughout the entire vein diameter at a range of physiologic velocities (1-10 cm/sec). This technology is a major step forward for the clinical relevance of CTC analysis to personalized medicine and introduces a powerful generalizable strategy for enrichment of other rare blood biomarkers. | 1. A medical device for detection, retrieval or elimination of disease-associated toxins and biomarkers, comprising: a plurality of magnets arranged within a flexible sheath forming a flexible wire, the flexible wire having a surface and a length axis,wherein the magnets are magnetically attached end-to-end and arranged with their magnetic polarities alternating in direction, each of the magnets having a magnetization direction;wherein the magnetization direction of each of the magnets is orthogonal to the length axis of the flexible wire;wherein the medical device is dimensioned to be introduced into a blood vessel, to be kept as a self-contained device within the blood vessel and to be retrieved from the blood vessel;wherein the medical device is dimensioned to allow blood flow along the length axis while being kept within the blood vessel;wherein a magnetic field along the length axis is sufficient to attract to the surface of the flexible wire superparamagnetic nanoparticles which could bind themselves to the disease-associated toxins and biomarkers;wherein the magnets are displaceable from the sheath upon retrieving the medical device from the blood vessel for capturing and analysis of disease-causing cells, the biomarkers or the toxins; andwherein the self-containing device operates without an external magnetic source. 2. The medical device as set forth in claim 1, wherein the magnets are cylindrical magnets each having a diametric magnetization. 3. The medical device as set forth in claim 1, wherein the magnets are cylindrical magnets having a diameter of 0.2 mm to 10 mm. 4. The medical device as set forth in claim 1, wherein the alternating polarities alternate 180 degrees or alternate with a rotation from magnet to magnet at 45-180 degree increments. 5. The medical device as set forth in claim 1, wherein each of the plurality of magnets has a length in a range of 0.5 mm to 10 cm. 6. The medical device as set forth in claim 1, wherein the medical device contains 10 to 1000 magnets. 7. The medical device as set forth in claim 1, wherein the flexible wire generates magnetic field gradients of 100 to 10,000 T/m. 8. The medical device as set forth in claim 1, wherein the disease-associated toxins and biomarkers are cells, proteins, nucleic acids, circulating tumor DNA, or exosomes. | The Board of Trustees of the Leland Stanford Junior University | A61B017/52 A61B005/05 A61B005/00 A61N002/06 A61B010/04 A61B005/145
US10096108 | B2 | 2018-10-09 | Medical image segmentation method and apparatus | 2016-12-22 | A medical image segmentation method includes: step 1, initialize of the number of clusters and determine the initial values of the cluster centroids; step 2, calculate a Hausdorff distance between each cluster centroid and each pixel in the image; step 3, calculate a membership function of each pixel based on the Hausdorff distance and a Euclid distance between the cluster centroids and each pixel; step 4, calculate an objective function, cluster the pixels of the image based on the updated membership function, and update the centroid value; and repeating step 2-4, until a difference between two objective function values is less than a threshold value. Then the membership function from the last iteration is a final segmentation. | 1. A medical image segmentation method, which comprises the following processing steps: step 1, initialize the number of clusters and determine the initial values of cluster centroids;step 2, calculate a Pseudo-Hausdorff distance between each cluster centroid and each pixel in an image;step 3, calculate a membership function of each pixel being a member of a cluster based on the Pseudo-Hausdorff distance and an Euclid distance between each cluster centroid and said each pixel;step 4, calculate an objective function, cluster the pixels of the image based on the membership function, and update the values of the cluster centroids; andrepeat step 2-4, until a difference between the objective function values of two consecutive iterations is less than a threshold value, and then the membership function from the last iteration is a final segmentation. 2. The medical image segmentation method as claimed in claim 1, wherein the initial values of the cluster centroids are calculated by an image histogram where differences between each centroid are the same. 3. The medical image segmentation method as claimed in claim 1, wherein the step of calculating the Pseudo-Hausdorff distance between each cluster centroid and each image pixel comprises: choose several neighbor regions with said each image pixel at the center, calculate a mutual information between each chosen neighbor region and the centroids;select the neighbor region that has the maximum mutual information value; andcalculate the Hausdorff distance between said each centroid and the selected neighbor region as the Pseudo-Hausdorff distance between said each cluster centroid and said each image pixel. 4. The medical image segmentation method as claimed in claim 3, wherein the several neighbor regions are defined by rectangular regions with a width and height of 3, 5, and 7 pixels. 5. The medical image segmentation method as claimed in claim 3, wherein mutual information between sets A and B are determined byI=∑i∈A⁢∑j∈B⁢p⁡(i,j)⁢log⁢p⁡(i,j)p⁡(i)⁢p⁡(j),where p(i,j) is the joint distribution function of sets A and B, p(i) and p(j) are the distribution functions for sets A and B, respectively. 6. The medical image segmentation method as claimed in claim 5, wherein the Hausdorff distance between sets A and B is calculated bydH⁡(A,B)=max⁢{suppi∈A⁢inf⁢pj∈B⁢pj-pi⁢,sup⁢pj∈B⁢⁢⁢infpi∈A⁢pi-pj},and wherein the Pseudo-Hausdorff distance between a centroid vk and a pixel i with value xi, ∥xi−vk∥H, is dH(A,B), with A being a set consisting of the centroid vk and B being a set consisting of values of the pixels belonging to the selected neighbor region centered at pixel i. 7. The medical image segmentation method as claimed in claim 6, wherein the membership function of each pixel is determined by the Pseudo-Hausdorff distance and Euclid distance between the pixel and the centroids, the equation for calculating the membership function isuik=(xi-vk2+α⁢xi-vkH2)-1m-1∑l=1C⁢(xi-vl2+α⁢xi-vlH2)-1m-1,where x... | - | G06K009/62 G06T007/11 G06T007/00 A61B005/00 A61B006/00 G06K009/46 G06K009/52
US10071216 | B2 | 2018-09-11 | Liner for use with respiratory mask | 2015-08-20 | A liner for use with a respiratory mask having a frame portion which is detachable from a cushion portion is provided, the liner including a body constructed from an absorbent material, the body having a first end and a second end, the body including a hose aperture adjacent the first end and sized for placement over a hose connector of the respiratory mask, and a mouth aperture adjacent the second end for placement over a mouth opening of the mask to allow air to flow into a user's mouth. | 1. A liner for use with a respiratory mask having a frame portion which is detachable from a cushion portion, the liner comprising: a body constructed from an absorbent material, the body having a first end and a second end, the body including a hose aperture adjacent the first end and sized for placement over a hose connector of the respiratory mask, and a mouth aperture adjacent the second end for placement over a mouth opening of the mask to allow air to flow into a user's mouth, wherein the liner is treated with a copper or copper oxide material. 2. The liner of claim 1, wherein the body further includes a nasal aperture set farther inward from the second end compared to the mouth aperture for placement over a nasal opening of the mask to allow air to flow into the user's nostrils. 3. The liner of claim 2, wherein the mouth and nasal apertures are generally oval-shaped. 4. The liner of claim 2, wherein the mouth aperture and the nasal aperture are formed as a single combined aperture. 5. The liner of claim 1, wherein the body further includes an export aperture disposed between the hose aperture and the mouth aperture, wherein the export aperture is placed over an export air portion of the mask. 6. The liner of claim 1, wherein the body comprises a single layer of material. 7. The liner of claim 1, wherein the material is stretchable. 8. The liner of claim 1, wherein the liner is releasably held between the mask and the user's face. 9. A liner for use with a respiratory mask having a frame portion which is detachable from a cushion portion, the liner comprising: a body constructed from an absorbent material, the body having a first end and a second end, the body including a hose aperture adjacent the first end and sized for placement over a hose connector of the respiratory mask, a mouth aperture adjacent the second end for placement over a mouth opening of the mask to allow air to flow into a user's mouth, and a separate nasal aperture set farther inward from the second end compared to the mouth aperture for placement over a nasal opening of the mask to allow air to flow into the user's nostrils. 10. The liner of claim 9, wherein the body further includes an export aperture disposed between the hose aperture and the nasal aperture, wherein the export aperture is placed over an export air portion of the mask. 11. The liner of claim 9, wherein the material is stretchable. 12. The liner of claim 9, wherein the liner is treated with a copper or copper oxide material. 13. The liner of claim 9, wherein the liner is releasably held between the mask and the user's face. 14. A liner for use with a respiratory mask having a frame portion which is detachable from a cushion portion, the liner comprising: a body constructed from an absorbent material, the body having a first end and a second end, the body including a hose aperture adjacent the first end and sized for placement over a hose connector of the respiratory mask, a mouth aperture a... | Naturs Design, Inc. | A61M016/06 A62B018/08 A61B005/097
US10064682 | B2 | 2018-09-04 | Collision avoidance during controlled movement of image capturing device and manipulatable device movable arms | 2015-09-23 | A system and method for movement control includes a controller coupled to a computer-assisted surgical device having a first movable arm coupled to a manipulatable device having a working end and a second movable arm coupled to an image capturing device. The controller is configured to receive first configurations for the first movable arm; receive second configurations for the second movable arm; receive a plurality of images of the working end from the image capturing device; determine a position and an orientation of the working end; determine a first movable arm position and trajectory for the first movable arm; determine a second movable arm position and trajectory for the second movable arm; determine whether motion of the movable arms will result in an undesirable relationship between the movable arms; and send a movement command to the first or second movable arm to avoid the undesirable relationship. | 1. A movement control system comprising: a controller comprising: one or more processors; andmemory coupled to the one or more processors;wherein: the movement control system is coupled to a computer-assisted device having a first movable arm coupled to a manipulatable device having a working end and a second movable arm coupled to an image capturing device separate from the computer-assisted device; andthe controller is configured to: determine, based on at least one image of the working end received from the image capturing device, a pose of the working end in a common reference frame;determine a first movable arm position and a first movable arm trajectory for the first movable arm in the common reference frame;determine a second movable arm position and a second movable arm trajectory for the second movable arm in the common reference frame;based on the first movable arm position, the first movable arm trajectory, the second movable arm position, and the second movable arm trajectory, determine whether motion of the first movable arm, motion of the second movable arm, or motions of the first and second movable arms together will result in an undesirable relationship between the first and second movable arms; andsend a first movement command to the first movable arm or the second movable arm to avoid the undesirable relationship. 2. The movement control system of claim 1 wherein: the common reference frame is a reference frame of the image capturing device; andthe controller is further configured to determine the first movable arm position in the common reference frame further based on the pose of the working end in the common reference frame. 3. The movement control system of claim 1, wherein: the common reference frame is a reference frame of the computer-assisted device determined based on a pose of the working end; andthe controller is further configured to: determine the second movable arm position in a reference frame of the image capturing device;determine a position and an orientation of the working end in the reference frame of the image capturing device; andtransform the second movable arm position and the pose of the working end from the reference frame of the image capturing device to the common reference frame. 4. The movement control system of claim 1, wherein: the at least one image of the working end comprises a plurality of two-dimensional images from the image capturing device; andthe controller is further configured to determine the pose of the working end from the two-dimensional images even when the working end of the manipulatable device is occluded by one or more objects disposed between the image capturing device and the working end of the manipulatable device. 5. The movement control system of claim 1, further comprising: a viewer adapted to display a second image of a work space of the working end of the manipulatable device; andan input unit configured to receive information of a user specified region of interest... | Intuitive Surgical Operations, Inc. | A61B005/00 A61B019/00 B25J009/16 A61B006/00 A61B034/20 A61B034/30 A61B006/10 A61B090/00
US10080525 | B2 | 2018-09-25 | Devices and methods for tissue immobilization and non-invasive lower urinary tract analysis | 2017-05-08 | Provided are devices and methods suitable for immobilizing tissue and for use in non-invasive methods of assessing lower urinary tract symptoms as well as in surgical application. | 1. A method, comprising: applying sufficient vacuum to a vacuum chamber so as to effect passage of a subject's anatomy into the vacuum chamber into and through a gap between a proximal opening of the vacuum chamber and a proximal opening of a urethral engagement conduit,the vacuum chamber having a wall and an interior volume,the proximal opening of the vacuum chamber being defined by an edge of the wall of the vacuum chamber,the urethral engagement conduit having a wall and extending through the interior volume of the vacuum chamber,the interior volume of the vacuum chamber being defined between the wall of the vacuum chamber and the wall of the urethral engagement conduit,the urethral engagement conduit having a proximal opening defined by an edge of the wall of the urethral engagement conduit and the proximal opening of the urethral engagement conduit being configured to engage the tissue proximate to the subject's urethra such that the subject's urethra is placed into fluid communication with the urethral engagement conduit, andmeasuring, as a function of time during urine excretion, one or more of a weight of a receptacle in fluid communication with the urethral engagement conduit, the weight of the contents of the receptacle, or a volume of the contents of the receptacle. 2. The method of claim 1, further comprising measuring, calculating, or estimating a volume of urine excreted into the receptacle. 3. The method of claim 1, further comprising releasing air, urine, or both from the receptacle during excretion. 4. The method of claim 1, further comprising measuring, as a function of time during urine excretion, a pressure within a receptacle in fluid communication with the urethral engagement conduit. 5. The method of claim 1, wherein the edge of the wall of the vacuum chamber is characterized as being rounded and thickened relative to the wall. 6. The method of claim 1, wherein the edge of the wall of the urethral engagement conduit is characterized as being rounded and thickened relative to the wall. 7. The method of claim 1, wherein the urethral engagement conduit and the vacuum chamber are characterized as being concentric with one another. 8. The method of claim 3, wherein the air, urine, or both is released from the receptacle when the pressure within the receptacle reaches a predetermined level. 9. The method of claim 1, wherein a heat-absorbing material is disposed within the receptacle. 10. The method of claim 1, further comprising correcting for one or more of diabatic effects, temperature effects, or atmospheric effects. 11. A method, comprising: forming a leak-proof seal between a subject's anatomy and a conduit so as to place the subject's urethra into fluid communication with the interior of the conduit having a wall,the conduit being in fluid communication with a receptacle configured to receive urine from the subject's urethra;the leak-proof seal being formed by application of a vacuum sufficient to draw the patient... | BioFluid Technology Inc. | A61B005/00 A61B005/20
US10092194 | B2 | 2018-10-09 | Illuminated blood pressure cuff | 2016-01-06 | A blood pressure gauge for monitoring the blood pressure values of a patient in a darkened or low light environment. The blood pressure gauge is selectively illuminated when an internal air pressure within an attached blood pressure cuff is first detected or after it has reached a predetermined threshold value as determined by a pressure transducer in the blood pressure gauge. The blood pressure gauge is illuminated by a plurality of light emitting diodes or by plurality of components comprised of photoluminescent material. The blood pressure cuff is inflated by the actuation of a bulb attached to the blood pressure gauge. The bulb is actuated or squeezed against a stationary hand grip portion of the blood pressure gauge so as to provide a greater compressive force and deliver a larger volume of air to the blood pressure cuff. | 1. An apparatus for measuring the blood pressure of a patient comprising: a body;a concave hand grip disposed at a proximal end of the body;a bulb coupled to the proximal end of the body and nested against the concave hand grip;a dial housing disposed on a distal end of the body; anda dial assembly coupled to the dial housing,wherein the dial assembly comprises a pressure transducer and an illumination source for selectively illuminating the dial assembly, andwherein the illumination source is configured to activate upon a threshold pressure being obtained as determined by the pressure transducer. 2. The apparatus of claim 1 where the body further comprises: a hose connector disposed at a distal end of the body;a dial airway coupling the hose connector at the distal end of the body with the bulb at the proximal end of the body;a dial outlet defined in the dial airway at an angle that is perpendicular relative to the dial airway; anda transducer outlet coupled to the dial airway at an angle that is perpendicular relative to the dial airway. 3. The apparatus of claim 2 further comprising a gauge assembly disposed in the dial housing, wherein the gauge assembly is coupled to the dial assembly and forms a sealed fit with the dial outlet defined in the dial airway. 4. The apparatus of claim 1 where the dial assembly comprises: a dial, the dial comprising a top surface and a bottom surface; anda dial face coupled to the top surface of the dial,wherein the pressure transducer is coupled to the bottom surface of the dial. 5. The apparatus of claim 4 where the illumination source for selectively illuminating the dial assembly is a plurality of light emitting diodes (LEDs) disposed on the top surface of the dial. 6. The apparatus of claim 5 where the plurality of LEDs disposed on the top surface of the dial are disposed symmetrically around the dial face coupled to the top surface of the dial. 7. The apparatus of claim 4 where the illumination source for selectively illuminating the dial assembly is an illumination ring disposed around the dial face coupled to the top surface of the dial. 8. The apparatus of claim 7 where the illumination ring and dial face are comprised of photoluminescent material. 9. The apparatus of claim 1 where the bulb comprises an indentation defined in its surface to accommodate the concave hand grip disposed at the proximal end of the body. 10. The apparatus of claim 1 wherein the concave hand grip comprises a battery pack. 11. The apparatus of claim 1 further comprising a release valve disposed in the body between the proximal end of the body and the dial housing. 12. The apparatus of claim 4 further comprising a cover disposed over the pressure transducer coupled to the bottom surface of the dial, the cover further forming a sealed coupling with the transducer outlet. | - | G01L007/00 A61B005/021 G01L009/16
US10092043 | B2 | 2018-10-09 | Bra and bra components | 2015-05-21 | A bra to enable monitoring of a wearer's heart rate. There is provided a bra comprising a left breast cup; a right breast cup; and a center gore attached between the left and right breast cups. Each of the left and right breast cups comprises a lower edge region which is shaped to follow the shape of a wearer's breast and is shaped to be positioned below a wearer's breast to support the breast, and wherein the lower edge region comprises an electrically conductive fabric layer on the inner surface for contact with the user's skin. The center gore comprises an attachment area for attachment of a transmitter and an electrically conductive pathway from the electrically conductive fabric of the lower regions of the breast cups to the attachment area. Bra components for providing electrical pathways are also provided. | 1. An underwire casing for a bra, the underwire casing comprising: an electrically conductive fabric layer, separate from a fabric of the bra, comprising an underwire casing, the electrically conductive fabric layer having a length that extends longitudinally along a lower edge region of a first breast cup, wherein the electrically conductive fabric layer is adapted to contact a wearer's skin throughout its length. 2. The underwire casing of claim 1, further comprising an underwire disposed in the electrically conductive fabric layer comprising the underwire casing. 3. A breast cup for a bra, the breast cup having: an inner surface adapted to contact a wearer's body when worn,an outer surface facing away from the wearer's body when worn, anda lower edge region dimensioned and arranged to follow a shape of a breast of the wearer,wherein the lower edge region is arranged below the wearer's breast and comprises an electrically conductive fabric layer on the inner surface,wherein the electrically conductive fabric layer has a length that extends longitudinally along the lower edge region of the breast cup and is further adapted to contact skin of the wearer throughout its length. 4. The breast cup of claim 3, wherein the the electrically conductive fabric layer comprises an underwire casing attached to the inner surface of the lower edge region. 5. A bra having an inner surface which is in contact with a wearer's body when worn, and an outer surface which faces away from the wearer's body when worn, wherein the bra comprises: a left breast cup;a right breast cup; anda center gore attached between the left and right breast cups;wherein each of the left and right breast cups comprises a lower edge region which is shaped to follow the shape of a wearer's breast and is shaped to be positioned below a wearer's breast to support the breast, and wherein the lower edge region comprises an electrically conductive fabric layer on the inner surface for contact with the wearer's skin;wherein the center gore comprises:an attachment area for attachment of a transmitter; andan electrically conductive pathway from the electrically conductive fabric of the lower edge regions of the breast cups to the attachment area. 6. The bra of claim 5, wherein the center gore comprises an outer layer and an inner layer, and the electrically conductive pathway is positioned between the inner and outer layers. 7. The bra of claim 6, wherein at least one of the inner and outer layers is at least one of waterproof and electrically insulating. 8. The bra of claim 6, wherein at least one of the inner and outer layers is a fabric layer, a coating, or a film. 9. The bra of claim 5, wherein the center gore comprises an electrically conductive fabric layer which forms the electrically conductive pathway from the electrically conductive fabric of the lower edge regions of the breast cups to the attachment area. 10. The bra of claim 9, wherein the electrically conductive fabric laye... | Regina Miracle International (Group) Limited | A41C003/00 A61B005/00 A41C003/12 A41D013/12 A61B005/024 A61B005/0408
US10076228 | B1 | 2018-09-18 | Minimally invasive networked surgical system and method | 2017-10-13 | A system for performing non-invasive networked medical procedures including a number of in vivo medical devices, a communication path between at least two of the devices, an ex vivo control unit to control the behavior of the devices, and a wireless communication path between the control unit and at least one of the devices. An associated method for performing non-invasive networked medical procedures is also provided. Further included is a simulation method that utilizes accurate electromagnetic field simulations, using a software based test bench, to determine the maximum allowable transmitted power levels from in vivo devices to achieve a required bit error rates (BER) at an in vivo or ex vivo node (receiver) while maintaining the specific absorption rate (SAR) under a required threshold. | 1. A system for performing networked medical procedures on a subject, comprising: a plurality of in vivo medical devices including an in vivo transmitter;a network providing a communication path between at least two of said plurality of in vivo medical devices, said network permitting receipt and transmission of control signals between said at least two in vivo medical devices over said communication path, said network including a Layer 3 data network; andan ex vivo control unit to control a behavior of said plurality of in vivo medical devices, said behavior including spatial parameters of said plurality of in vivo medical devices;said network providing an additional communication path between said ex vivo control unit and at least one of said plurality of in vivo medical devices. 2. The system of claim 1, further comprising: said additional communication path being a wireless communication path between said ex vivo control unit and said at least one of said plurality of in vivo medical devices. 3. The system of claim 1, wherein said ex vivo control unit is a magnet. 4. The system of claim 1, wherein said ex vivo control unit is an electronic device that generates control signals. 5. The system of claim 1, wherein said ex vivo control unit is an electronic device that generates communication signals. 6. The system of claim 1, wherein each of said plurality of in vivo medical devices are one or more medical devices chosen from the group consisting of an imaging device, a sensor, a power source, and a cutting tool. 7. The system of claim 1, wherein said communication path between said at least two in vivo medical devices is wireless. 8. The system of claim 1, wherein said communication path between said at least two in vivo devices is wired. 9. The system of claim 1, wherein each of said plurality of in vivo medical devices is separately wirelessly addressable and controllable. 10. The system of claim 1, further comprising: a plurality of wireless communication paths between said ex vivo control unit and each of said plurality of in vivo medical devices. 11. The system of claim 1, further comprising: said communication path including a signal having a specific absorption rate less than or equal to 0.08 W/kg. 12. The system of claim 1, wherein a position of said in vivo transmitter is furthest from organs and tissues within said subject. 13. The system of claim 1, further comprising: said network being a data network that supports protocols at Layer 2 or Layer 3 and/or or a protocol stack including applications. 14. The system of claim 1, further comprising: said behavior of said plurality of in vivo medical devices including spatial parameters of said plurality of in vivo medical devices. 15. The system of claim 1, further comprising: said ex vivo control unit being an expert system. 16. A method of performing networked medical procedures comprising: providing a plurality of in vivo medical devices including an in vivo transmitter;e... | University of South Florida | H04B007/00 A61B001/00 A61B005/00 H04W040/00 H04W008/22 H04L029/08 A61B005/07 A61B017/32 H04W076/10 H04W084/12 A61B017/00
US10088544 | B2 | 2018-10-02 | Tractography framework with magnetic resonance imaging for brain connectivity analysis | 2016-07-28 | In white matter tractography from magnetic resonance imaging, a mathematical representation of diffusion (e.g., fiber orientation distributions) is first estimated from the diffusion MR data. Fiber tracing is performed via deterministic or probabilistic tractography where the tract maps and brain regions from multiple atlases and/or templates can be used for seeding and/or as spatial constraints. Field map correction and/or denoising may improve the diffusion weighted imaging data used in tractography. | 1. A method for tractography with magnetic resonance imaging, the method comprising: scanning a patient with a magnetic resonance imaging system for diffusion weighted data, the scanning providing data without diffusion sensitization and in phase-encoded and reverse phase encoded directions, the diffusion weighted data being in a subject space;acquiring, with the magnetic resonance imaging system, structural magnetic resonance data;correcting the diffusion weighted data with field maps estimated from the data acquired in the phase encoding and reverse phase encoding directions;denoising the corrected diffusion weighted data;registering a first atlas of tract maps to the subject space;identifying regions of interest through which tracts of the tract maps pass from a second atlas;generating a tractogram for the patient from the denoised, corrected diffusion weighted data, the tract maps, and the regions of interest; andtransmitting an image of the tractogram. 2. The method of claim 1 wherein scanning comprises performing diffusion magnetic resonance imaging. 3. The method of claim 1 wherein correcting comprises field map correcting. 4. The method of claim 1 wherein denoising comprises performing local principle component analysis. 5. The method of claim 1 wherein registering comprises registering the tract maps as probabilistic maps of fiber tracts. 6. The method of claim 1 wherein registering comprises determining first fractional anisotropy data from a fit of diffusion tensors to the denoised, corrected diffusion weighted data of the patient, nonlinearly registering the first fractional anisotropy data to second fractional anisotropy data of the first atlas, and warping the tract maps to the subject space based on the nonlinear registration. 7. The method of claim 1 wherein identifying comprises nonlinearly registering structural data representing the patient to structural data linked to the second atlas, warping the regions of interest of the second atlas based on the nonlinear registering, and identifying the regions of interest through which the tracts pass after the warping. 8. The method of claim 1 wherein generating comprises modeling diffusion with fiber orientation distributions from a constrained spherical deconvolution. 9. The method of claim 1 wherein generating comprises performing deterministic tractography guided by the regions of interest as seeded by the tract maps. 10. The method of claim 1 wherein transmitting comprises transmitting the image color coded as an axial tractogram, coronal tractogram, sagittal tractogram, or combinations thereof. 11. The method of claim 1 further comprising determining tract-specific regions as spatial constraints for the tracts from the first atlas, wherein generating the tractogram comprises generating the tractogram from the tract-specific regions. 12. The method of claim 1 further comprising: masking skull from the diffusion weighted data;registering the structural data for the patien... | Siemens Healthcare GmbH | G01R033/563 A61B005/055 A61B005/00 G06T005/00 G06T007/30 G06T007/11 G01R033/56
US10099054 | B2 | 2018-10-16 | Hearing assistance device comprising an implanted part for measuring and processing electrically evoked nerve responses | 2014-07-14 | The application relates to a hearing assistance device comprising an implanted part and to a method of its operation. The disclosure aims at improving the identification and processing of recorded nerve response data in an implanted part. The implanted part comprises a) A multitude of electrodes; b) Stimulation circuitry electrically coupled to a stimulation electrode during a stimulation time period; c) Measurement circuitry electrically coupled to a recording electrode during a measurement time period; d) A control unit configured to control the timing of the application of the stimulation signal in the stimulation time period and to control the measurement time period relative to the stimulation time period; and e) A processing unit configured to record the measured signal in the measurement time period and to identify a response from the auditory nerve based on said measured signal. The invention may e.g. be used for cochlear implant type hearing aids. | 1. A hearing assistance device comprising an implanted part adapted for being implanted at a user's ear, wherein the implanted part comprises A multitude of electrodes adapted for being located in the cochlea in proximity of an auditory nerve of the user;Stimulation circuitry electrically coupled to a stimulation electrode during a stimulation time period and configured for applying a stimulation signal to the stimulation electrode;Measurement circuitry electrically coupled to a recording electrode during a measurement time period and configured to measure a signal picked up by the recording electrode in response to said stimulation signal and providing a measured signal;A control unit configured to control the timing of the application of the stimulation signal in the stimulation time period and to control the measurement time period relative to the stimulation time period;A processing unit configured to record the measured signal in the measurement time period and to identify a response from the auditory nerve based on said measured signal,wherein the measurement circuitry comprises an analogue comparator comprising first and second inputs and an output representing a comparison of the first and second inputs, wherein the first input is operationally coupled to said recording electrode to receive the measured signal during said measurement time period, controlled by the control unit, and said second input is configured to receive an estimated time variant artifact signal,the processing unit comprises a digital processor and an AD-DA-interface to said analogue comparator, the AD-DA-interface having an analogue input and an analogue output,an analogue output of the AD-DA-interface is operationally coupled to the second input of the analogue comparator, and the processing unit supplies the estimated time variant artifact signal to the second input via the AD-DA interface,the output of the analogue comparator, which provides a result of subtracting the estimated time variant artifact signal from the measured signal, is operationally coupled to an analogue input of the AD-DA-interface of the processing unit, andthe AD-DA interface comprises a variable amplifier for amplifying an input to the AD-DA interface by a configurable amplification factor. 2. A hearing assistance device according to claim 1 wherein the processing unit is configured to compute at least one estimator of at least one statistical variable obtained from said measured signal. 3. A hearing assistance device according to claim 2 configured to use said at least one statistical estimator to identify said response from the auditory nerve. 4. A hearing assistance device according to claim 2 configured to generate signals or commands based on a criterion applied to said at least one estimator computed in the processing unit. 5. A hearing assistance device according to claim 1 comprising a switch unit comprising a number of switching elements allowing each of said multitude of electrod... | Oticon Medical A/S | A61N001/36 A61N001/02 A61B005/04 A61N001/05
US10064582 | B2 | 2018-09-04 | Noninvasive determination of cardiac health and other functional states and trends for human physiological systems | 2015-01-19 | This document describes assessment of human physiological systems. Various noninvasive sensors can be used to detect vitals and other parameters and combined with mathematical models to assess the functional state of physiological systems. Conventional techniques can use invasive sensors to monitor cardiac pressures and volumes, along with pressure transit to quantify cardiovascular health. While known to be effective these invasive techniques often require surgery and are resource intensive limiting their use to cases where the risks and costs are of clear immediate benefit. In contrast, noninvasive health monitors present little if any risk and are easy to use. Further, the techniques described herein can determine trends in a person's cardiovascular health. With these trends, a person can know if the effort they expend to improve heart health actually makes a difference. Further, negative trends can be found that can spur people to improve their health or get medical attention. | 1. A method for health monitoring without interrupting a person's daily routine, the method comprising: executing a manager on a processor of a computing device to perform operations including: receiving, from multiple noninvasive health monitors configured to measure a physiological system of the person using a plurality of different modalities without interrupting the person's daily routine, sensor data for the person that corresponds the plurality of different modalities, the different modalities sensing different measurable conditions;determining a functional state of the physiological system of the person, the functional state comprising a cardiac pressure-volume loop for a cardiovascular system of the person, the functional state determined based on the sensor data received and by: correlating the sensor data of two or more particular modalities of the plurality of different modalities that are associated with the cardiac pressure-volume loop, the correlating including correlating the sensor data of a first of the two or more particular modalities with the sensor data of at least a second of the two or more particular modalities based on times the sensor data of the first and at least second particular modalities are recorded;and combining the correlated sensor data of the first and at least second particular modalities to ascertain a measure indicative of the functional state; recording the functional state;and determining, based on the functional state and previously recorded functional states for the physiological system of the person, a health trend for the physiological system of the person, the determined health trend being presentable via a user interface on a display of a computing device. 2. The method as described in claim 1, further comprising communicating at least one of the functional state or the health trend for the physiological system of the person to a medical professional associated with the person. 3. The method as described in claim 1, wherein the sensor data includes data from at least two of the multiple noninvasive health monitors and for a same time. 4. The method as described in claim 3, wherein the determining includes at least one of correlating or aggregating the sensor data of the first particular modality with the sensor data of the at least second particular modality that correspond to the same time. 5. The method as described in claim 1, wherein the plurality of different modalities includes two or more of reflected light, sound waves, electromagnetic sensing, radar, or fluid mechanics. 6. The method as described claim 1, wherein two or more of the multiple noninvasive health monitors actively sense the person's health. 7. The method as described in claim 6, wherein the person is not required to explicitly operate or actively interact with the two or more of the multiple noninvasive health monitors. 8. The method as described in claim 1, further comprising determining an additional functional state o... | Google LLC | A61B005/00 A61B005/021 A61B005/0205 A61B005/103 A61B005/02 A61B005/05 A61B005/11 A61B005/01 A61B005/0255 A61B005/0402 G01K011/00 A61B008/06 A61B008/08 A61B008/14 A61B008/00 A47K013/30
US10092219 | B2 | 2018-10-09 | Automatic detection of user's periods of sleep and sleep stage | 2015-10-07 | Aspects of automatically detecting periods of sleep of a user of a wearable electronic device are discussed herein. For example, in one aspect, an embodiment may obtain a set of features for periods of time from motion data obtained from a set of one or more motion sensors in the wearable electronic device or data derived therefrom. The wearable electronic device may then classify the periods of time into one of a plurality of statuses of the user based on the set of features determined for the periods of time, where the statuses are indicative of relative degree of movement of the user. The wearable electronic device may also derive blocks of time each covering one or more of the periods of time during which the user is in one of a plurality of states, wherein the states include an awake state and an asleep state. | 1. An apparatus for automatically detecting periods of sleep of a user of a wearable electronic device, the apparatus comprising: one or more processors; anda non-transitory machine readable storage medium coupled to the one or more processors and having stored therein instructions, which when executed by the one or more processors, cause the one or more processors to: obtain motion data from one or more motion sensors in the wearable electronic device,define a plurality of time windows including a first time window and a second time window, the first and second time windows overlapping,obtain a set of feature values from the motion data including a first feature value corresponding to a first time interval and determined based on the motion data within the first time window and a second feature value corresponding to a second time interval and determine based on the motion data within the second time window, the first time window comprising the first time interval and the second time interval, the second time interval being adjacent to the first time interval, and the second time window comprising the second time interval,classify each of the time intervals into one of a plurality of statuses of the user based on the corresponding feature value, wherein the statuses are indicative of relative degrees of movement of the user,consolidate one or more consecutive time intervals into one or more blocks of time based at least in part on the statuses corresponding to the one or more consecutive time intervals, wherein each block of time is indicative of the user being in one of an awake state and an asleep state, anddetect the periods of sleep of the user based on the consolidated blocks of time. 2. The apparatus of claim 1, wherein the classification is performed using a machine learning classifier. 3. The apparatus of claim 1, wherein the plurality of statuses further include a not-worn status, during which the user is not wearing the wearable electronic device. 4. The apparatus of claim 1, wherein the apparatus is one of the wearable electronic device and a secondary electronic device to be coupled to the wearable electronic device. 5. The apparatus of claim 1, wherein one of the feature values is based on a combination of a quantification of a distribution of motion data along each of three axes for one of the time intervals. 6. The apparatus of claim 1, wherein the classification of the first time intervals is further based on photoplethysmography (PPG) data from the first time window, and wherein the PPG data is generated by a photoplethysmographic sensor in the wearable electronic device. 7. The apparatus of claim 6, wherein the PPG data is utilized to calculate at least one of the user's: heart rate data;heart rate variability data; andrespiration data. 8. The apparatus of claim 1, wherein the instructions, when executed by the one or more processors, also cause the one or more processors further to: after the consolidation of at least o... | Fitbit, Inc. | A61B005/103 A61B005/117 G01C019/00 A61B005/11 A61B005/00 A61B005/0205 A61B005/024 A61B005/053 A61B005/08
US10070855 | B2 | 2018-09-11 | Surgical device for providing access to a surgical site | 2014-06-12 | A surgical device (5) for application in a treatment performed on the human or animal body (1) with the aim of providing access to a surgical site in the body, includes at least one inflatable chamber (70, 71, 72) which can be inflated from a collapsed state to an expanded state, in which expanded state the device is suitable for exerting a force on an organ or tissue at the surgical site, at least one elongated flexible member (8, 80), which member at its proximal end (801) is operatively connected to the device, and which member has a length to allow the distal end (800) of the member to be fixed to a fixation site (100, 101) outside of the body, and methods of using this device. | 1. A method for positioning a surgical device in a human or animal body, the surgical device being suitable for application in a treatment performed on the human or animal body with an aim of providing access to a surgical site in the body, the surgical device comprising: at least one inflatable chamber configured to be inflated from a collapsed state to an expanded state, wherein the at least one inflatable chamber comprises at least one wall, the at least one wall forming a first set of multiple inflatable chambers of the at least one inflatable chamber, which are in fluid connection, the chambers formed by the at least one wall are laterally contiguous, two neighboring chambers are laterally connected at a seam and each of the two neighboring chambers convexly bulges towards the seam, wherein the at least one wall is formed as a sheeting comprising two opposing layers of deformable material, the sheeting forming the multiple inflatable chambers connected at the seam, the seam being formed according to a predetermined pattern by having a connection of the two opposite layers at the seam, wherein the sheeting comprises a third layer interposed between the two opposing layers, andat least one elongated flexible member, each elongated flexible member having a proximal end operatively connected to the surgical device, the method comprising the steps of:inserting the surgical device in the collapsed state into the body,inflating the at least one inflatable chamber to the expanded state such that the surgical device exerts a force on an organ or tissue at said surgical site,guiding a distal end of the at least one elongated flexible member outside of the body,positioning the distal end at a fixation site such that the at least one elongated flexible member is adapted to position the surgical device, andfixing the distal end at the fixation site to fix the position of the surgical device. 2. A method according to claim 1, wherein the at least one elongated flexible member comprises at least one tether. 3. A method according to claim 2, wherein the at least one tether comprises at least two tethers. 4. A method according to claim 1, wherein the at least one elongated flexible member is a stylet. 5. A method according to claim 4, wherein the stylet is removably connected to the surgical device. 6. A method according to claim 1, wherein the at least one elongated flexible member comprises one removably connected stylet and at least two tethers. 7. A method according to claim 1, wherein the first set of multiple inflatable chambers are formed in two perpendicular directions with respect to each other. 8. A method according to claim 1, wherein the at least one wall is formed as a sleeve. 9. A method according to claim 1 , wherein the at least one wall forms a second set of multiple inflatable chambers of the at least one inflatable chamber which are in fluid connection, the chambers of the second set not being in fluid connection with the first set... | UMC UTRECHT HOLDING B.V. | A61B001/32 A61B017/02 A61B090/00 A61B005/00 A61B005/042 A61B017/00 A61B090/30
US10099059 | B2 | 2018-10-16 | Modular antenna for implantable medical device | 2015-08-17 | Subject matter such as a method or apparatus can include an implantable antenna assembly, comprising a dielectric shell including first and second substantially parallel outer face portions, and a third outer face portion extending between the first and second portions, a spiral conductor extending along the first, second, and third portions on a surface of the dielectric shell. The dielectric shell and spiral conductor can be configured to be mechanically attached to a dielectric compartment, such as configured to be coupled to a housing of an implantable medical device. In an example, the implantable antenna assembly is configured to be electrically coupled to an implantable telemetry circuit configured to wirelessly transfer information electromagnetically using the implantable telemetry antenna, such as included as a portion of an implantable medical device. | 1. An apparatus, comprising: an implantable antenna assembly, comprising:a dielectric shell including first and second substantially parallel outer face portions, and a third outer face portion extending between the first and second portions;a spiral conductor extending along the first, second, and third portions on a surface of the dielectric shell, the spiral conductor forming an implantable telemetry antenna; andwherein the dielectric shell and spiral conductor are configured to be mechanically attached to a dielectric compartment configured to be coupled to a housing of an implantable medical device; andwherein the implantable antenna assembly is configured to be electrically coupled to an implantable telemetry circuit configured to wirelessly transfer information electromagnetically using the implantable telemetry antenna. 2. The apparatus of claim 1, wherein the spiral conductor is configured to extend along an interior-facing surface of the dielectric shell. 3. The apparatus of claim 1, wherein the spiral conductor is configured to extend along an exterior-facing surface of the dielectric shell. 4. The apparatus of claim 1, wherein the dielectric shell and the spiral conductor are configured to be contained at least partially within the dielectric compartment using a biocompatible material. 5. The apparatus of claim 1, wherein the dielectric shell is configured to mechanically retain the spiral conductor using a stake. 6. The apparatus of claim 5, wherein the stake is configured to retain a portion of the spiral conductor when the stake is deformed. 7. The apparatus of claim 5, wherein the spiral conductor defines a hole through which the stake extends to mechanically retain the spiral conductor. 8. The apparatus of claim 1, wherein the dielectric compartment includes a channel configured to mechanically retain the spiral conductor. 9. The apparatus of claim 1, wherein the dielectric shell is configured to mechanically immobilize the spiral conductor when the dielectric shell is molded around at least a portion of the spiral conductor. 10. The apparatus of claim 1, wherein one or more of the dielectric shell or the spiral conductor are adhesively attached to the dielectric compartment. 11. The apparatus of claim 1, further comprising the implantable medical device including: the housing;the dielectric compartment, mechanically coupled to the housing and mechanically coupled to the implantable antenna assembly; andthe implantable telemetry circuit carried within the housing and configured to wirelessly transfer information electromagnetically using the implantable antenna assembly. 12. The apparatus of claim 11, wherein the dielectric compartment of the implantable medical device comprises a header configured to provide an electrical and mechanical connection to an implantable lead, the implantable lead including an electrode configured for location at a tissue site, and coupled to electronic circuitry within the housing to provi... | Cardiac Pacemakers, Inc. | A61N001/372 H01Q001/36 H01Q009/04 H01Q001/27 A61B005/00
US10095914 | B2 | 2018-10-09 | Image pickup device, near infrared light emission device, and sunvisor | 2013-11-18 | An image pickup device includes a first emission unit that emits a near infrared light toward a face of a driver from a front lower side of the driver, and a second emission unit that emits a near infrared light from an upper side of the driver. When a sunvisor is present at a storage position in which sunlight is not shielded, the second emission unit is disposed at a position to be covered with the sunvisor. A portion where the sunvisor present at a storage position covers the second emission unit is made of a material that shields a visible light contained in the sunlight and transmits the near infrared light. | 1. An image pickup device that is mounted on a vehicle and captures an image of a driver of the vehicle, comprising: a face image pickup unit arranged in front of a driver seat of the vehicle, and capturing an image of a face of the driver from a front side of the driver;a first light transmitting source arranged in front of the driver seat of the vehicle, and emitting a near infrared light toward the face from a front lower side of the driver;a sunvisor fitted to an upper side of the driver seat in a vehicle interior, and being movable between a light shielding position at which sunlight to the face is shielded and a storage position at which the sunlight to the face is not shielded; anda second light transmitting source located at a position to be covered with the sunvisor when the sunvisor is present at the storage position and not to be covered with the sunvisor when the sunvisor is present at the light shielding position, and emitting the near infrared light toward the face of the driver, whereinthe sunvisor includes a near infrared light transmitting portion covering the second light transmitting source when the sunvisor is located at the storage position which is made of a material that shields a visible light contained in the sunlight and transmits the near infrared light;a sunvisor position switch configured as open when the sunvisor is present at the light shielding position and as closed when the sunvisor is present in the storage position; and an image pickup control processor containing a microprocessor configured to suppress an intensity of the near infrared light emitted by the second light transmitting source when the sunvisor position switch is open and the sunvisor is at the light shielding position which enables the near infrared light to pass through the near infrared light transmitting portion of the sunvisor,to not suppress an intensity of the near infrared light by the second light transmitting source when the sunvisor position switch is closed and the sunvisor is present at the storage position,to determine a duration time that elapses after the sunvisor is present at the light shielding position,to determine that the sunvisor is present at the light shielding position for shielding the visible light contained in the sunlight and suppress an intensity of the near infrared light emitted by the second light transmitting source when the duration time is equal to or longer than a predetermined period of time, andto determine that the sunvisor is present at the light shielding position not for shielding the visible light contained in the sunlight and not suppress an intensity of the near infrared light emitted by the second light transmitting source when the duration time is shorter than the predetermined period of time. 2. The image pickup device according to claim 1, wherein the face image pickup unit captures the image of the face with a predetermined period, andat least one of the first light transmitting source and the se... | DENSO CORPORATION | G06K009/00 B60J003/02 B60Q003/00 B60J003/00 B60R011/04 H04N005/33 A61B005/18 G08B021/06 B60Q003/252 B60Q003/76 A61B005/11 B60R011/00
US10096106 | B2 | 2018-10-09 | Combined medical imaging | 2016-11-10 | Systems and methods of imaging an organ of a patient include obtaining a plurality of two-dimensional (2D) tomosynthesis projection images of the organ. An x-ray image of the organ is obtained. A three-dimensional (3D) volume of the organ is reconstructed from the plurality of projection images and the x-ray image. A synthetic 2D image of the organ is generated from the plurality of projection images and the x-ray image. The x-ray image is mapped to the 3D volume. A user selection of an object of interest in the x-ray image or the synthetic 2D image is received. A plane through the 3D volume that crosses the selected object of interest is identified and displayed. | 1. A method of imaging an organ of a patient, the method comprising: obtaining a plurality of two-dimensional (2D) tomosynthesis projection images of the organ by rotating an x-ray emitter to a plurality of orientations relative to the organ and emitting a first level of x-ray energization from the emitter for each projection image of the plurality of projection images;obtaining an x-ray image of the organ with a second level of x-ray energizationreconstructing a three-dimensional (3D) volume of the organ from the plurality of tomosynthesis projection images and the x-ray image; andgenerating a synthetic 2D image of the organ from the plurality of tomosynthesis projection images and the x-ray image. 2. The method of claim 1 wherein the x-ray image is registered to fit in the tomosynthesis geometry. 3. The method of claim 1, wherein the plurality of 2D tomosynthesis projection images of the organ and the x-ray image of the organ are obtained during a same compression of the organ. 4. The method of claim 1, wherein the plurality of 2D tomosynthesis projection images and the x-ray image are further obtained with a detector that receives x-rays emitted from the x-ray emitter and further comprising: applying a dynamic range correction factor to at least one of either the plurality of 2D projection images or the x-ray image. 5. The method of claim 1, wherein the x-ray image is included to the set of 2D projection images prior to reconstructing the 3D volume and the synthetic 2D image. 6. The method of claim 1, wherein one of the plurality of 2D projection images is replaced by the x-ray image prior to reconstructing the 3D volume and the synthetic 2D image. 7. The method of claim 1, wherein one of the plurality of 2D projection images is combined with the x-ray image prior to reconstructing the 3D volume and the synthetic 2D image. 8. The method of claim 1, wherein the synthetic 2D image is obtained by enhancing the x-ray image using at least a subset of the plurality of 2D projection images or reconstructed slices. 9. The method of claim 1 further comprising: mapping the x-ray image to the 3D volume;presenting the x-ray or synthetic 2D image in a graphical user interface (GUI) presented on a graphical display;receiving a user selection of an object of interest in the x-ray image;identifying a plane through the 3D volume; andpresenting the identified plane on the graphical display. 10. The method of claim 9, further comprising: extracting areas of the 3D volume; andenhancing the x-ray image or the synthetic 2D image with the areas extracted from the 3D volumeenriching the mapping of the x-ray image or of the Synthetic 2D image to the 3D volume with the location of the extracted areas. 11. The method of claim 9, wherein mapping the x-ray image to the 3D volume comprises generating a navigation map containing height information from each pixel and obtained from the synthetic 2D generation process or from a reprojection operation of the 3D volum... | GENERAL ELECTRIC COMPANY | G06K009/00 G06T007/00 A61B006/02 A61B006/00 G06T011/00 A61B005/05
US10105058 | B2 | 2018-10-23 | Orbital angular momentum and fluorescence- based microendoscope spectroscopy for cancer diagnosis | 2017-04-07 | An apparatus for performing an endoscopic procedure for detecting cancerous tissue includes a detection probe for detecting the cancerous tissue. The detection probe includes a first fiber for emitting an ultraviolet light beam having an orthogonal function applied thereto and a second fiber for receiving emissions from tissues responsive to the ultraviolet light beam emitted for the first fiber. An ultraviolet emission source generates the ultraviolet light beam. Orthogonal function circuitry applies the orthogonal function twist to the ultraviolet light beam. Detection circuitry detects fluorescence and orthogonal function within the emissions from the tissues received over the second fiber. | 1. An apparatus for performing an endoscopic procedure to detect cancerous tissue, comprising: a detection probe for detecting the cancerous tissue, the detection probe including a first fiber for emitting an ultraviolet light beam and a second fiber for receiving emissions from tissues reacting to the ultraviolet light beam emitted from the first fiber;an ultraviolet emission source for generating the ultraviolet light beam at a selected wavelength, the ultraviolet emission source including: a plurality of ultraviolet light sources, each of the ultraviolet light sources emitting ultraviolet light at a different wavelength;a switch for selecting between at least one of the plurality of ultraviolet light sources to generate the ultraviolet light beam at a selected wavelength responsive to a control input;an orthogonal function generator for applying an orthogonal function to the ultraviolet light beam from the ultraviolet emission source prior to emission of the ultraviolet light beam by the detection probe; anda detector for detecting a fluorescence signature and an orthogonal function signature within the emissions from the tissues reacting to the ultraviolet light beam emitted from the first fiber received over the second fiber, wherein the detector compares the detected fluorescence signature and orthogonal function signature within the emissions from the tissues with stored fluorescence signatures and orthogonal function signatures of cancerous and non-cancerous tissues to detect the cancerous tissue. 2. The apparatus of claim 1, wherein the plurality of ultraviolet light sources comprise a plurality of LEDs. 3. The apparatus of claim 1, wherein the orthogonal function generator further generates the orthogonal function comprising at least one of an orbital angular momentum function, Jacobi function, Gegenbauer function, Legendre function, Chebyshev function, Laguerre function and Gaussian function. 4. The apparatus of claim 1, wherein the detector detects the cancerous tissue based on a ratio of the florescence from the tissues reacting to pair of florescent light beams each having a different frequency. 5. The apparatus of claim 1, wherein the control input provides for selection of a frequency that magnifies the fluorescence signature within the emissions from the tissues. 6. A method for performing an endoscopic procedure for detecting cancerous tissue, comprising: generating a first ultraviolet light beam having a first frequency and a second ultraviolet light beam having a second frequency using a plurality of ultraviolet light sources, each of the ultraviolet light sources emitting ultraviolet light at a different wavelength;applying the first and the second ultraviolet light beams to tissues through a first optical fiber of a detection probe;receiving emissions from the tissues responsive to the first and the second ultraviolet light beams through a second fiber of the detection probe;detecting a fluorescence signature within the... | NXGEN PARTNERS IP, LLC | A61B005/00 A61B001/00 A61B001/06 A61B001/07
US10076670 | B2 | 2018-09-18 | Consistency monitoring for ECG shock advisory decisions | 2014-12-24 | A defibrillator or other patient monitoring device (20) employing an ECG monitor (23) and a controller (25). The ECG monitor (23) monitors an ECG waveform of a heart of a patient. The controller (25) segments the ECG waveform, and for each ECG waveform segment of a series of ECG waveform segments, generates an ECG shock advisory between a shock decision, a no-shock decision and an optional shock indecision. The controller (25) further monitors a consistency of the ECG shock advisories between consistent shock decisions, consistent no-shock decisions, and optional inconsistent shock decisions. | 1. A defibrillator, comprising: an ECG monitor configured for monitoring an ECG waveform of a heart of a patient; anda defibrillation controller operably connected to the ECG monitor to segment the ECG waveform, wherein, for each ECG waveform segment of a series of ECG waveform segments, the defibrillation controller generates an ECG shock advisory between a shock decision and a no-shock decision, andwherein the defibrillation controller monitors a consistency of the ECG shock advisories between consistent shock decisions and consistent no-shock decisions. 2. The defibrillator of claim 1, wherein each ECG shock advisory is between the shock decision, the no-shock decision and a shock indecision. 3. The defibrillator of claim 2, wherein the consistency of the ECG shock advisories is between consistent shock decisions, consistent no-shock decisions and inconsistent shock decisions. 4. The defibrillator of claim 1, wherein, to monitor the consistency of the ECG shock advisories, the defibrillation controller calculates a consistency score of the ECG shock advisories. 5. The defibrillator of claim 4, wherein, to monitor the consistency of the ECG shock advisories, the defibrillation controller compares the consistency score to at least one of a consistent shock threshold and a consistent no-shock threshold. 6. The defibrillator of claim 5, wherein the defibrillation controller generates a consistency shock advisory responsive to the comparison of the consistency score to at least one of the consistent shock threshold and the consistent no-shock threshold. 7. The defibrillator of claim 6, wherein the defibrillation controller generates a defibrillation shock advisory as a logical combination of the consistency shock advisory and at least one ECG shock advisory. 8. The defibrillator of claim 5, wherein the defibrillation controller generates a consistency shock indication of the comparison of the consistency score to at least one of the consistent shock threshold and the consistent no-shock threshold. 9. The defibrillator of claim 1, wherein the defibrillator is at least one of an automatic external defibrillator or an advanced life support defibrillator. 10. The defibrillator of claim 1, wherein the defibrillator comprises at least one of an automatic external defibrillator, an advanced life support defibrillator or a patient monitor. 11. A defibrillation controller, comprising: a shock advisor configured for segmenting an ECG waveform of a heart of a patient into a series of ECG waveform segments, wherein, for each ECG waveform segment of the series of ECG waveform segments, the shock advisor generates an ECG shock advisory between a shock decision and a no-shock decision; anda consistency monitor operably connected to the shock advisor and configured to monitor a consistency of the ECG shock advisories between consistent shock decisions and consistent no-shock decisions. 12. The defibrillation controller of claim 11, wherein the ECG shock... | Koninklijke Philips N.V. | A61N001/39 A61B005/04 A61B005/00 A61B005/0404 A61B005/046
US10085673 | B2 | 2018-10-02 | Method for continuous and non-invasive determination of effective lung volume and cardiac output | 2013-03-21 | In a method for continuous and non-invasive determination of the effective lung volume, the cardiac output, and/or the carbon dioxide content of venous blood of a subject during a sequence of respiratory cycles, the inspiratory and expiratory flow, and the carbon dioxide content of at least the expiration gas are measured. In each respiratory cycle, a first parameter related to the subject's fraction of alveolar carbon dioxide, a second parameter related to the carbon dioxide content of the subject's arterial blood, and a third parameter related to the subject's carbon dioxide elimination are determined based on the measured inspiratory flow, expiratory flow and carbon dioxide content. The effective lung volume, the cardiac output, and/or the carbon dioxide content of venous blood of the subject is determined based on the correlation of the first, second and third parameters. | 1. A non-invasive method for simultaneously determining at least two physiological parameters related, respectively, to the effective lung volume and the cardiac output of a subject, the method comprising the steps of, during a sequence of respiratory cycles: changing ventilation of a subject provided by a breathing apparatus, wherein the change of ventilation is performed by a control unit of the breathing apparatus and wherein the change in ventilation causes a substantial change in carbon dioxide content in expiration gas exhaled by the subject during the sequence of respiratory cycles;after changing ventilation, measuring at least an expiratory flow of expiration gas exhaled by the subject, and measuring the carbon dioxide content of at least the expiration gas, wherein the expiratory flow of the expiration gas is measured by at least one flow sensor of a monitoring device, and the carbon dioxide content is measured by at least one gas analyzer of the monitoring device;determining, for each respiratory cycle in the sequence of respiratory cycles, a first parameter related to the fraction of alveolar carbon dioxide of the subject, a second parameter related to the carbon dioxide content of the arterial blood of the subject, and a third parameter related to carbon dioxide elimination of the subject, wherein the determination of each of the first parameter, the second parameter, and the third parameter is performed by the control unit of the breathing apparatus and is based on the measured expiratory flow and the measured carbon dioxide content;for each respiratory cycle in the sequence of respiratory cycles, the control unit inserts the determined values of the first, second and third parameters into a capnodynamic equation so as to form an overdetermined system of equations, wherein the simultaneous determination of the at least two physiological parameters is performed by the control unit, and the simultaneous determination of the at least two physiological parameters involves finding an approximate solution to the overdetermined system of equations; andcontinuously monitoring the at least two physiological parameters simultaneously determined by the control unit, wherein the control unit is a component of the monitoring device. 2. The method according to claim 1, wherein the step of determining said at least one physiological parameter comprises simultaneous determination of a physiological parameter related to the effective lung volume of the subject, a physiological parameter related to the cardiac output of the subject, and a physiological parameter related the carbon dioxide content of venous blood of the subject, the simultaneous determination of the physiological parameters being performed by the control unit of the breathing apparatus by finding the approximate solution to the overdetermined system of equations. 3. The method according to claim 1, wherein the capnodynamic equation describes a relationship between parameters relating... | MAQUET CRITICAL CARE AB | A61B005/08 A61B005/00 A61B005/029 A61B005/083 A61B005/087 A61M016/00 G16H050/50
US10112033 | B2 | 2018-10-30 | Intravenous needle assembly having blood dispensing capabilities | 2014-07-08 | A needle assembly can include a needle and a proximal compartment forming a reservoir for collecting blood that flows through an inner lumen of needle. The needle assembly may also include a needle tip shield for capturing a sharpened distal tip of the needle. The needle tip shield can form a fluid pathway through which blood contained within the reservoir is expelled. The volume of the reservoir can be reduced to cause blood to be expelled from the needle tip shield such as by compressing the proximal compartment or a plunger connected to the proximal compartment or by moving a plunger into the reservoir. The fluid pathway of the needle tip shield can either be the same pathway through which the sharpened distal tip is withdrawn into the needle tip shield, or can be a separate pathway. | 1. A needle assembly comprising: a needle having a sharpened distal tip and an inner lumen, the needle being configured to be used within an intravenous device;a proximal compartment coupled to a proximal end of the needle, a body of the proximal compartment forming a reservoir that is in fluid communication with the inner lumen of the needle thereby allowing blood to be withdrawn through the inner lumen and into the reservoir, wherein the body of the proximal compartment is compressible towards a longitudinal axis of the proximal compartment, wherein in response to compression of the body of the proximal compartment towards the longitudinal axis, at least a portion of the blood contained within the reservoir is expelled through the needle and a needle tip shield, wherein the proximal compartment includes a plunger, wherein in response to advancement of the plunger into the reservoir, at least a portion of the blood contained within the reservoir is expelled through the needle tip shield; andthe needle tip shield secured to the needle and configured to capture the sharpened distal tip when the sharpened distal tip is withdrawn from the intravenous device, wherein, with the sharpened distal tip captured within the needle tip shield, the needle tip shield blocks distal motion of the sharpened distal tip within the needle tip shield and the needle tip shield comprises a fluid pathway through which the blood contained within the reservoir is dispensable from the needle tip shield, wherein the needle tip shield comprises a pocket, a tip guard, and a spring, wherein the tip guard and the spring are disposed within the pocket, wherein in response to the distal tip of the needle being withdraw proximally past the pocket, the spring forces the tip guard into the fluid pathway. 2. The needle assembly of claim 1, wherein the plunger forms a second reservoir. 3. The needle assembly of claim 2, wherein the plunger includes a second plunger for reducing the volume of the second reservoir. 4. The needle assembly of claim 2, wherein the plunger is removable from the proximal compartment to enable blood contained within the second reservoir to be expelled through an opening of the plunger. 5. The needle assembly of claim 4, wherein the proximal compartment includes a seal through which the plunger is inserted, the seal sealing the proximal compartment once the plunger is removed from the proximal compartment. 6. The needle assembly of claim 1, wherein the tip guard comprises an opening. 7. The needle assembly of claim 6, wherein the distal tip of the needle extends through the opening. 8. The needle assembly of claim 6, wherein the opening is sized and configured to prevent blood from flowing out of the fluid pathway absent a reduction in volume of the reservoir. 9. A catheter assembly, comprising: a catheter adapter from which a catheter extends; and a needle assembly, comprising: a needle having a sharpened distal tip and an inner lumen, the needle exte... | Becton, Dickinson and Company | A61M005/178 A61M025/06 A61B005/15 A61B005/153 A61M005/158 A61M005/162 A61M005/31 A61M005/315
US10064558 | B2 | 2018-09-04 | Subject information acquisition device, method for controlling subject information acquisition device, and storage medium storing program therefor | 2017-03-23 | A subject information acquisition device includes an elastic wave receiving unit configured to receive elastic waves generated inside a subject and output a reception signal; and a signal processing unit configured to acquire subject information in an interest region of the subject, on the basis of the reception signal. In measurement states, the elastic wave receiving unit receives elastic waves and outputs reception signals corresponding to the measurement states. The signal processing unit corrects the reception signals by weighting factors based on measurement parameters in the measurement states, and acquires corrected reception signals in the interest region corresponding to the measurement states. The signal processing unit acquires the subject information in the interest region, on the basis of the sum of the corrected reception signals and the sum of the weighting factors. | 1. An apparatus, comprising: a memory configured to store a plurality of first reception signals acquired by receiving, with transducers and at a plurality of first reception positions, a first elastic wave generated by irradiating a subject with light;a signal processing unit configured to acquire subject information of an interest region using the plurality of first reception signals,wherein the signal processing unit is configured to: determine first signals from among the plurality of first reception signals, the first signals including reception signals corresponding to first transducers with a directivity angle including the interest region and excluding reception signals corresponding to second transducers with a directivity angle not including the interest region,acquire first corrected signals by correcting the first signals with first weighting factors; andacquire a first sum of the first corrected signals and a second sum of the first weighting factors,wherein the memory is configured to individually store the first sum and the second sum, andwherein the signal processing unit is configured to acquire the subject information of the interest region, by using the first sum and the second sum which are read out from the memory. 2. The apparatus according to claim 1, wherein the memory is configured to store a plurality of second reception signals acquired by receiving, with the transducers and at a plurality of second reception positions different from the plurality of first reception positions, a second elastic wave generated by irradiating the subject with light at a timing different from the first elastic wave,wherein the signal processing unit is configured to: determine second signals from among the plurality of second reception signals, the second signals including reception signals corresponding to third transducers with a directivity angle including the interest region and excluding reception signals corresponding to fourth transducers with a directivity angle not including the interest region;acquire second corrected signals by correcting the second signals with second weighting factors;acquire a third sum of the second corrected signals and the first sum which is read out from the memory, andacquire a fourth sum of the second weighting factors and the second sum which is read out from the memory,wherein the memory is configured to individually store the third sum and the fourth sum; andwherein the signal processing unit is configured to acquire the subject information of the interest region, by using the third sum and the fourth sum which are read out from the memory. 3. The apparatus according to claim 2, wherein the plurality of first reception positions and the plurality of second reception positions partially overlap each other. 4. The apparatus according to claim 2, wherein the plurality of first reception positions and the plurality of second reception positions are arranged on a same plane. 5. The apparatus according ... | Canon Kabushiki Kaisha | A61B005/00
US10108992 | B2 | 2018-10-23 | Methods, systems, and products for tracking surgical items | 2015-06-29 | Methods, systems, and products track equipment used during surgical procedures. An allowable zone associated with a surgical procedure is identified. The allowable zone determines where surgical items may be used during the procedure. A location of a surgical item is determined. When the location is outside the allowable zone, an alarm is triggered to indicate the surgical item is moving outside the allowable zone towards an area in which the surgical item may not be used. | 1. A method comprising: identifying, via a computing device, a type of surgical procedure in which a non-disposable surgical equipment is to be used, the non-disposable surgical equipment having a tag, wherein the tag comprises a radio frequency identification tag;determining, via the computing device, whether an alert is entered for the non-disposable surgical equipment, the alert relates to a need to remove the non-disposable surgical equipment from service;associating, via the computing device, the type of surgical procedure to a patient, when the alert is not entered;determining, via the computing device, a location of the non-disposable surgical equipment, wherein the determining comprises communicating with a surgical table having a sensor that communicates with the tag;determining, via the computing device, a time of usage of the non-disposable surgical equipment based on the location of the non-disposable surgical equipment while the surgical procedure is being performed;storing, via the computing device, an identification of the patient, the type of surgical procedure and a date of use of the non-disposable surgical equipment; andcreating, via the computing device, a bill for the time of usage of the non-disposable surgical equipment for the type of surgical procedure. 2. The method of claim 1, wherein the determining the location of the non-disposable surgical equipment comprises interrogating the tag to determine the location of the non-disposable surgical equipment. 3. The method of claim 1, further comprising: identifying an allowable zone of the patient in which the non-disposable surgical equipment is to be used. 4. The method of claim 3, further comprising: determining when the location of the non-disposable surgical equipment is outside the allowable zone. 5. The method of claim 4, further comprising: triggering an alarm to indicate that the non-disposable surgical equipment is outside the allowable zone, when the location of the non-disposable surgical equipment is outside the allowable zone. 6. The method of claim 1, further comprising: matching the non-disposable surgical equipment to the type of surgical procedure. 7. The method of claim 6, further comprising: producing an alarm when the non-disposable surgical equipment does not match the type of surgical procedure. 8. The method of claim 1, further comprising: determining an inventory of the non-disposable surgical equipment. 9. The method of claim 1, further comprising: comparing a remaining inventory of the non-disposable surgical equipment to a reorder point. 10. The method of claim 9, further comprising: when the remaining inventory is below the reorder point, ordering a new inventory of the non-disposable surgical equipment. 11. A system, comprising: a processor executing a program that causes the processor to perform operations, the operations comprising: identifying a type of surgical procedure in which a non-disposable surgical equipment is to be used, the... | AT&T Intellectual Property I, L.P. | A61B005/05 G06Q030/04 G06Q010/08 G06Q050/22 G08B021/02 G08B021/18 H04W004/02 A61B090/90 A61B090/98 G16H010/65 G06F019/00
US10095837 | B2 | 2018-10-09 | Real-time phase detection of frequency band | 2015-11-18 | Techniques are described for real-time phase detection. For the phase detection, a signal is correlated with a frequency component of a frequency band whose phase is being detected, and the correlation includes predominantly decreasing weighting of past portions of the signals. | 1. A method comprising: receiving, with a processor of a medical device, a first signal generated from a second signal;correlating, with the processor of the medical device, the first signal with a frequency component of a frequency band of the second signal, wherein correlating includes predominantly decreasing weighting of past portions of the first signal, and wherein predominantly decreasing weighting of past portions of the first signal comprises predominantly weighting present and more recent portions of the first signal more heavily than earlier portions of the first signal, and wherein the frequency band includes one or more frequency components;determining, with the processor of the medical device, a phase of the frequency component based on a filtered signal outputted from the correlation;determining, with the processor of the medical device, a phase of the frequency band based on the determined phase of the frequency component;instructing, with the processor of the medical device, a therapy module to deliver therapy based on the determined phase of the frequency band; anddelivering, with the therapy module, the therapy in response to the instruction to deliver the therapy. 2. The method of claim 1, wherein the first signal is one of: the second signal pre-filtered to generate the first signal; orthe same as the second signal. 3. The method of claim 1, further comprising: determining a frequency weighting for the frequency component based on the filtered signal,wherein determining the phase of the frequency band comprises determining the phase of the frequency band based on the determined phase of the frequency component and the frequency weighting for the frequency component. 4. The method of claim 1, wherein determining the phase of the frequency band comprises: adding or subtracting a phase delay caused from generating the first signal from the second signal to the determined phase of the frequency component; anddetermining the phase of the frequency band based on the result of the adding or subtracting. 5. The method of claim 1, wherein correlating the first signal with the frequency component of the frequency band of the second signal comprises: correlating the first signal with one or more waveforms of a periodic basis set, wherein the frequency of the waveforms of the periodic basis set is the frequency component. 6. The method of claim 5, wherein the waveforms of the periodic basis set include a sine wave and a cosine wave. 7. The method of claim 1, wherein correlating the first signal with the frequency component of the frequency band of the second signal comprises: Fourier transforming the first signal with an exponentially decreasing weighting of past portions of the first signal. 8. The method of claim 1, further comprising: determining a phase of the filtered signal, wherein the phase of the filtered signal includes the phase of the frequency component and a phase error;determining the phase error;subtracting the det... | Medtronic, Inc. | G16H040/63 G06F019/00 A61B005/048 A61B005/04 A61B005/00
US10067606 | B2 | 2018-09-04 | Touch screen display device and method of touch input control | 2014-09-15 | A touchscreen display device and method of user input control therefor includes a graphical display that senses at least a touch down state and a touch off state at a plurality of locations displaying information. A processor is configured to receive the touch down states and touch off states at each of the plurality of locations. The processor is configured to measure an elapsed time from receipt of at least one touch down state at a subset of the plurality of locations. The processor further is configured to alter the display of information at the subset of locations if the touch down state persists beyond a predetermined elapsed time indicative of an interference. | 1. A touchscreen display device, comprising: a graphical display that senses at least touch down states and touch off states at a plurality of locations displaying information; anda processor configured to: receive the touch down states and touch off states at each of the plurality of locations;count newly detected touch down states within a predetermined elapsed time;if a count of the newly detected touch down states exceeds a predetermined threshold number, calculate an area in locus of the newly detected touch down states and alter the display of the information in the area;measure an elapsed time from receiving at least one touch down state at a subset of the plurality of locations; andalter the display of information at the subset of locations if the touch down state persists beyond the predetermined elapsed time indicative of an interference. 2. The touchscreen display device of claim 1, wherein the subset of locations corresponds to a user input control and the processor is configured to relocate the user input control to a non-overlapping subset of locations if the touch down state persists beyond the predetermined elapsed time indicative of an interference. 3. The touchscreen display device of claim 1, wherein the touchscreen display device is part of a medical device. 4. The touchscreen display device of claim 3, wherein the medical device is selected from a patient monitor, medical imaging system, an anesthesia machine, and a vaporizer. 5. The touchscreen display device of claim 1, wherein the graphical display is a multi-touch display device. 6. The touchscreen display device of claim 1, further comprising: a graphical user interface (GUI) presented on the graphical display by the processor, the graphical user interface comprising at least one user input control at the subset of the plurality of locations. 7. The touchscreen display device of claim 6, wherein if the touch down state persists beyond the predetermined elapsed time, the processor operates the graphical display to modify the GUI to present a visual alert associated with the subset of the plurality of locations. 8. The touchscreen display device of claim 7, wherein if the touch down state persists beyond the predetermined elapsed time, the processor further operates to disable user inputs received by the graphical display within the subset of the plurality of locations. 9. The touchscreen display device of claim 8, wherein the subset of the plurality of locations is a first subset of the plurality of locations and if the touch down state persists beyond the predetermined elapsed time, the processor further operates the graphical display to modify the GUI to relocate the user input control within the GUI to a second subset of the plurality of locations that is separate from the first subset of the plurality of locations. 10. The touch screen display device of claim 9, wherein the processor receives a plurality of touch down states and wherein the subset of the plur... | GENERAL ELECTRIC COMPANY | G06F003/041 G06F003/044 G06F003/0488 A61B090/00 A61M016/01 G06F003/0481 G16H040/63 A61B005/00 A61M016/00
US10080607 | B2 | 2018-09-25 | Optical feedback RF ablator and ablator tip | 2015-03-06 | An ablation catheter comprises an elongated catheter body; at least one ablation element disposed in a distal portion which is adjacent the distal end of the catheter body; an illumination optical element disposed in the distal portion, the illumination optical element being light-transmissive to emit light from the illumination optical element to the targeted tissue region; and a collection optical element disposed in the distal portion, the collection optical element being light-transmissive to collect one or more of returned, backscattered or newly excited light from the targeted tissue region. The illumination or excitation optical element and the collection optical element are axially spaced from one another and axially optically isolated from one another within the distal portion to substantially prevent light from traveling between the illumination optical element and the collection optical element along a path within the distal portion. | 1. An ablation catheter, comprising: an elongated catheter body configured for insertion into a body of a patient and including a distal segment;at least one optical emitter disposed within the distal segment of the catheter body, wherein the at least one optical emitter is configured to emit optical radiation in a plurality of different wavelengths toward tissue in the body of the patient proximate the distal segment;at least one optical receiver disposed within the distal segment of the catheter body, wherein the at least one optical receiver is configured to receive returned optical radiation from the tissue; anda barrier disposed between the at least one optical emitter and the at least one optical receiver such that the at least one optical emitter terminates on a first side of the barrier and the at least one optical receiver terminates on a second side of the barrier opposite the first side. 2. The ablation catheter according to claim 1, wherein the plurality of different wavelengths are sensitive to lesioning in the tissue. 3. The ablation catheter according to claim 1, wherein the distal segment further comprises an ablation element. 4. The ablation catheter according to claim 3, wherein the ablation element comprises an electrode. 5. The ablation catheter according to claim 1, further comprising: an irrigation lumen extending through the elongated catheter body; anda plurality of irrigation apertures in the distal segment. 6. The ablation catheter according to claim 5, further comprising a shell over the distal segment, and wherein the shell and the distal segment define an irrigation cavity. 7. The ablation catheter according to claim 6, wherein the shell further comprises the plurality of irrigation apertures. 8. The ablation catheter according to claim 1, wherein the at least one optical emitter and the at least one optical receiver are arranged along a longitudinal axis of the distal segment. | St. Jude Medical, LLC | A61B018/18 A61B018/14 A61B005/00 A61B018/00 A61B017/00
US10098663 | B2 | 2018-10-16 | Method for placement of neuromonitoring needles | 2017-08-30 | A neuromonitoring needle electrode placement gun which includes a housing, at least a first needle electrode and housing assembly, an elongated channel dimensioned and configured for accommodating axial movement of the at least a first needle electrode and housing assembly within the channel and for directing movement of the at least a first needle electrode and housing assembly and a pusher dimensioned and configured for engaging the at least a first needle electrode and housing assembly and for axially displacing the at least a first needle electrode and housing assembly. | 1. A method which comprises: monitoring myogenic activity selected from the group consisting of spontaneous and electrically evoked myogenic activity in a patient by sequential placement of a plurality of first and second needle electrodes disposed in coplanar, uniformly spaced apart and parallel relationship with free ends thereof abutting a virtual line that is perpendicular to the first and second needle electrodes;providing a plurality of respective needle and housing assemblies each including a body supporting respective first and second needle electrodesproviding an elongated rectilinear track dimensioned and configured for receiving and allowing axial sliding movement of respective needle and housinq assemblies and having a free end allowing passage of free ends of the first and second needle electrodes out of the free end of the track whereby the needle electrodes are subdermal electrodes, the free ends of the first and second needle electrodes shallowly placed in the patient;positioning the free end of the track in oblique relationship the skin of a patient; andproviding a mechanism for selectively engaging respective axially spaced needle and housing assemblies along at least a part of the axial extent of the track as well as out of a discharge end of the track to engage each needle in respective needle and housing assemblies subcutaneously into a patient. 2. The method as described in claim 1 further including providing pivotally mounted wings carried on respective needle and housing assemblies which shield respective pointed axial extremities to prevent either intentional or inadvertent contact with the respective pointed axial extremities of the needle electrodes. 3. the method as described in claim 2 wherein the step of providing pivotally mounted wings includes providing pivotally mounted wings that have a releasable adhesive thereon. 4. The method as described in claim 3 further including providing a ribbon joining successive needle and housing assemblies. 5. The method as described in claim 4 further including providing a ribbon parting apparatus for selectively separating an individual needle and housing assembly. 6. The method as described in claim 1 wherein the step of providing the mechanism includes providing a member that provides reciprocal movement to engage an individual needle and housing assembly nearest the discharge end of the track. | - | A61B005/04 A61B017/34 A61N001/05 A61B050/30 A61B005/0492 A61B005/00 A61B017/29
US10070827 | B2 | 2018-09-11 | Automatic image playback | 2013-09-26 | The invention relates to systems and methods for three dimensional imaging of tissue. Systems and methods of the invention receive a three dimensional data set and display a series of coaxial longitudinal images (i.e., each rotationally offset from another around an axis) in sequence, creating a video effect as if the view were scrolling around the tissue. | 1. A method for generating an image of tissue comprising: obtaining, using an intravascular imaging device positioned within a vessel of a patient, and storing, in a tangible memory coupled to a processor within a computer device comprising a display device, a three-dimensional data set representing tissue, wherein the three-dimensional data set representing tissue is a three-dimensional image of a vessel, wherein the intravascular imaging device comprises a catheter including a proximal portion, a distal portion, and an intravascular imaging element disposed at the distal portion;composing, using the processor, a plurality of two-dimensional coaxial longitudinal images, each comprising data from the three dimensional data set and representing a planar region of the tissue, wherein all of the planar regions intersect an axis of translation of the intravascular imaging device, wherein each planar region is rotationally offset from other planar regions around the axis of translation; anddisplaying, via the display device and without simultaneous operation by a user, a video comprising the plurality of two-dimensional coaxial longitudinal images displayed sequentially and looped in a repeated manner through at least a 180 degree rotational offset around the axis of translation from a first of the plurality of two dimensional coaxial longitudinal images. 2. The method of claim 1, wherein the three-dimensional data set comprises IVUS image data. 3. The method of claim 1, wherein the three-dimensional data set comprises OCT image data. 4. The method of claim 1, wherein the three dimensional data set comprises data corresponding to a helical array of scan lines. 5. The method of claim 1, further comprising rendering a graphical interface and allowing a user to control display of the video of the two-dimensional coaxial longitudinal images displayed sequentially. 6. The method of claim 1, further comprising automatically playing the video responsive to obtaining the three-dimensional data set. 7. The method of claim 1, further comprising receiving information designating a start point or end point for video playback. 8. The method of claim 7, wherein the designation is received through a user's interaction with a display of an image frame representing a region orthogonal to the planar regions. 9. The method of claim 1, wherein the video comprises the plurality of two-dimensional coaxial longitudinal images displayed sequentially through a 360 degree rotational offset from the first of the plurality of two dimensional coaxial longitudinal images. 10. A device for generating an image of tissue, the device comprising: an intravascular imaging device configured to be positioned within a vessel of a patient, the intravascular imaging device comprising a catheter including a proximal portion, a distal portion, and an intravascular imaging element disposed at the distal portion of the catheter;a processor in communication with the intravascular imaging... | VOLCANO CORPORATION | A61B005/00 A61B008/13 A61B008/12 A61B008/00 A61B008/08
US10111614 | B2 | 2018-10-30 | Apparatus and method for detecting NIR fluorescence at sentinel lymph node | 2017-09-19 | A device for observing a sentinel lymph node (SLN) in a human body. The present invention relates to a device for observing an SLN by detecting near-infrared (NIR) fluorescence caused by a fluorescent material such as indocyanine green (ICG) at the SLN and a method for detecting NIR fluorescence at an SLN. Particularly, in the implementation of a composite image obtained by reproducing a fluorescent material such as ICG and NIR fluorescence emitted by excitation light together with a visible light image, it is possible to detect an SLN with high accuracy through a color contrast method and/or a temporal modulation method using an NIR fluorescence image signal and a visible reflection light image signal. | 1. A device for detecting near-infrared (NIR) fluorescence at a sentinel lymph node (SLN), the device comprising: a white light source configured to irradiate white light onto an object;a near-infrared (NIR) excitation light source configured to irradiate near-infrared (NIR) excitation light onto the object;an optical analyzing assembly configured to transmit white reflection light reflected off the object when the white light is irradiated on the object and near-infrared (NIR) fluorescence reflected off the object when the near-infrared (NIR) excitation light is irradiated on the object;a multispectral image processing unit configured to detect the white reflection light and the near-infrared (NIR) fluorescence, transmitted from the optical analyzing assembly, and process the white reflection light and the near-infrared (NIR) fluorescence as a visible (VIS) reflection light image signal and a near-infrared (NIR) fluorescence image signal, respectively; anda display unit configured to output a composite image obtained by combining the visible (VIS) reflection light image signal and the near-infrared (NIR) fluorescence image signal, processed by the multispectral image processing unit,wherein the multispectral image processing unit performs image processing so that the visible (VIS) reflection light image signal is expressed by red (R), green (G), and blue (B), and controls a frame rate of the near-infrared (NIR) fluorescence image signal to be lowered than a frame rate of a frame timing plus while the visible (VIS) reflection light image signal is maintained with red (R), green (G) and blue (B). 2. The device of claim 1, wherein the frame rate of the near-infrared (NIR) fluorescence image signal is not synchronized with the frame rate of the frame timing plus. 3. The device of claim 1, wherein the multispectral image processing unit controls a start time, in which the white reflection light is on, to be faster than a start time in which the near-infrared (NIR) fluorescence is on. 4. The device of claim 1, wherein a time period in which the near-infrared fluorescence is on is shorter than a time period in which the white reflection light is on. 5. The device of claim 1, wherein the near-infrared (NIR) fluorescence turns on periodically while the white reflection light turns on continuously. 6. A method for detecting near-infrared (NIR) fluorescence at a sentinel lymph node (SLN), the method comprising; irradiating white light and near-infrared (NIR) excitation light onto an object;collecting white reflection light reflected off the object when the white is irradiated on the object and near-infrared (NIR) fluorescence reflected off the object when the near-infrared (NIR) excitation light is irradiated onto the object;processing the white reflection light and the near-infrared (NIR) fluorescence as a visible (VIS) reflection light image signal and a near-infrared (NIR) fluorescence image signal, respectively;implementing the visible (VIS) refle... | INTHESMART CO. LTD. | A61B006/00 A61B005/00 A61B001/00 A61B001/04 A61B001/06
US10070799 | B2 | 2018-09-11 | Detecting and using body tissue electrical signals | 2017-11-29 | Bio-potentials are sensed on the skin of a subject. The bio-potentials include muscle bio-potentials, and nerve bio-potentials. Skin sensors are positioned to enable the sensing circuitry to emphasize the nerve bio-potentials and deemphasize the muscle bio-potentials in processed bio-potential signals generated by the sensing circuitry. A machine learning component identifies control sequences or tracks body motions based on the processed bio-potential signals. | 1. A system, comprising: a wireless wrist-mounted user interface device configured to enable a user to control a function of a target component by finger and hand motions, the wireless wrist-mounted user interface device comprising: at least one pair of electrodes configured to be positioned adjacent to particular detection locations on the skin on top of a wrist of the user, each of the at least one pair of electrodes being configured to detect raw electrical potential that includes characteristics of electrical activity of (a) nerve tissue in the vicinity of the at least one pair of electrodes and (b) muscle tissue in the vicinity of the at least one pair of electrodes;signal processing electronics comprising: at least one filter configured to reduce amplitudes indicative of frequency components of the raw electrical potentials that are characteristic of the electrical activity of the muscle tissue in the vicinity of the at least one pair of electrodes and of noise so as to improve a signal-to-noise ratio of each of the raw electrical potentials;a threshold processor configured to process each of the filtered raw electrical potentials and configured to provide an output signal only when an amplitude of each of the filtered raw electrical potentials exceeds a threshold, andan analytical component configured to detect a differential signal between the output signals from the threshold processor and to use the differential signal to determine a direction of propagation of the electrical activity of the nerve tissue in the vicinity of the at least one pair of electrodes;a data processor comprising: storage containing historical information representative of known relationships between (a) features of data values generated from electrical potentials of nerve tissue previously detected by electrodes on wrists of users and (b) actions of particular muscles, gestures, or intent corresponding to the features of the stored data values,a generator configured to generate data values based upon the differential signal representing the activity of the nerve tissue,a feature extractor configured to extract features from the data generated by the generator, anda component inferring actions of particular muscles, gestures or intent of the user based on (a) the stored historical information representative of the known relationships and (b) the extracted features from the data values; anda controller configured to control the function of the target component based on the inferred actions of particular muscles, gestures, or intent. 2. The system of claim 1, comprising a structure to support the at least one pair of electrodes on the wrist. 3. The system of claim 2, comprising: alignment features configured to align the structure relative to an upper surface and an outer edge of the wrist to position the at least one pair of electrodes in contact with the skin on top of the wrist and in a vicinity of particular internal tissues of the wrist. 4. The system of cla... | Pison Technology, Inc. | A61B005/0488 A61B005/053 G06F003/01 A61B005/04 G06F001/16 G06F003/023 A61B005/024 A61B005/0245 A61B005/0408 A61B005/00
US10080512 | B2 | 2018-09-25 | Combined carbon dioxide laser lateral canthotomy and femtosecond laser-assisted cataract surgery | 2014-10-02 | An example method for preparing a surgical site for a femtosecond laser-assisted cataract surgical procedure includes measuring a lower eyelid length of a patient, and determining whether the patient is associated with one or more exposure resistant factors. The method also includes, upon determining that the measured lower eyelid length does not exceeds a threshold length or determining that the patient is associated with at least one exposure resistant factor, performing a canthotomy procedure on the patient. | 1. A method for preparing a surgical site for a femtosecond laser-assisted surgical procedure, the method comprising: measuring a lower eyelid length of a patient;determining whether the patient is associated with one or more exposure resistant factors;determining at least one of: the measured lower eyelid length does not exceed a threshold length, orthe patient is associated with at least one exposure resistant factor, surgically increasing the lower eyelid length of the patient;responsive to determining at least one of the measured lower eyelid length does not exceed a threshold length or the patient is associated with at least one exposure resistant factor, surgically increasing the lower eyelid length of the patient; andsubsequent to surgically increasing the lower eyelid length of the patient, securing a suction ring onto the patient's eye. 2. The method of claim 1, wherein surgically increasing the lower eyelid length of the patient comprises performing a laser lateral canthotomy procedure. 3. The method of claim 1, wherein the exposure resistant factors comprise: inadequate exposure, irregular conjunctival surface, excessive eye movement, and excessive body movement, and wherein the lower eyelid length of the patient is surgically increased responsive to determining that the patient is associated with at least one of inadequate exposure, irregular conjunctival surface, excessive eye movement, or excessive body movement. 4. The method of claim 1 wherein measuring the lower eyelid length of the patient comprises measuring the lower eyelid length of the patient using a measurement device. 5. The method of claim 1, wherein surgically increasing the lower eyelid length of the patient comprises incising a lateral canthal commissure of the patient. 6. The method of claim 5, wherein the lateral canthal commissure of the patient is incised with a scalpel or a scissor. 7. The method of claim 5, wherein the lateral canthal commissure of the patient is incised with a laser. 8. The method of claim 1, wherein the threshold length corresponds to a minimum lower eyelid length associated with securing the suction ring on the patient's eye. 9. The method of claim 1, wherein the threshold length is approximately half of a circumference of the suction ring. 10. The method of claim 1, wherein determining that the patient is associated with at least one exposure resistant factor comprises determining that an insufficient surface of the patient's eye is exposed to allow the suction ring to be placed onto a conjunctiva of the patients' eye, and wherein the lower eyelid length of the patient is surgically increased responsive to determining that an insufficient surface of the patient's eye is exposed to allow the suction ring to be placed onto a conjunctiva of the patients' eye. 11. The method of claim 1, wherein determining that the patient is associated with at least one exposure resistant factor comprises determining a presence of a lesion on the pati... | - | A61B005/107 A61F009/008 A61F009/009
US10078897 | B2 | 2018-09-18 | Systems and methods for identifying burn wound conversion | 2016-04-25 | One aspect of the present disclosure describes a method for burn wound assessment that identifies burn wound conversion. The method includes performing non-contact imaging on the burn wound with an imaging modality configured to record imaging data. The imaging modality includes active dynamic thermography (ADT). Based on the imaging data, an area of the burn wound undergoing conversion can be determined. The determination can be accomplished automatically by a system comprising a processor. | 1. A method comprising: performing non-contact imaging on a burn wound with an imaging modality configured to record imaging data, wherein the imaging modality comprises active dynamic thermography (ADT); anddetermining, by a system comprising a processor, an area of the burn wound undergoing conversion based on the imaging data,wherein the area of the burn wound undergoing conversion is located within a zone of stasis of the burn wound and the ADT comprises delivery of a thermal pulse to the burn wound and the imaging data relates to heat transfer for areas in the zone of stasis at different time points,wherein the area of the burn wound undergoing conversion exhibits a slower rate of heat transfer than the rest of the zone of stasis. 2. The method of claim 1, wherein the rate of heat transfer reflects a dissipation of the thermal pulse through a dermal capillary network and to a dermal plexus below the burn wound. 3. The method of claim 1, wherein the imaging modality further comprises laser Doppler imaging (LDI) to identify areas of the burn wound that will remain non-converting. 4. The method of claim 3, further comprising designing a targeted treatment for the burn wound based on the area of the burn wound undergoing conversion and the areas of the burn wound that will remain non-converting. 5. The method of claim 1, wherein the determining further comprises identifying structural changes in the area of the burn wound undergoing conversion based on the imaging data. 6. The method of claim 1, wherein the area of the burn wound undergoing conversion is identified within twelve hours post-burn wound. 7. An active dynamic thermography (ADT) diagnostic device comprising: a thermal stimulator to deliver thermal stimulation to a burn wound, wherein the thermal stimulation is a thermal pulse;a controller to control properties related to the thermal stimulation, wherein the properties comprise a timing parameter; anda receiver to receive imaging data based on the thermal stimulation of the burn wound,wherein the imaging data indicates an area of the burn wound undergoing conversion located within a zone of stasis of the burn wound, wherein the area of the burn wound undergoing conversion exhibits a slower rate of heat transfer than the rest the zone of stasis. 8. The diagnostic device of claim 7, wherein the timing parameter is less than 10 milliseconds. 9. The diagnostic device of claim 7, wherein the timing parameter is less than 1 millisecond. 10. The diagnostic device of claim 8, wherein the imaging data reveals a structural change in the area of the burn wound undergoing conversion compared to other areas of the zone of stasis. 11. The diagnostic device of claim 7, wherein the imaging data indicates the area of the burn wound undergoing conversion within twelve hours of a patient suffering the burn wound. 12. A system comprising: an imaging device to perform non-contact imaging on a burn wound with an imaging modality configured to re... | MEDSTAR HEALTH | G06T007/00 A61B005/00
US10080523 | B2 | 2018-09-25 | Automated adaptive muscle stimulation method and apparatus | 2016-12-02 | An automated adaptive muscle stimulation system and method are disclosed. The stimulation system includes at least one electrode assembly adapted to deliver a muscle stimulation signal to the tissue of a user, a sensor system adapted to detect a muscle response, and an electrical stimulation device operably coupled to the at least on electrode assembly and the sensor system, the electrical stimulation device including a control system operable to automatically diagnose at least one characteristic of a muscle from the detected muscle response and adjust at least one parameter of the muscle stimulation signal in response thereto to deliver an adjusted muscle stimulation signal. A dual mode muscle stimulation system adapted to accept first and second data sets and provide first and second levels of treatment data is also disclosed. | 1. A stimulation system for automatically supplementing a voluntary muscle contraction with a muscle contraction caused by electrical stimulation, the system comprising: an electrode assembly including at least one electrode configured to deliver electrical stimulation signals to a muscle of a user;a speaker;a sensor configured to detect contractions of the muscle; anda control system operably connected to the electrode assembly, the speaker and the sensor, the control system to implement a preprogrammed electrostimulation program comprising a resting phase and a voluntary contraction phrase, the control system configured to: during the resting phase, send an electrical test pulse through the at least one electrode to the muscle, the electrical test pulse configured to cause a muscle twitch;detect, with the sensor, a first signal indicative of the muscle twitch caused by the electrical test pulse during the resting phase;provide an auditory signal to the speaker to produce a sound signal to indicate a start of a voluntary contraction phase;during the voluntary contraction phase, detect, with the sensor, a voluntary contraction of the muscle by detecting a second signal different from the first signal, the second signal indicative of a voluntary muscle contraction; andresponsive to detecting the voluntary contraction of the muscle, send an electrical stimulation signal through the at least one electrode to the muscle, the electrical stimulation signal configured to cause the muscle to contract such that the voluntary contraction and the electrical stimulation occur simultaneously during the voluntary contraction phase. 2. The system of claim 1, wherein the control system is configured to send the electrical test pulse in a resting phase between voluntary contractions of the muscle. 3. The system of claim 1, wherein the sensor is an accelerometer. 4. The system of claim 3, wherein the accelerometer is operable to detect an onset, a modification, or a disappearance of the muscle contraction. 5. The system of claim 1, wherein the sensor comprises a plurality of accelerometers. 6. The system of claim 1, wherein the sensor is a tension strain gauge. 7. The system of claim 1, wherein the control system is configured to enter a pause mode if no voluntary contraction is detected during a predetermined period. 8. The system of claim 1, wherein the control system is adapted to store at least one preprogrammed electrostimulation program. 9. The system of claim 8, wherein the preprogrammed electrostimulation program is selected from a program group consisting of a muscle fitness electrostimulation program, a muscle aesthetic electrostimulation program, a sport training electrostimulation program, a pain management electrostimulation program, a muscle rehabilitation electrostimulation program, and a vascular electrostimulation program. 10. A method for automatically supplementing a voluntary muscle contraction with a muscle contraction caused by elect... | DJO GLOBAL SWITZERLAND SÀRL | A61N001/36 A61B005/11 A61B005/00
US10080516 | B2 | 2018-09-25 | Biological fluid collection device and biological fluid separation and testing system | 2014-04-14 | A biological fluid collection device that is adapted to receive a blood sample having a cellular portion and a plasma portion is disclosed. After collection of the blood sample, the plasma portion is separated from the cellular portion. After separation, the biological fluid collection device is able to transfer the plasma portion of the blood sample to a point-of-care testing device. The biological fluid collection device also provides a closed sampling and transfer system that reduces the exposure of a blood sample and provides fast mixing of a blood sample with a sample stabilizer. The biological fluid collection device is engageable with a biological fluid testing device for closed transfer of a portion of the plasma portion from the biological fluid collection device to the biological fluid testing device. The biological fluid testing device is adapted to receive the plasma portion to analyze the blood sample. | 1. A biological fluid collection device for receiving a multi-component blood sample, the biological fluid collection device comprising: a housing defining a first chamber having a first chamber inlet and a first chamber outlet, a second chamber having a second chamber inlet and a second chamber outlet, and including a separation member disposed between the first chamber outlet and the second chamber inlet, wherein the first chamber outlet is in communication with the second chamber inlet via the separation member, wherein the first chamber receives the multi-component blood sample;an actuator member comprising a plunger rod and a piston including a valve,wherein at least a portion of the piston is located within the housing and movement of the actuator member in a first direction draws a component of the multi-component blood sample from the first chamber through the separation member to the second chamber,wherein the valve transitions between a closed position in which the second chamber is fully sealed and an open position in which the second chamber is open. 2. The biological fluid collection device of claim 1, wherein the separation member allows the component to pass through the separation member to the second chamber. 3. The biological fluid collection device of claim 2, wherein the component is a plasma component. 4. The biological fluid collection device of claim 1, further comprising a septum engaged with the housing to seal the first chamber inlet of the first chamber. 5. The biological fluid collection device of claim 1, wherein the valve engages a receiving port of a testing device for closed transfer of at least a portion of the component from the second chamber to the testing device. 6. The biological fluid collection device of claim 5, wherein the component is a plasma component. 7. The biological fluid collection device of claim 5, wherein the valve transitions from the closed position to the open position via engagement with the receiving port of the testing device. 8. The biological fluid collection device of claim 5, wherein the testing device comprises a point-of-care testing device. 9. The biological fluid collection device of claim 1, wherein the valve is a spring-loaded dispensing valve. 10. The biological fluid collection device of claim 1, wherein the actuator member is disposable at least partially within a tubular member and wherein at least a portion of the actuator member is removably engaged with the housing. 11. The biological fluid collection device of claim 10, wherein the tubular member and at least a portion of the actuator member are removable from the housing after passage of at least a portion of the component from the first chamber into the second chamber. 12. The biological fluid collection device of claim 11, wherein the component is a plasma component. 13. The biological fluid collection device of claim 11, wherein transition of the valve from the closed position to the open position occurs a... | Becton, Dickinson and Company | A61B005/15 G01N033/49 A61M001/34 G01N001/28 G01N001/40 G01N001/34 B01L003/00 B04B007/08 A61B005/151 A61B005/157
US10096382 | B2 | 2018-10-09 | Multi-modality medical image viewing | 2012-08-24 | A medical imaging system (10) comprises one or more displays (66). A viewer device (86) generates an interactive user interface screen (80) on the display (66), which viewer device (86) enables a user to simultaneously inspect selected image data of multiple patients or multiple images. | 1. A medical imaging system comprising: a display for displaying a user interface screen;an interface component for controlling the user interface screen to display images of DICOM formatted medical imaging data;one or more processors programmed to perform steps of: processing DICOM formatted medical imaging data into images;defining attributes of a layout of series of images of DICOM formatted medical imaging data to be displayed on the display for a view by a user;building a complete display protocol for selected image data based at least on the defined layout attributes, wherein the selected image data includes studies including series;based on studies sorting rules, determining a succession in which the studies are to be displayed;based on series role sorting rules, selecting a reference series in the study determined to be displayed first; andbased on series sorting rules and the selected reference series, determining a preferred order for series displaywherein the one or more processors is further programmed to perform steps of: building the full display protocol; andexecuting the full display protocol;further including a protocol engine which establishes a viewing network based on the full display protocol; andfurther including a link controller which dynamically links viewers with an associated image data based on linking rules in response to user's interactions such as changing fusion states in viewers. 2. A medical imaging method comprising: generating an interactive user interface screen on a display;controlling the user interface screen to display images of DICOM formatted medical imaging data with an interface component;processing DICOM formatted medical imaging data into images;simultaneously inspecting selected image data of multiple patients or multiple images on the display;defining attributes of a layout of the images; anddisplaying the images with the defined attributes on the display for a view by a user;wherein the selected image data includes studies including series and further including determining a succession in which the studies are to be displayed and based on studies sorting rules; andfurther including building a complete display protocol based at least on the defined layout attributes;further including: based on series role sorting rules, selecting a reference series in the study determined to be displayed first;based on series sorting rules and the selected reference series, determining a preferred order for series display;identifying matching layouts based at least on the determined preferred order for the series display;based on layout sorting rules and identified matching layouts, determining a succession of launching layouts; andexecuting the determined preferential layout;further including building the full display protocol, and executing the full display protocol;further including establishing a viewing network based on the full display protocol; andfurther including automatically linking viewers with an asso... | KONINKLIJKE PHILIPS N.V. | G16H030/20 A61B005/05 G16H030/00 G16H030/40 G06F019/00 G16H040/63 G06F017/30 A61B006/00
US10092691 | B2 | 2018-10-09 | Flexible and conformal patch pump | 2009-09-02 | Provided is a flexible and conformal wearable, self-contained medical device. The medical device comprises an integral housing formed by a flexible upper portion and a flexible lower portion joined along their perimeters. The medical device is also provided in a plurality of shapes and configurations for increasing the flexibility and conformability of the housing. The components contained within the housing, such as a drug reservoir, printed circuit board, and power supply are preferably constructed from flexible materials and are formed, connected and positioned according to the configuration of the housing in a manner for enhancing flexibility of the housing. A thermal bubble micropump is provided for controlling flow of a drug from the flexible reservoir, that utilizes a thermal resistor provided locally to a thermal expansion fluid that causes a surrounding membrane to expand and displace a volume of drug to be provided to the user. | 1. A wearable medical device for administering drug therapy to a user, said medical device comprising: an integral housing comprising a flexible upper housing having an upper surface and a lower surface, and a flexible lower housing having an upper surface and a lower surface, the flexible upper housing lower surface sealed to the flexible lower housing upper surface to form a sealed compartment between the upper housing lower surface and the lower housing upper surface, wherein a flexible reservoir for housing a supply of a drug, in fluid communication with an infusion cannula for delivering the drug to the user, and a fluid metering device for metering delivery of the drug from the reservoir to the user through the infusion cannula are sealed entirely within the compartment. 2. The medical device of claim 1, wherein the flexible upper housing portion and the flexible lower housing are sonically welded together along their respective perimeters. 3. The medical device of claim 1, wherein the thickness of said integral housing is from 0.25 to 1.25 inches. 4. The medical device of claim 1, wherein the thickness of said integral housing is no more than about 0.75 inches. 5. The medical device of claim 1, wherein said flexible upper housing and said flexible lower housing are constructed from a flexible polymer. 6. The medical device of claim 1, wherein said flexible lower housing of said housing is affixed to a user's skin with an adhesive layer. 7. The medical device of claim 6, further comprising an elastomer or foam layer provided between the adhesive layer and the lower portion of said housing. 8. The medical device of claim 1, wherein said fluid metering device comprises at least one thermal resistor. 9. The medical device of claim 8, wherein each said thermal resistor is provided locally to a thermal expansion fluid encapsulated by a flexible membrane, wherein heating of each said thermal expansion fluid causes expansion of said flexible membrane resulting in displacement of the drug and actuation of said drug into said user through the infusion needle. 10. The medical device of claim 9, wherein a plurality of thermal resistors, each provided locally to a thermal expansion fluid encapsulated by a flexible membrane, are provided in sequence and are sequentially charged to effect a flow of drug to said user. 11. The medical device of claim 9, wherein said fluid metering device further comprises at least one one-way check valve for promoting a flow of the drug to said user. 12. The medical device of claim 9, wherein said fluid metering device further comprises at least one electronically controlled gate or valve for promoting a flow of the drug to said user. 13. The medical device of claim 1, wherein said fluid metering device comprises one of a Belleville spring washer, stamped leaf spring, snap disk or flexure, for exerting pressure on said reservoir, and a metering valve. 14. The medical device of claim 1, wherein said housing fur... | Becton, Dickinson and Company | A61M037/00 A61M005/142 A61M005/168 A61B005/145 A61M005/172 A61M005/158
US10092224 | B2 | 2018-10-09 | Cumulative measurement of an analyte | 2013-05-21 | A method of monitoring the level of an analyte such as glucose in a subject comprises repeated steps of extracting a quantity of the analyte from the subject into a sample, for example using reverse iontophoresis, then measuring the concentration of the analyte with a method that depletes the analyte. Whereas known methods aim to deplete the analyte fully between extraction steps, the present method allows the concentration to build up with each cycle and measures successive changes in concentration. The higher concentrations present permit more reliable measurements to be made. The sample may be primed with an initial quantity of the analyte. | 1. A method of operating a device for monitoring the level of an analyte in a subject, wherein the device includes a sensor, a sensor chamber, and a microelectronic circuit, comprising the steps of: (a) operating the microelectronic circuit to monitor the sensor to develop a measurement of the concentration of the analyte in a sample;(b) operating the microelectronic circuit to induce a flow of a bodily fluid from the subject into the sensor chamber, thereby introducing into the sample a quantity of the analyte that is representative of the level of analyte in the subject;(c) operating the microelectronic circuit to monitor the sensor to develop another measurement of the concentration of the analyte in the sample;(d) operating the microelectronic circuit to determine a level of the analyte in the subject based on the difference between the measurement of concentration developed in step (c) and an immediately preceding measurement of concentration; and(e) repeating steps (b) to (d) at intervals to generate a sequence of determinations over time. 2. A method according to claim 1, wherein: the process used to measure the concentration of analyte in the sample partially depletes the analyte in the sample. 3. A method according to claim 2, wherein the measurement in step (c) is controlled such that each measurement depletes only a small proportion of the analyte, whereby the concentration of analyte in the sample increases over successive intervals. 4. A method according to claim 2, wherein: the microelectronic circuit is operated to allow for depletion of analyte in the sample due to the measurement process when operated to determine the level of analyte in step (d). 5. A method according to claim 2, wherein: the microelectronic circuit is operated to allow for depletion of analyte in the sample during the intervals between successive measurements when operated to determine the level of analyte in step (d). 6. A method according to claim 2, wherein there is a rest period between each measurement step (c) and the succeeding introduction step (b); the method further comprising a step of operating the microelectronic circuit to monitor the sensor to develop an interim measurement of the concentration of the analyte in the sample immediately before each introduction step (b), that interim measurement to be used as the immediately preceding measurement of concentration in the determination step (d). 7. A method according to claim 1, further comprising an initial step of introducing into the sample a quantity of the analyte prior to the first measurement step (a). 8. A method according to claim 7, wherein the quantity of the analyte introduced into the sample in the initial step is from a source other than the subject. 9. A method according to claim 7, wherein the initial step further comprises monitoring the sensor to carry out a set of repeated measurements of the concentration of the analyte in the sample in order to achieve stable operation of... | DERMAL DIAGNOSTICS LIMITED | G01N033/49 A61B005/145 A61B005/15
US10080545 | B2 | 2018-09-25 | Passive acoustic driver for magnetic resonance elastography | 2013-11-18 | An acoustic driver system for use in applying an oscillating stress to a subject undergoing a magnetic resonance elastography (MRE) examination includes a flexible passive driver located in the bore of the magnet and in contact with the subject. A remotely located active driver is acoustically coupled to the passive driver and produces acoustic energy in response to an applied current. The passive driver produces shear waves in response to the acoustic energy and are directed into the body of the subject undergoing the MRE examination. | 1. A passive acoustic driver for connection to a tube that conveys acoustic energy to be applied to the subject of an examination, which comprises: a back plate comprising a flexible material;a wall attached to the rim of the back plate and extending away therefrom to define the perimeter of a cavity, the wall comprising a flexible foam material and having a wall surface that is configured to engage the subject and conform to the surface thereof, the wall surface being disposed opposite the back plate; andan intake pipe coupled to the back plate and being connectable to the tube that conveys acoustic energy, the intake pipe directing the received acoustic energy into the acoustic cavity. 2. The passive acoustic driver as recited in claim 1, wherein the flexible foam material is configured to form a seal with the subject when the wall surface engages and conforms to the surface of the subject, such that the acoustic energy delivered to the cavity is configured to vibrate the subject's skin like a flexible membrane. 3. The passive acoustic driver as recited in claim 2, wherein the seal is provided by a pressure sensitive adhesive formed on the surface of the flexible foam material that is configured to engage the subject. 4. The passive acoustic driver as recited in claim 1, wherein the flexible foam material is removable from the back plate for cleaning or disposal. 5. The passive acoustic driver as recited in claim 1, including a flexible membrane attached to the flexible foam material around the perimeter of the cavity. 6. The passive acoustic driver as recited in claim 1, including an insert disposed in the cavity to space the back plate from the surface of the subject being examined. 7. The passive acoustic driver as recited in claim 6, wherein the flexible foam material of the wall is a closed cell foam and the insert is an open cell foam. 8. The passive acoustic driver as recited in claim 1, wherein the intake pipe is integral with the back plate. 9. The passive acoustic driver as recited in claim 1, wherein the wall is comprised entirely of the flexible foam material and the wall is configured to be attached to the rim of the back plate with a first pressure sensitive adhesive. 10. The passive acoustic driver as recited in claim 9, wherein the wall is configured to be attached to the subject with a second pressure sensitive adhesive having a reduced bonding strength compared to the first pressure sensitive adhesive. 11. An acoustic driver system for producing a stress on a subject undergoing an imaging procedure, the system comprising: an active driver located remotely from the subject and having a diaphragm operable to produce oscillating acoustic energy by actuating the diaphragm; anda passive driver configured to be positioned on a surface of the subject and having a flexible enclosure which defines an enclosed chamber when placed on the subject, the flexible enclosure having a port for receiving acoustic energy, a flexible enc... | Mayo Foundation for Medical Education and Research | A61B005/055 A61B008/00 G01R033/28 G01R033/563 A61B008/08 G01R033/48 A61B005/00
US10108783 | B2 | 2018-10-23 | Systems, computer medium and computer-implemented methods for monitoring health of employees using mobile devices | 2012-07-02 | Provided are embodiments of systems, computer medium and computer-implemented methods for monitoring the health of an employee. The method including collecting health data from a set of one or more health sensors provided, on or near the employee while the employee is engaged in their work duties. The one or more health sensors configured to output health data corresponding to characteristics sensed by the sensor, the one or more health sensors comprising at least one or more biometric and biomechanic sensors configured to sense biometric and biomechanic characteristics of the employee with at least one of the one or more health sensors integrated within a mobile communications device. The health data collected being used to determine a health profile for the employee. The method including displaying, via the mobile communications device, a health report that includes the health profile for the employee. | 1. A system to monitor health of an employee in a work environment, the system comprising: a communications network;a health database connected to the communications network, the database storing health information for one or more employees;a set of one or more health sensors configured to sense health characteristics of the employee, and to output health sensor data corresponding to the health characteristics sensed by the set of one or more health sensors, the set of one or more health sensors comprising a pair of work gloves comprising: hand force sensors comprising a right hand force sensor located in a right work glove of the pair of work gloves to be worn on a right hand of the employee and a left hand force sensor located in a left work glove of the pair of work gloves to be worn on a left hand of the employee, the right hand force sensor configured to sense a force at the right hand of the employee, the left hand force sensor configured to sense a force at the left hand of the employee, and the hand force sensors configured to output hand force data indicative of the force at the right hand of the employee sensed and the force at the left hand of the employee sensed; andhand position sensors comprising a right hand position sensor located in the right work glove and a left hand position sensor located in the left work glove of the pair of work gloves, the right hand position sensor configured to sense a position of the right hand of the employee, the left hand position sensor configured to sense a position of the left hand of the employee, and the hand position sensors configured to output hand position data indicative of the position of the right hand of the employee sensed and the position of the left hand of the employee sensed; anda pair of work footwear comprising: foot force sensors comprising a right foot force sensor located in a right work footwear of the pair of work footwear to be worn on a right foot of the employee and a left foot force sensor located in a left footwear of the pair of work footwear to be worn on a left foot of the employee, the right foot force sensor configured to sense a force at the right foot of the employee, the left foot force sensor configured to sense a force at the left foot of the employee, and the foot force sensors configured to output foot force data indicative of the force at the right foot of the employee sensed and the force at the left foot of the employee sensed; andfoot position sensors comprising a right foot position sensor located in the right work footwear and a left foot position sensor located in the left work footwear of the pair of work footwear, the right foot position sensor configured to sense a position of the right foot of the employee, the left foot position sensor configured to sense a position of the left foot of the employee, and the foot position sensors configured to output foot position data indicative of the position of the right foot of the employee sensed and the posi... | Saudi Arabian Oil Company | G06Q050/22 G06F019/00 A61B005/103 A61B005/00
US10092217 | B2 | 2018-10-09 | Use of light transmission through tissue to sense joint flexure | 2017-06-26 | Various embodiments relate to apparatuses and methods of using light transmission thought living tissue, such as a finger, to detect the flexure of a joint. Light is introduced into the tissue at one point, passes through the tissue, and exits the tissue at a second point where a sensor receives the light as it exits the tissue. Transmission of light through living tissue such as a finger can be affected by movement of the finger. As the finger flexes and, for example, the joints of the finger change angle, the characteristics of the light exiting the tissue, such as the intensity of the light, can change. These changes in characteristics can be used as an indirect means of determining the flexure of the joint. | 1. An apparatus for determining flexure of a joint in living tissue comprising: a light source configured to introduce light into said living tissue proximate to the joint;a light sensing device configured to receive said light exiting said living tissue proximate to the joint;a processing device coupled to the light sensing device, the processing device configured to: receive a signal that represents a characteristic of said received light exiting said living tissue;analyze the signal that represents the characteristic of said received light exiting said living tissue to detect a change in optical density resulting from said flexure of said joint; anddetermine said flexure of said joint based at least in part on the characteristic of said received light exiting said living tissue; anda supporting object configured to provide mechanical support to the apparatus. 2. The apparatus of claim 1, further comprising: a first optical fiber configured to send said light from said light source to a point of introduction of said light into said living tissue proximate to the joint; anda second optical fiber configured to send said light from a point of exit of said light from said living tissue proximate to the joint to said light sensing device. 3. The apparatus of claim 2, wherein said supporting object is a glove configured to be worn by a human hand, wherein said living tissue comprises said human hand, and wherein said glove provides mechanical support to position at least said first optical fiber and said second optical fiber. 4. The apparatus of claim 1, wherein said light source is configured to be located at a point of introduction of said light into said living tissue, and wherein said light sensing device is configured to be located at a point of exit of said light from said living tissue. 5. The apparatus of claim 1, wherein said supporting object is a glove configured to be worn by a human hand, wherein said living tissue comprises said human hand, and wherein said glove is configured to provide mechanical support to position at least said light source and said light sensing device. 6. The apparatus of claim 1, wherein said supporting object is a body suit configured to be worn by a human, and wherein said living tissue comprises the body of said human. 7. The apparatus of claim 1, wherein the characteristic includes an intensity of said light after said exiting said living tissue. 8. The apparatus of claim 1, wherein said light source generates infrared-spectrum light, and wherein said light sensing device receives infrared-spectrum light. 9. The apparatus of claim 1, wherein said light source is an infrared-spectrum light-emitting diode (LED). 10. The apparatus of claim 1, wherein said configuration of said processing device to determine said flexure further includes configuration to determine an angle of said joint. | Applied Invention, LLC | A61B005/107 G06F003/01 A61B005/00
US10084230 | B2 | 2018-09-25 | Wearable body sensor and system including the same | 2014-10-07 | A body sensor, a system including the body sensor and a method of transmitting a biosignal are provided. A wearable body sensor includes a conductive electrode configured to conduct a biosignal from a body, a main board comprising a radio frequency (RF) communication circuit to generate an RF signal based on the biosignal, and an antenna disposed on the RF communication circuit to radiate the RF signal. | 1. A wearable body sensor comprising: a conductive electrode configured to conduct a biosignal from a body;a main board comprising a radio frequency (RF) communication circuit to generate an RF signal based on the biosignal; andan antenna disposed on the RF communication circuit to radiate the RF signal, the antenna comprising a signal pattern configured to transmit the RF signal and disposed parallel to and between ground patterns electrically connected to a ground layer, the signal pattern comprising a first section and a second section perpendicular to the first section,wherein the antenna further comprises air bridges disposed orthogonally relative to each other and configured to electrically connect the ground patterns, the signal pattern and a signal feeder disposed orthogonally to the signal pattern being underneath the air bridges. 2. The body sensor of claim 1, further comprising: a ground layer disposed between the main board and the conductive electrode to reflect the RE signal radiated from the antenna to the body. 3. The body sensor of claim 2, further comprising: at least one electrical element configured to electrically connect the main board and the ground layer. 4. The body sensor of claim 2, further comprising: at least one electrical element configured to electrically connect the antenna and the ground layer. 5. The body sensor of claim 4, wherein the at least one electrical element is provided in a form of a through-hole via. 6. The body sensor of claim 1, further comprising: an electrode interface configured to transmit the biosignal to the main board. 7. The body sensor of claim 6, further comprising: at least one electrical element configured to electrically connect the electrode interface and the main board. 8. The body sensor of claim 7, wherein the at least one electrical element is provided in a form of a through-hole via. 9. The body sensor of claim 1, wherein the main board is configured in a form of at least one segmented structure. 10. The body sensor of claim 1, wherein the antenna comprises an antenna pattern configured to radiate the RF signal and an antenna layer disposed at an upper end of the RF communication circuit to be in a vertical feeding structure. 11. The body sensor of claim 10, wherein the antenna further comprises an antenna carrier configured to support the antenna layer. 12. The body sensor of claim 10, wherein the antenna pattern is configured to radiate the RF signal in a horizontal direction. 13. The body sensor of claim 1, further comprising a C-shaped air bridge connecting the ground patterns to prevent resonance and a second air bridge connecting the ground layer. 14. The body sensor of claim 10, wherein the antenna layer further comprises a ground plane connected to the antenna pattern. 15. The body sensor of claim 14, wherein the ground plane comprises at least one artificial magnetic conductor unit cell. 16. The body sensor of claim 10, wherein an antenna feeder of the ante... | Samsung Electronics Co., Ltd. | H01Q001/00 H01Q001/27 A61B005/01 A61B005/02 A61B005/024 A61B005/0402 A61B005/0488 A61B005/053 A61B005/00 G08C017/00 H01Q001/48 H04B013/00
US10098695 | B2 | 2018-10-16 | Pericardial modification devices and methods | 2016-11-18 | Devices and methods are described for the treatment of heart conditions such as heart failure with preserved ejection fraction, including diastolic heart failure, by performing a pericardial modification procedure. Intraoperative test procedures for assessing the efficacy of the pericardial modification procedure are also described. | 1. A method of treating a patient with heart failure with preserved ejection fraction, the patient having a chest, a heart and a pericardium, the method comprising: advancing a pericardial modification device into the patient's chest to the pericardium, wherein the pericardial modification device comprises: a control handle;a shaft extending from the control handle and having a distal end; anda distal end effector attached to the distal end of the shaft, the distal end effector including an upper jaw and a lower jaw that are controllably pivotable in relation to each other between: (i) a closed configuration in which respective cutting edges of the upper and lower jaws are essentially approximated with each other and (ii) an open configuration in which the respective cutting edges are spaced apart from each other, wherein relative pivoting motions between the upper and lower jaws are actuatable at the control handle, and wherein the distal end effector also includes a lower jaw extension that is distally extendable and retractable from the lower jaw;identifying a path on the pericardium that is free of tissue other than the pericardium;positioning the lower jaw under the pericardium and the upper jaw over the pericardium, wherein the positioning is performed while the lower jaw extension is distally extended;indirectly visualizing the upper and lower jaws to confirm their respective positions on opposing sides of the pericardium;modifying the pericardium along the path to reduce pericardial restraint on the heart by actuating the control handle to pivot the upper and lower jaws relative to each other such that the respective cutting edges shear the pericardium to form one or more elongate slits in the pericardium;measuring a hemodynamic effect of the modifying; anddetermining, based on the hemodynamic effect of the modifying, whether additional pericardial modification is needed to further reduce pericardial restraint on the heart. 2. The method of claim 1, wherein the pericardial modification device is advanced into the patient's chest percutaneously. 3. The method of claim 2, wherein the pericardial modification device is advanced into the patient's chest through a sub-xiphoidal incision. 4. The method of claim 1, further comprising indirectly visualizing the pericardial modification device during the advancing and during the modifying. 5. The method of claim 1, wherein the modifying is a first modifying, and wherein the method further comprises performing a second modifying of the pericardium in response to the determining that additional pericardial modification is needed to further reduce pericardial restraint on the heart. 6. The method of claim 1, wherein the measuring the hemodynamic effect of the modifying comprises measuring a left ventricular pressure prior to and after infusing a bolus of saline into the patient. 7. The method of claim 1, wherein said identifying a path on the pericardium that is free of tissue other than the pe... | Mayo Foundation for Medical Education and Research | A61B018/14 A61B005/053 A61B005/0245 A61B017/3209 A61B005/024 A61B005/021 A61B017/00 A61B017/3201 A61B008/08 A61B005/0215 A61B017/32 A61B017/34 A61B018/00 A61B017/22 A61B017/29 A61B090/00
US10085658 | B2 | 2018-10-02 | Body-worn pulse oximeter | 2013-11-27 | The invention provides a body-worn system that continuously measures pulse oximetry and blood pressure, along with motion, posture, and activity level, from an ambulatory patient. The system features an oximetry probe that comfortably clips to the base of the patient's thumb, thereby freeing up their fingers for conventional activities in a hospital, such as reading and eating. The probe secures to the thumb and measures time-dependent signals corresponding to LEDs operating near 660 and 905 nm. Analog versions of these signals pass through a low-profile cable to a wrist-worn transceiver that encloses a processing unit. Also within the wrist-worn transceiver is an accelerometer, a wireless system that sends information through a network to a remote receiver, e.g. a computer located in a central nursing station. | 1. A system for monitoring a patient, comprising: an oximetry sensor comprising a photodetector and a first light source and a second light source, the photodetector configured to generate a first signal by detecting a first radiation emitted by the first light source after the first radiation irradiates the patient, and a second signal by detecting a second radiation emitted by the second light source after the second radiation irradiates the patient;an ECG system comprising a housing configured to be positioned on the patient's chest, a differential amplifier circuit within the housing configured to operably connect to at least two electrodes and to generate therefrom an ECG signal, and a first motion sensor within the housing configured to generate therefrom a first motion signal;an oscillometric blood pressure monitoring system comprising a pump and a cuff, the oscillometric blood pressure monitoring system configured to be positioned on the patient's upper arm and to generate therefrom an oscillometric blood pressure signal;a second motion sensor configured to be positioned on the patient's arm above the elbow and to generate therefrom a second motion signal;a third motion sensor configured to be positioned on the patient's arm at the wrist and to generate therefrom a third motion signal;a processing unit configured to be worn on the patient's body and operably connected to the oximetry sensor and configured to receive therefrom the first and second signals, to the ECG system and configured to receive therefrom the ECG signal and the first motion signal, to the oscillometric blood pressure monitoring system and configured to receive therefrom the oscillometric blood pressure signal, to the second motion sensor and configured to receive therefrom the second motion signal, and to the third motion sensor and configured to receive therefrom the third motion signal,the processing unit comprising a processor configured to process: i) the first and second signals to determine a value for oxygen saturation; ii) the second and third motion signals to determine a blood pressure calibration value compensating for hydrostatic forces due to arm height; iii) the first motion signal to determine the patient's torso orientation with respect to gravity; iv) the ECG signal, oscillometric blood pressure signal, and at least one of the first and second signals to determine a patient specific relationship between mean arterial blood pressure and pulse transit time; and v) the blood pressure calibration value, the patient's torso orientation, the patient specific relationship, the ECG signal, and at least one of the first and second signals to determine a blood pressure measurement for the patient. 2. The system of claim 1, wherein the processing unit is configured to be worn on the patient's wrist, and the third motion sensor is a component within the processing unit. 3. The system of claim 1, wherein the first and second motion signals, the oscillometric bloo... | SOTERA WIRELESS, INC. | A61B005/00 A61B005/0245 A61B005/1455 A61B005/021 A61B005/022 A61B005/0452 A61B005/11
US10105083 | B1 | 2018-10-23 | Microscale plasma separator | 2018-06-26 | The invention is directed to methods and devices for efficient separation of plasma from whole blood which are suitable for point of care use in resource poor environments. In some embodiments, elements of such devices comprise (a) a sample collection receptacle (SCR) with at least one port, the sample collection receptacle capable of holding a predetermined volume of a sample of undiluted whole blood drawn through a port; (b) a filter chamber having an inlet and an outlet, and containing at least one filter capable of separating plasma from blood cells as sample passes from an inlet side to an outlet side of the at least one filter whenever the filter chamber is placed in fluid communication with a port of the sample collection receptacle; and (c) a manually driven pump operationally associated with the SCR and filter chamber for (i) drawing a predetermined volume of sample into the SCR by a first user action and (ii) driving the predetermined volume at a substantially constant linear flow under a pressure not exceeding 2 psi from the SCR through the filter chamber and the outlet of the filter chamber by a second user action. | 1. A method for separating plasma from whole blood, the device comprising: (a) providing a sample collection receptacle with at least one port, the sample collection receptacle capable of holding a predetermined volume of a sample of whole blood drawn through a port;(b) providing a detachable filter chamber having an inlet and an outlet, and containing at least one filter capable of separating plasma from blood cells as sample passes from an inlet side to an outlet side of the at least one filter whenever the inlet of the detachable filter chamber is placed in fluid communication with a port of the sample collection receptacle;(c) manually driving a pump operationally associated with the sample collection receptacle to draw a predetermined volume of sample into the sample collection receptacle by a first user action;(d) attaching the inlet of the detachable filter chamber to a port of the sample collection receptacle; and(e) driving by a spring-drive mechanism or an elastomeric bladder the predetermined volume at a substantially constant linear flow under a pressure not exceeding 2 psi through the filter of the detachable filter chamber by a second user action, thereby expelling plasma from the outlet. 2. The method of claim 1 wherein said first user action includes expanding a spring operationally associated with said spring-drive mechanism. 3. The method of claim 2 wherein said spring-drive mechanism includes a mechanical catch to hold said spring in an expanded state. 4. The method of claim 3 wherein said second user action includes releasing said catch so that said expanded spring relaxes and drives a plunger operationally associated with said sample collection receptacle to drive plasma through said detachable filter chamber. 5. The method of claim 1 wherein said first user action includes compressing a spring operationally associated with said spring-drive mechanism. 6. The method of claim 5 wherein said spring-drive mechanism includes a releasable catch to hold said spring in compressed state. 7. The method of claim 6 wherein said second user action includes releasing said catch so that said compressed spring relaxes and drives a plunger operationally associated with said sample collection receptacle to drive plasma through said detachable filter chamber. 8. A device for separating plasma from whole blood, the device comprising: (a) a sample collection receptacle with at least one port, the sample collection receptacle capable of holding a predetermined volume of a sample of whole blood drawn through a port;(b) a disposable cap comprising a filter chamber having an inlet and an outlet, and containing at least one filter capable of separating plasma from blood cells as sample passes from an inlet side to an outlet side of the at least one filter whenever the filter chamber is sealingly connected to and in fluid communication with a port of the sample collection receptacle;(c) a manually driven pump operationally associated with the s... | Wainamics, Inc. | B01L001/00 A61B005/15 A61M001/34 A61J001/05 B01L003/00 B01L003/02 G01N033/49
US10102622 | B2 | 2018-10-16 | Processing apparatus, processing method, and non-transitory computer-readable storage medium | 2016-07-06 | A processing apparatus obtains a contour of a region of interest of a target object and a reference point on the contour from an image of the target object, calculates a distance and an azimuth at an arbitrary position on the contour from the reference point, and generates normalization transformation information for transforming a shape of the region of interest of the target object to a predetermined reference shape based on the distance and the azimuth. | 1. A processing apparatus comprising: an obtaining unit configured to obtain, from a three-dimensional medical image of a target object, (a) a three-dimensional surface contour of the target object and (b) a reference point on the three-dimensional surface contour;a calculation unit configured to (a) calculate a geodesic distance along the three-dimensional surface contour between the reference point and an arbitrary position on the three-dimensional surface contour, and (b) calculate an azimuth at the arbitrary position on the three-dimensional surface contour with reference to the reference point; anda normalization unit configured to generate normalization transformation information for transforming a three-dimensional shape of a region of interest of the target object to a predetermined reference shape based on the geodesic distance and the azimuth,wherein the transformation of the three-dimensional shape is a volumetric deformable transformation. 2. The processing apparatus according to claim 1, wherein the normalization unit generates the normalization transformation information for transforming the region of interest such that the geodesic distance and the azimuth concerning the three-dimensional shape of the region of interest substantially match the geodesic distance and the azimuth concerning the normalized shape of the region of interest based on the normalization transformation information. 3. The processing apparatus according to claim 1, wherein the normalization unit generates the normalization transformation information for transforming the three-dimensional shape of the region of interest to a rectangular shape. 4. The processing apparatus according to claim 1, wherein the normalization unit generates the normalization transformation information for transforming the three-dimensional shape of the region of interest to a shape obtained by enclosing the shape of the region of interest with a predetermined geometrical curved surface. 5. The processing apparatus according to claim 1, wherein, with processing for each of images of the region of interest of the target object imaged in a plurality of different postures, (1) the obtaining unit obtains the plurality of three-dimensional surface contours and reference points,(2) the calculation unit calculates the plurality of geodesic distances and azimuths, and(3) the normalization unit generates the plurality of pieces of normalization transformation information. 6. The processing apparatus according to claim 5, further comprising a deformation unit configured to generate an image of the region of interest in another posture by deforming an image of the region of interest in at least one posture of the plurality of different postures of the target object based on the plurality of pieces of normalization transformation information. 7. The processing apparatus according to claim 6, wherein at a position corresponding to a predetermined position on the image before deformation, the d... | Canon Kabushiki Kaisha | G06T007/00 A61B005/055 A61B005/00 A61B006/00 A61B008/08 G06K009/00 G06K009/46 G06K009/52 G06K009/62 G06T007/60 G06T007/33 G06T007/70 G06T007/13
US10067659 | B2 | 2018-09-04 | Systems and methods for determining orientation of an implanted lead | 2016-08-23 | A method and system for identifying a rotational orientation of an implanted electrical stimulation lead utilize radiological images of the lead. The lead has an asymmetric marker with a longitudinal band extending around a portion of the circumference of the lead. The method and system includes obtaining radiological images of the lead; generating an isosurface image from the radiological images and displaying the isosurface image on a display device, where the isosurface image comprises an image of the longitudinal band of the marker; identifying a bulge in the isosurface image corresponding the longitudinal band of the marker; and determining a rotational orientation of the lead based on the rotational orientation of the bulge in the isosurface image. | 1. A method for identifying a rotational orientation of an implanted electrical stimulation lead, the method comprising: obtaining a plurality of radiological images of the lead, the lead comprising a lead body, a plurality of segmented electrodes disposed along a distal portion of the lead body, and an asymmetric marker disposed along the distal portion of the lead body and comprising a longitudinal band that extends around a portion of a circumference of the lead body and defines a marker window extending around a remainder of the circumference of the lead body and opposite the longitudinal band, wherein the asymmetric marker and lead body are formed of different materials that are distinguishable from each other in the radiological images, wherein each segmented electrode extends around no more than 50% of a circumference of the lead body;generating an isosurface image from the plurality of radiological images and displaying the isosurface image on a display device, wherein the isosurface image comprises an image of the longitudinal band of the marker;identifying a bulge in the isosurface image corresponding the longitudinal band of the marker; anddetermining a rotational orientation of the lead based on a rotational orientation of the bulge in the isosurface image. 2. The method of claim 1, further comprising displaying, on the display device, a model of at least the distal portion of the lead body oriented along the determined rotational orientation. 3. The method of claim 2, wherein displaying a model comprises displaying the model of at least the distal portion of the lead body and including models of the segmented electrodes of the lead. 4. The method of claim 1, further comprising rotating the isosurface image on the display device in response to a user command. 5. The method of claim 4, wherein rotating the isosurface image comprises continuously rotating the isosurface image in response to a user command and stopping the rotation in response to a user command. 6. The method of claim 4, wherein rotating the isosurface image comprises rotating the isosurface image about an axis selected by the user. 7. The method of claim 1, wherein determining a rotational orientation comprises placing an orientation axis on the isosurface image on the display device in response to a user command. 8. The method of claim 7, further comprising modifying a direction of the orientation axis in response to user input. 9. The method of claim 1, further comprising receiving an isovalue from a user input and generating another isosurface image based on the isovalue. 10. A system for identifying a rotational orientation of an implanted electrical stimulation lead, the system comprising: a display device; anda computer processor coupled to the display device and configured and arranged to perform the following actions: receiving a plurality of radiological images of the lead, the lead comprising a lead body, a plurality of segmented electrodes disposed a... | Boston Scientific Neuromodulation Corporation | G06K009/00 A61B005/00 G06F003/0484 A61B006/12 A61N001/05 A61N001/372 A61B090/00 G06T007/73 G16H040/63
US10067207 | B2 | 2018-09-04 | PET-MRI apparatus | 2014-10-23 | A positron emission tomography (PET)-magnetic resonance imaging (MRI) apparatus according to an embodiment includes a gantry having a static magnetic field magnet, a gradient coil, and a radio frequency coil, a PET detector, and a moving mechanism. The static magnetic field magnet generates a static magnetic field in a bore having an approximately cylindrical shape. The gradient coil is disposed on an inner circumference side of the static magnetic field magnet and applies a gradient magnetic field to an object disposed in the bore. The radio frequency coil is disposed on an inner circumference side of the gradient coil and applies a radio frequency magnetic field to the object. The PET detector detects gamma rays emitted from a positron-emitting radionuclide injected into the object. The moving mechanism causes the PET detector in the gantry along the axial direction of the bore. | 1. A positron emission tomography (PET)-magnetic resonance imaging (MRI) apparatus, comprising: a gantry including: a static magnetic field magnet configured to generates a static magnetic field in a bore having an approximately cylindrical shape;a gradient coil disposed on an inner circumference side of the static magnetic field magnet and configured to apply a gradient magnetic field to an object disposed in the bore; anda radio frequency coil disposed on an inner circumference side of the gradient coil and configured to apply a radio frequency magnetic field to the object;a PET detector configured to detect gamma rays emitted from a positron-emitting radionuclide injected into the object; anda moving mechanism and control circuitry thereof provided to the gantry and configured to cause, throughout a duration of a magnetic resonance (MR) scan of the object, the PET detector to be positioned along an axial direction of the bore to not overlap an effective imaging region of an MR image. 2. The PET-MRI apparatus according to claim 1, further comprising a bore cover configured to cover an inner circumference side of the radio frequency coil, whereinthe PET detector is disposed between the radio frequency coil and the bore cover. 3. The PET-MRI apparatus according to claim 1, further comprising a radio frequency shield disposed between the gradient coil and the radio frequency coil and configured to shield the radio frequency magnetic field generated by the radio frequency coil, whereinthe PET detector is disposed between the gradient coil and the radio frequency shield. 4. The PET-MRI apparatus according to claim 1, wherein the PET detector is a first PET detector andthe moving mechanism is a first moving mechanism, the PET-MRI apparatus further comprising:a couchtop on which the object is placed;a couch configured to cause the couchtop to move into the bore with the longitudinal direction of the couchtop being along the axial direction of the bore;a second PET detector provided to the couchtop such that the second PET detector is movable in the longitudinal direction of the couchtop; anda second moving mechanism configured to cause the second PET detector to move in the longitudinal direction of the couchtop. 5. The PET-MRI apparatus according to claim 1, further comprising: a couchtop on which the object is placed; anda couch configured to cause the couchtop to move into the bore with the longitudinal direction of the couchtop being along the axial direction of the bore, whereinthe PET detector is divided into a first PET detector and a second PET detector,the first PET detector is disposed around the bore,the second PET detector is disposed to the couchtop, andthe moving mechanism causes the first PET detector and the second PET detector to move independently from each other. 6. The PET-MRI apparatus according to claim 4, further comprising a retainer configured to retain the first PET detector such that the first PET detector is movable in... | Toshiba Medical Systems Corporation | A61B005/055 G01R033/48 G01T001/16 A61B005/00 A61B006/03 G01R033/30 G01R033/385
US10080518 | B2 | 2018-09-25 | Methods and apparatus for encouraging wakefulness of a driver using biometric parameters measured using a wearable monitor | 2014-08-24 | In a first aspect, a method is provided for determining a level of wakefulness of a driver of a vehicle using a mobile telephone. The method includes (a) employing a wearable monitor to detect a biometric parameter of a user while the user is driving a vehicle; (b) communicating biometric parameter information from the wearable monitor to a mobile telephone of the user while the user is driving the vehicle; (c) employing the mobile telephone to obtain a level of wakefulness of the user while the user is driving the vehicle, the level of wakefulness of the user being determined based on biometric parameter information received from the wearable monitor; and (d) if the level of wakefulness determined for the user is below a predetermined level of wakefulness, employing the mobile telephone to attempt to increase the level of wakefulness of the user. Numerous other aspects are provided. | 1. A method of maintaining wakefulness of a driver of a vehicle using a cellular telephone and a wrist-worn heart rate monitor, comprising: providing a wrist-worn heart rate monitor having a wrist strap and a heart rate monitor including a sensor adapted to sense a heart rate of a user, and further including a transmitter adapted to wirelessly transmit a signal indicative of heart rate of the user;employing the wrist-worn heart rate monitor to measure a heart rate of a user while the user is driving a vehicle;communicating heart rate information from the wrist-worn heart rate monitor to the cellular telephone of the user while the user is driving the vehicle, the wrist-worn heart rate monitor and the cellular telephone paired to communicate and form a portable communicatively-coupled system that is at least configured to operate physically and electrically separate from the vehicle, and configured to monitor the wakefulness of the user while the user is driving the vehicle;employing the cellular telephone to determine when the user's heart rate is within an acceptable range for the user while the user is driving the vehicle, the acceptable range being based on being above a level that would indicate the user is about to fall asleep;in response to the user's heart rate being outside the acceptable range, employing the cellular telephone to attempt to alter the user's heart rate while the user is driving by prompting the user to respond in a manner that indicates an alertness level of the user; andincreasing a frequency of determining whether the user's heart rate is within the acceptable range when the user's heart rate is close to an end of the acceptable range. 2. The method of claim 1 wherein the user's heart rate is raised by the cellular telephone using sound in response to the user's heart rate being below the acceptable range. 3. The method of claim 1 wherein the acceptable range depends on time of day. 4. The method of claim 1 wherein the acceptable range depends on traffic conditions. 5. The method of claim 1 wherein the acceptable range depends on weather conditions. 6. The method of claim 1 wherein the acceptable range depends on current vehicle speed. 7. The method of claim 1 wherein the acceptable range depends on health of the user. 8. The method of claim 1 wherein the acceptable range depends on age of the user. 9. The method of claim 1 wherein the acceptable range depends on medical history of the user. 10. The method of claim 1 wherein the acceptable range is based on being above a level that indicates the user is about to fall asleep and below a level that indicates the user is experiencing stress, and further comprising increasing a frequency of determining whether the user's heart rate is within the acceptable range in response to the user's heart rate being close to either end of the acceptable range. 11. The method of claim 1 wherein employing the cellular telephone to attempt to alter the user's heart rate while th... | - | A61B005/04 A61B005/18 A61B005/024 H04W048/04 A61B005/16 A61B005/00
US10085703 | B2 | 2018-10-02 | Dynamic computed tomography imaging of elasticity | 2016-01-27 | A system and method includes applying, by a vibration source, periodic excitation waves to the volume of tissue, the periodic excitation wave having a plurality of phases, acquiring by the CT scanner a first plurality of CT projections at a first phase, the first plurality of CT projections comprising a first CT projection set, acquiring by the CT scanner a second plurality of CT projections at a second phase, wherein the second phase is different than the first phase a second set of CT projections, the second plurality of CT projections comprising a second CT projection set, and determining, based on the first set of CT projections and the second set of CT projections, at least one of a tissue deformation field and a tissue mechanical property of the volume of tissue. | 1. A method of performing elastography of a volume of tissue of a patient with a CT scanner, comprising: applying, by a vibration source, a periodic excitation wave to the volume of tissue, the periodic excitation wave having a plurality of phases that each correspond to a respective one of a plurality of deformation states of the volume of tissue;acquiring by the CT scanner a first plurality of CT projections at a first phase corresponding to a first deformation state of the volume of tissue, the first plurality of CT projections comprising a first CT projection set;acquiring by the CT scanner a second plurality of CT projections at a second phase corresponding to a second deformation state of the volume of tissue, wherein the second phase is different than the first phase, the second plurality of CT projections comprising a second CT projection set;determining, based on the first CT projection set and the second CT projection set, at least one of a tissue deformation field and a tissue mechanical property of the volume of tissue. 2. The method according to claim 1, wherein acquiring the first plurality of CT projections and the second plurality of CT projections comprise selecting at least one of an excitation wave period (T) of the vibration source and a CT scanner projection acquisition period (TS) that satisfy lT=kTS, where l and k are integers. 3. The method according to claim 1, wherein acquiring at least one of the first plurality of CT projections and the second plurality of CT projections further comprises removing CT projections from the at least one of the first plurality of CT projections and the second plurality of CT projections acquired outside of a gate window. 4. The method according to claim 3, further comprising selecting an excitation wave period such that a heartbeat period of the patient is an integer number of the excitation wave period. 5. The method according to claim 3, further comprising determining the gate window based on at least one of an electro cardio gram (ECG) signal and a respiration rate of the patient. 6. The method according to claim 1, wherein the determining comprises determining a deformation field based on the first CT projection set and the second CT projection set. 7. The method according to claim 6, wherein the determining comprises determining a shear modulus of the volume of tissue based on the deformation field. 8. The method according to claim 7, wherein the determining comprises determining a change in the shear modulus as a function of frequency of the periodic excitation waves applied by the vibration source. 9. The method according to claim 6, wherein the determining comprises determining coherence between the periodic excitation waves and the determined deformation field. 10. A system for performing elastography of a volume of tissue of a patient, the system comprising: a computed tomography (CT) scanner having an X-ray source and detectors for generating CT projections of the volum... | - | A61B006/03 A61B006/00 A61B005/00
US10098533 | B2 | 2018-10-16 | Early prediction of age related macular degeneration by image reconstruction | 2017-12-27 | An AMD prediction model utilizes an OCT image estimation model. The OCT image estimation module is created by segmenting an OCT image to generate an OCT projection image for each of multiple biological layers; extracting from each of the generated OCT projection images a first set of features; extracting a second set of features from an input retinal fundus image; for each respective biological layer, registering the input retinal fundus image to the respective OCT projection image by matching at least some of the second set of features with corresponding ones of the first set of features; repeating the above with changes to the input retinal fundus image; and modelling how the changes to the input retinal fundus image are manifest at the correspondingly registered projection images. Estimated OCT projection images can then be generated for the multiple biological layers from a given retinal fundus image. | 1. A method comprising: a) segmenting an optical coherence tomography (OCT) image to generate an OCT projection image for each of multiple biological layers;b) extracting from each of the generated OCT projection images a first set of features;c) extracting a second set of features from an input retinal fundus image;d) for each respective biological layer, registering the input retinal fundus image to the respective OCT projection image by matching at least some of the second set of features with corresponding ones of the first set of features;e) repeating elements a) through d) with changes to the input retinal fundus image;f) modelling how the changes to the input retinal fundus image are manifest at the correspondingly registered projection images;g) storing in a computer readable memory a program that utilizes the modelling to generate estimated OCT projection images for the multiple biological layers from a given retinal fundus image;h) using the stored program to generate estimated OCT projection images for the multiple biological layers from a patient's retinal fundus image;i) extracting from each of the estimated OCT projection images a first set of features;j) extracting a second set of features from the patient's retinal fundus image;k) evaluating the first set of features extracted from each of the estimated OCT projection images in combination with the second set of features extracted from the patient's retinal fundus image to predict age related macular degeneration (AMD) in the patient; andl) outputting an indication of the predicted AMD in the patient for use in diagnosing AMD in the patient. 2. The method according to claim 1, wherein the stored program is used to predict AMD in the patient in the absence of inputting to the program any OCT images of the patient. 3. The method according to claim 1, wherein each of the estimated OCT projection images are generated by an auto-encoder. 4. The method according to claim 3, wherein there are a plurality of convolution auto-encoders in a stacked arrangement, each of the auto-encoders configured to generate from each of the input retinal fundus images the estimated OCT projection image for only one of the biological layers. 5. The method according to claim 1, wherein each of the first and second sets of features comprise vessel based landmark points. 6. The method according to claim 1, wherein at least some of the changes to the input retinal fundus image are manifest at the correspondingly registered projection images as changes to size, number and/or location of drusens. 7. A computer readable memory storing an executable program comprising: a) code to segment an optical coherence tomography (OCT) image to generate an OCT projection image for each of multiple biological layers;b) code to extract from each of the generated OCT projection images a first set of features;c) code to extract a second set of features from an input retinal fundus image;d) code to register the input retina... | International Business Machines Corporation | A61B003/00 G06K009/00 G06K009/62 A61B005/00 A61B003/12 A61B003/10
US10115299 | B2 | 2018-10-30 | Intraoral sensing and communications appliance | 2015-07-07 | Methods, apparatuses, systems, and computer-readable media for communicating via an electronic device for use in a mouth environment of an animal and resistant to damage from bodily fluids and pressure. The device can be anchored to a tooth or a teeth of the mandible, or implanted in (or attached to an implant in) the maxilla or mandible. The device includes: a power device, which can power the apparatus, a memory storage device, which can store and recall data; a communications subsystem, which communicates with one or more remote devices; an output device, which creates stimulus directly or indirectly observable in the mouth environment; an input device, which can create signals according to activity in the mouth environment and can send them to the memory storage device and/or processor; and a processor coupled to the memory storage device, the communication subsystem, the output device and the input device. | 1. An apparatus comprising: a housing anchored in a mouth of a user and resistant to damage from bodily fluids and pressure, wherein the housing comprises: a processor coupled to an input device and an output device and configured to provide a user interface to the user in the mouth using the input device and output device, wherein, the output device provides a plurality of choices to the user inside the mouth, as directed by the processor,the input device receives input from the user from within the mouth, in response to providing the plurality of choices to the user,the processor processes the input from the user inside the mouth and interprets the input as a selection of one of the plurality of choices, andthe processor provides feedback to the user inside the mouth indicating the selection of the one of the plurality of choices;a memory storage device communicatively coupled to the processor, wherein the memory storage device stores and recalls data;a communication subsystem coupled to the processor, wherein the communication subsystem communicates with a remote device placed outside the mouth; anda power device powering the input device, the processor, the output device, the memory storage device, or the communication subsystem. 2. The apparatus of claim 1, wherein the housing is a retainer. 3. The apparatus of claim 1, wherein the input device comprises an analog sensor, a touchpad, a microphone, a pushbutton, a gyroscope, an accelerometer, a movement tracking sensor, a light emitting diode (LED) tracking device, a photo-diode tracking device, a pressure sensor, a piezoelectric device, an air pressure sensor, an input switch, a slider, a bite pressure sensor, an optical touch device, a rotation sensor, a light sensor, on/off switch, or orientation sensor. 4. The apparatus of claim 1, wherein the input device comprises a temperature sensor, an olfaction sensor, a gas flow monitor, a chemical identification device, or a material sensor. 5. The apparatus of claim 1, wherein the input device comprises a compression sensor, wherein the compression sensor, by detecting compression or expansion of a portion of the housing, senses flattening of a portion of a tongue, or fattening of the portion of the tongue. 6. The apparatus of claim 1, wherein the output device comprises an electrical stimulator, a light emitter, a vibrator, a physical matter release device, or a mechanical wave generator. 7. The apparatus of claim 1, wherein the user interface, by way of a stimulus for providing the plurality of choices, presents options, choices, information about a state of the processor, information about a state of the memory storage device, information about an operating system, information about an application, or information about the remote device. 8. The apparatus of claim 1, wherein the output device provides a stimulus that represents the user interface by way of a pattern of stimulation, a signature of stimulation, a sequence of stimulation, a... | - | G08B021/00 G08C017/02 A61F004/00 A61B005/00 A61C007/08 A61C008/00
US10114098 | B2 | 2018-10-30 | Method estimating a pseudo Hounsfield Unit value | 2015-03-17 | A pseudo CT Hounsfield Unit value for a volume element within a subject is estimated from a plurality of magnetic resonance images having different contrasts. The method includes determining a relative prevalence of a first tissue class and second tissue class within the volume element from a first magnetic resonance image and a second magnetic resonance image, respectively. Then a relative prevalence of a third tissue class is determined within the volume element based on substraction of a relative prevalence of the first and/or second tissue class from a total tissue prevalence. A reference Hounsfield Unit value is provided for the first, second and third tissue class. Finally, a pseudo Housfield value is estimated for the volume element by determining a weighted sum of the first, second and third reference Hounsfield unit value, with weight factors which are based on the determined relative prevalences of the first, second and third tissue class. | 1. A method comprising, with one or more processors, performing the steps of: determining a relative prevalence of a first tissue class within each of a plurality of volume elements in a region of a subject from a plurality of magnetic resonance images having different contrasts;determining a relative prevalence of a second tissue class within each of the volume elements in the region of the subject from the plurality of magnetic resonance images;determining a relative prevalence of a third tissue class within each of the volume elements in the region of the subject based on subtraction of a relative prevalence of the first and/or second tissue class from a total tissue prevalence within each of the volume elements;providing a first reference Hounsfield unit value for the first tissue class;providing a second reference Hounsfield unit value for the second tissue class;providing a third reference Hounsfield unit value for the third tissue class;estimating a pseudo CT Hounsfield unit value for each of the plurality of volume elements within the region of the subject by determining a weighted sum of the first, second, and third reference Hounsfield unit values with weighting factors based on the determined relative prevalences of the first, second, and third tissue classes to form a pseudo CT Hounsfield unit image representation of the region of the subject; andat least one of: providing positron emission tomography (PET) imaging data from the region of the subject, and with the pseudo CT Hounsfield unit image representation, attenuation correcting the PET imaging data and reconstructing the attenuation corrected PET imaging data into an attenuation corrected PET image, and displaying the attenuation corrected PET image on a display device, andfrom the pseudo CT Hounsfield unit image and at least one of the plurality of magnetic resonance images, generating a radiation therapy plan, and controlling a radiation therapy device to irradiate the region of the subject in accordance with the radiation therapy plan. 2. The method as claimed in claim 1, wherein the first tissue class is water and the second tissue class is fat. 3. The method as claimed in claim 2, wherein the plurality of magnetic resonance images comprise a DIXON water image and a DIXON fat image. 4. The method as claimed in claim 1, wherein a signal intensity for a tissue class is scaled by a threshold for the signal of the tissue class. 5. The method as claimed in claim 1, wherein the plurality of volume elements are disposed in an array forming the pseudo CT Hounsfield image and further comprising: segmenting the volume elements of the third tissue class and determining the CT Hounsfield Unit value for the third tissue class from the segmented volume elements. 6. The method as claimed in claim 1, wherein the third tissue class is bone or air. 7. The method as claimed in claim 1, further including computing one or more weighting factors for computing the relative tissue prevalence.... | KONINKLIJKE PHILIPS N.V. | G01R033/56 G06T007/00 G06T007/11 G01R033/48 A61B005/055 A61B005/00
US10067564 | B2 | 2018-09-04 | Identifying hand gestures based on muscle movement in the arm | 2015-08-11 | Embodiments described herein include an arm band that captures sensor data used to identify hand gestures. When worn on the arm, the arm band permits a computing device to identify different gestures made by the hand. In one embodiment, the band measures a change in position of the tendons that control the positions of the fingers on the hand which can then be correlated to a particular hand gesture. For example, the thickness of the user's arm increases in a direction perpendicular to the palm of the hand when the fingers are extended relative to the thickness of the arm when the fingers are curled into the palm of the hand. By detecting this change in thickness, the computing device can distinguish between different gestures. | 1. An arm band, comprising: a first portion;a second portion;a pivoting element coupled to respective first ends of the first and second portions, wherein the pivoting element permits respective second ends of the first and second portions opposite of the first ends to separate relative to each other; anda sensor configured to, when the arm band is worn on the arm, generate an output signal indicative of a thickness of the arm in a direction substantially perpendicular to a palm of a hand. 2. The arm band of claim 1, wherein the sensor comprises a first sensing portion at the second end of the first portion and a second sensing portion at the second end of the second portion, wherein as the first and second portions pivot, the sensor is configured to change the output signal as a distance between the first and second sensing portions changes. 3. The arm band of claim 2, wherein the sensor is a magnetometer and one of the first and second portions is a permanent magnet. 4. The arm band of claim 1, where the first and second portions each comprise a respective flat surface between the first and second ends, wherein the flat surfaces are configured to be perpendicular to the palm of the hand when contacting the arm. 5. The arm band of claim 1, further comprising: a clamping element configured to force the second ends of the first and second portions to pivot closer together. 6. The arm band of claim 5, wherein the clamping element comprises a spring at least one of integrated into the pivoting element and located at the first end of one of the first and second portions. 7. The arm band of claim 1, further comprising: a latching mechanism disposed on the second ends of the first and second portions, the latching mechanism comprising a receiving element, an elastic band, and a connector ball, wherein the connector ball is attached to the elastic band, and wherein the receiving element defines an aperture for receiving the connector band, thereby latching the first portion to the second portion. 8. The arm band of claim 1, wherein the sensor is configured to measure at least one of a current, a voltage, and a resistance associated with a current path in the arm band, wherein the current path includes the first and second portions and the pivoting element, and wherein the at least one current, voltage, and resistance measured by the sensor changes as the thickness of the arm changes. 9. A system, comprising: an arm band comprising: a first portion,a second portion,a pivoting element coupled to respective first ends of the first and second portions, wherein the pivoting element permits respective second ends of the first and second portions opposite of the first ends to separate relative to each other, anda sensor configured to, when the arm band is worn on the arm, generate an output signal indicative of a thickness of the arm in a direction substantially perpendicular to a palm of a hand, anda computing device configured to receive the output s... | Disney Enterprises, Inc. | G06F003/01 G06F003/03 G06T011/20 G06T007/00 A61B005/00 G06F001/16 A44C005/00
US10092694 | B2 | 2018-10-09 | Selectively implementable multi-probe microdrive | 2015-03-20 | The disclosure relates to a selectively and concurrently implementable multi-probe microdrive apparatus. Specifically, the disclosure relates to an apparatus configured to selectively and reversibly couple and/or decouple at least one holder to, and/or from an actuator independently, wherein the actuator is configured for controllably and concurrently move any coupled holder. The holder adapted to have a stimulating and/or recording electrode coupled thereon. | 1. A drive device for contacting a plurality of probes with a biological tissue sample, the device comprising: a. a plurality of holders, each holder operably coupled to at least one probe having a predetermined function; andb. a plurality of selectors, each selector coupled to one of the holders, configured to selectively and reversibly couple and/or decouple the holder to, and/or from a single actuator independently, wherein, the single in actuator is configured for controllably and concurrently move two or more holders coupled to the single actuator along the single actuator's longitudinal axis. 2. The device of claim 1, wherein the single actuator is a screw gear. 3. The device of claim 1, wherein the single actuator is an internally threaded sleeve. 4. The device of claim 1, wherein each selector is capable of selectively coupling and/or decoupling each holder to which each selector is coupled to and/or from the single actuator at any position along a longitudinal axis length of the single actuator. 5. The device of claim 1, wherein each holder further comprises: an engaging holder member adapted to engage the single actuator, slidably coupled to a stationary holder member incapable of engaging the single actuator, the engaging holder member defining a support rod bore therein having an oval cross section, the stationary holder member configured to be radially immobile. 6. The device of claim 5, wherein each holder further comprises a tuning member, adapted to provide incremental axial motion upon rotation of the single actuator operably coupled to engaging holder member. 7. The device of claim 6, wherein the tuning member is motorized. 8. The device of claim 5, wherein the engaging holder member is motorized. 9. The device of claim 1, wherein the at least one probe is a cannula, an electrode, a tetrode, a needle, a sensor, fiber optic, optogenetic stimulator, a pipette, or a combination comprising one or more of the foregoing. 10. The device of claim 9, wherein the predetermined function is data collection, stimulation, sensing, drug delivering or a combination comprising one or more of the foregoing. 11. The device of claim 10, wherein the biological sample is an animal's organ, a tissue sample, a slide, cerebral-spinal fluid, a neuron, or brain tissue. 12. The device of claim 1, wherein each selector is rotated 180 degrees to couple and/or decouple each holder to which the selector is coupled to and/or from the single actuator. 13. The device of claim 1, wherein the single actuator is motorized. 14. The device of claim 1, comprising between 2 and 256 holders. 15. A method for contacting a plurality of probes with a biological tissue sample comprising: a. exposing the biological tissue sample;b. providing a device comprising: i. a plurality of holders, each holder operably coupled to at least one probe having a predetermined function; andii. a plurality of selectors, each selector coupled to one of the holders, configured to ... | - | A61M005/158 A61N001/05 A61B005/00 A61B090/11 A61B005/0478 A61B017/34
US10111600 | B2 | 2018-10-30 | Systems, apparatus and methods for sensing fetal activity | 2016-07-08 | The invention provides systems and methods for monitoring the wellbeing of a fetus by the non-invasive detection and analysis of fetal cardiac electrical activity data. | 1. A computer-implemented method, wherein the method determines the health of a fetus,wherein the method comprises:receiving, by at least one computer processor executing specific programmable instructions configured for the method, raw Electrocardiogram (ECG) signals data from at least one pair of ECG sensors; wherein the at least one pair of ECG sensors are positioned on an abdomen of a woman carrying a fetus;wherein the raw ECG signals data comprise data representative of a plurality of raw ECG signals which are being acquired in real-time from the at least one pair of ECG sensors;detecting, by the at least one computer processor, maternal heart peaks in each of the ECG signals in the ECG signals data;subtracting, by the at least one computer processor, from each of the plurality of ECG signals of the ECG signals data, a maternal ECG signal, by utilizing at least one non-linear subtraction procedure to obtain corrected ECG signals data which comprise data representative of a plurality of corrected ECG signals, each of the plurality of corrected ECG signals corresponding to one of the ECG signals, wherein the at least one non-linear subtraction procedure comprises: iteratively performing: i) dividing each of the plurality of ECG signals into a plurality of ECG signal segments, 1) wherein each ECG signal segment of the plurality of ECG signal segments corresponds to a beat interval of a full heartbeat, and2) wherein each beat interval is automatically determined based, at least in part, on detecting an onset value and an offset value of the respective beat interval;ii) modifying each of the plurality of ECG signal segments to form a plurality of modified ECG signal segments, wherein the modifying is performed using at least one inverse optimization scheme based on a set of parameters, wherein values of the set of parameters are determined based on: iteratively performing: 1) defining a global template based on a standard heartbeat profile of an adult human being, 2) setting a set of tentative values for a local template for each of the ECG signal segments, 3) utilizing at least one optimization scheme to determine an adaptive template for each of the ECG signal segments based on the local template being matched to the global template within a pre-determined similarity value; andiii) eliminating each of the modified ECG signal segments from the corresponding one of the ECG signals, by subtracting the adaptive template from the one of the ECG signals thereby generating each corrected ECG signal;extracting, by the at least one computer processor, fetal ECG signals data from the ECG signals data based on the corrected ECG signals data, wherein the fetal ECG signals data comprises a plurality of fetal ECG signals, each of the fetal ECG signals corresponding to one of the ECG signals;detecting, by the at least one computer processor, fetal heart peaks in the fetal ECG signals data;calculating, by the at least one computer processor, based on the detec... | Nuvo Group Ltd. | A61B005/0444 A61B005/04 A61B005/0245 A61B005/0452 A61B005/00 A61B005/024 A61B005/0456
US10112077 | B2 | 2018-10-30 | Electric training apparatus and exercise control method therefor | 2017-02-28 | An electric training apparatus is configured to apply, by a load motor, a load on a rotating body configured to apply a load on an exercising person, detect an exercise physiological response value of the exercising person and a number of revolutions of the rotating body, perform control for gradually increasing the load of the load motor toward a set load upper limit value so that a detection result of the exercise physiological response value of the exercising person approaches a target exercise physiological response value set in advance, and change, before an exercise or during the exercise by the exercising person, the load upper limit value in response to a control command input based on a state of the exercising person, a state of the control, and a perceived exertion scale for the exercising person. | 1. An electric training apparatus, comprising: a rotating body configured to apply a load on an exercising person;a load motor configured to apply a load on the rotating body via a transmission mechanism;an exercise physiological response detection unit configured to detect an exercise physiological response value of the exercising person;a number-of-revolutions detection unit configured to detect a number of revolutions of the rotating body;a control unit comprising an exercise control unit, the exercise control unit being configured to perform control for gradually increasing, based on a detection result from the exercise physiological response detection unit and a detection result from the number-of-revolutions detection unit, the load of the load motor toward a set load upper limit value so that the detection result of the exercise physiological response value of the exercising person approaches a target exercise physiological response value set in advance;a display unit configured to display the detection result from the exercise physiological response detection unit, the detection result from the number-of-revolutions detection unit, and a state of the control of the control unit; andan input unit configured to input a control command to the control unit,the exercise control unit being configured to change the set load upper limit value in response to the control command input from the input unit before an exercise and during the exercise by the exercising person. 2. The electric training apparatus according to claim 1, wherein the exercise control unit is configured to maintain, when the load of the load motor has reached the set load upper limit value, the load at the set load upper limit value until a new control command is input. 3. The electric training apparatus according to claim 1, further comprising a storage unit configured to store a perceived exertion scale and a rate of change in the set load upper limit value for each level of the perceived exertion scale, wherein the display unit is configured to display the perceived exertion scale, andwherein the exercise control unit is configured to change, when a value of a level of the perceived exertion scale is input as the control command from the input unit, the set load upper limit value based on the rate of change stored in the storage unit. 4. The electric training apparatus according to claim 2, further comprising a storage unit configured to store a perceived exertion scale and a rate of change in the set load upper limit value for each level of the perceived exertion scale, wherein the display unit is configured to display the perceived exertion scale, andwherein the exercise control unit is configured to change, when a value of a level of the perceived exertion scale is input as the control command from the input unit, the set load upper limit value based on the rate of change stored in the storage unit. 5. The electric training apparatus according to claim 1, wherein the... | MITSUBISHI ELECTRIC ENGINEERING COMPANY, LIMITED | A63B024/00 A63B022/06 A63B071/06 A63B022/02 A61B005/22 A61B005/00
US10114097 | B2 | 2018-10-30 | Medical imaging apparatus having multiple subsystems, and operating method therefor | 2015-09-30 | In a method for operating a medical imaging examination apparatus having multiple subsystems, current ambient conditions in a scan volume of the apparatus are determined and stored in a global ambient condition parameter set. A control computer starts a scan sequence according to a selected scan protocol, and sequence control data that define different functional sub-sequences for the respective subsystems are provided to the control computer. Different effective volumes are assigned to each functional sub-sequence, and respective current sub-regions in the effective volume associated with the respective sub-sequence are determined, in which a volume optimization is to take place. Control signals for the scan sequence are calculated using the sequence control data, the global ambient condition parameter set, and the determined current sub-regions of the affected volumes, in order to optimize the functional sub-sequences at least with regard to the current sub-region of the assigned effective volume. | 1. A method for operating a medical imaging examination apparatus comprising a plurality of apparatus subsystems, comprising: determining ambient conditions of a scan volume in a medical imaging examination apparatus;storing the current ambient conditions in a global ambient condition parameter set comprising parameters that describe said current ambient conditions;providing a selected scan protocol to control computer that is assigned to a scan sequence in which said control computer will control the plurality of apparatus subsystems in coordination to conduct the scan sequence to acquire medical imaging data from an examination subject;starting a scan with the selected scan protocol;providing said control computer with sequence control data for said selected scan protocol that define different functional sub-sequences of said scan sequence to be performed respectively by said apparatus subsystems;before or during said scan, in said control computer, assigning respectively different effective volumes of the examination subject to the respective functional sub-sequences;before or during said scan, in said control computer, determining respective current sub-regions in respective effective volumes individually associated with the respective current functional sub-sequences of the scan sequence, in which sub-regions an optimization is to be made during said scan;in said control computer, calculating optimized control signals for said selected scan sequence during said scan dependent on said sequence control data, the determined sub-regions of the effective volumes, and the global ambient condition parameter set, by executing an algorithm in said control computer that optimizes the functional sub-sequences locally in the examination subject at least with regard to a sub-region of the respective effective volumes; andin said control computer, providing said optimized control signals to at least one of said apparatus subsystems during said scan. 2. A method as claimed in claim 1 comprising storing said parameters in said ambient condition parameter set in a spatially resolved manner. 3. A method as claimed in claim 1 comprising, in said control computer, associating a weighting with each of said parameters in said global ambient condition parameter set. 4. A method as claimed in claim 3 comprising selecting said weighting from the group consisting of spatially-dependent weightings and tissue-dependent weightings. 5. A method as claimed in claim 1 comprising determining the respective current sub-regions in a respective effective volume associated with a respective current functional sub-sequence dependent on a possible position change of the examination subject in the scan volume. 6. A method as claimed in claim 1 comprising, during said scan, determining changes of said ambient conditions, and correcting said global ambient condition parameter set dependent on said changes. 7. A method as claimed in claim 1 comprising storing, as said parameter... | Siemens Aktiengesellschaft | G01R033/54 A61B005/055 G01R033/483 G01R033/3875
US10092190 | B2 | 2018-10-09 | Multimodal laser speckle imaging | 2015-10-09 | A system for multimodal laser speckle imaging may include a first light source positioned to emit laser light toward a target, a second light source positioned to emit light toward the target, a camera positioned to receive light scattered from the target, and a processor. The processor may be programmed to receive from the at least one camera at least one image of the target as illuminated by the laser, obtain a laser speckle contrast image of the target from the at least one image of the target as illuminated by the laser, receive from the at least one camera at least one image of the target as illuminated by the second light source, divide the laser speckle contrast image into subparts, and divide the at least one image of the target as illuminated by the second light source into identical subparts, determine whether each subpart includes a feature of a certain type by combining each subpart of the laser speckle contrast image with the at least one image of the target as illuminated by the second light source and comparing the combination with one or more criteria, and out-putting the location and type of features detected in a subpart of the images. | 1. A system for multimodal laser speckle imaging comprising: a first light source positioned to emit coherent light toward a target, said coherent light having predetermined parameter(s), said parameter(s) selected from the parameter group consisting of wavelength, type of polarization, type of emission, timing of emission, pulse duration, and radiant power;a second light source positioned to emit either non coherent light or a second coherent light toward the target, said second coherent light having second coherent light parameter(s), said second coherent light parameter(s) selected from the parameter group consisting of wavelength, type of polarization, type of emission, timing of emission, pulse duration, and radiant power wherein said second coherent light parameter(s) is/are different than said first coherent light parameters in at least one aspect;wherein said coherent light and said non coherent light or second coherent light, each yield light scattered by said target, said target comprising at least one of: vasculature located within any tissue of the human or animal body, individual vessels or a network of connected vesselsa camera positioned to receive said light scattered by said target thereby creating at least one image; anda processor programmed to: receive from the camera said at least one image of the target as illuminated by the coherent light;from the at least one image of the target as illuminated by the first light source, obtain a laser speckle contrast image of the target;receive from the camera at least one image of the target as illuminated by the second light source;divide the laser speckle contrast image into subparts, and divide the at least one image of the target as illuminated by the second light source into identical subpartsdetermine whether each subpart includes a feature of a certain type by combining each subpart of the laser speckle contrast image with the at least one image of the target as illuminated by the second light source and comparing the combination with one or more criteria; andoutputting the location and type of features detected in a subpart of the images. 2. A system for estimation of flow in one or more enclosed tubes having flowing particles comprising: a light source positioned to emit coherent light toward said target, said coherent light having predetermined parameter(s), said parameter(s) selected from the parameter group consisting of wavelength, type of polarization, type of emission, timing of emission, pulse duration, and radiant power, wherein said coherent light yields light scattered by said target;a camera positioned to receive said light scattered by said target thereby creating at least one image; anda processor programmed to: receive from the camera said at least one image of the target as illuminated by the coherent light;from the at least one image of the target as illuminated by the coherent light, obtain saidlaser speckle contrast image of the target;from the at least one la... | THE JOHNS HOPKINS UNIVERSITY | H04N007/18 H04N009/43 H04N013/04 A61B005/00 A61B005/026
US10067203 | B2 | 2018-09-04 | Energy storage solution for an MRI system | 2015-10-09 | The present disclosure relates possible implementations for utilizing energy storage elements in conjunction with a MRI system. Similarly, various associated control mechanisms are discussed. In certain embodiments, one or both of peak power shaving or energy backup may be facilitated by use of the energy storage elements. Certain such implementations may facilitate the use of higher-power MRI systems with an existing electrical infrastructure. | 1. A magnetic resonance imaging (MRI) system power architecture, comprising: an AC mains;a main distribution panel (MDP) connected to the AC mains;a rectifier having an AC link input and a DC link output;a power distribution unit (PDU) positioned between the MDP and rectifier;a plurality of loads connected to the DC link output, wherein the plurality of loads comprises at least a radiofrequency amplifier power supply and a gradient amplifier power supply; andone or more energy storage elements disposed between the rectifier and the plurality of loads and connected to the DC link output. 2. The magnetic resonance imaging system power architecture of claim 1, wherein the rectifier is a passive rectifier. 3. The magnetic resonance imaging system power architecture of claim 1, further comprising: a DC/DC isolated or non-isolated converter positioned between the one or more energy storage elements and the DC link output. 4. The magnetic resonance imaging system power architecture of claim 1, further comprising: a passive front-end HFPDU positioned before the plurality of loads. 5. The magnetic resonance imaging system power architecture of claim 1, wherein the rectifier is an active rectifier. 6. The magnetic resonance imaging system power architecture of claim 1, wherein the one or more energy storage elements comprise one or more of an ultracapacitor, a bulk capacitor bank, a battery or battery bank, or a combination of battery and capacitors. 7. The magnetic resonance imaging system power architecture of claim 1, wherein the plurality of loads further comprises a power supply for an RF transmit chain. 8. The magnetic resonance imaging system power architecture of claim 1, further comprising: control circuitry for controlling discharge and recharge of the one or more energy storage elements, wherein the control circuitry directs power from the one or more energy storage elements during application of a pulse sequence by the magnetic resonance imaging system and charges the one or more energy storage elements during a non-pulsing period or if a peak demand by the pulse sequence is less than an allowable peak power from the AC link input. 9. The magnetic resonance imaging system power architecture of claim 1, further comprising: control circuitry for controlling discharge and recharge of the one or more energy storage elements, wherein the control circuitry directs power from the one or more energy storage elements in an event of an outage of the AC mains. 10. A magnetic resonance imaging (MRI) system power architecture, comprising: a main distribution panel (MDP) configured to receive three-phase AC power and having an AC link output;a rectifier configured to receive the AC link output and coupled to a DC link;a plurality of loads connected to the DC link;one or more energy storage elements connected to the AC link output between the MDP and the rectifier; anda DC/AC isolated or non-isolated converter positioned between the one or more energ... | GENERAL ELECTRIC COMPANY | H02J003/00 G01R033/36 A61B005/055 G01R033/385 G01R033/389 H02J009/06 H02M007/04 G01R033/28
US10064680 | B2 | 2018-09-04 | Apparatus for automating the counting of sharps using RFID tags | 2015-08-20 | Systems and methods are provided for counting sharps returned to a container. An example method of counting sharps returned to a container having at least two layers of penetrable conductive material includes periodically checking a plurality of circuits formed by the first and second layers of material to determine if each circuit is open or closed, and keeping a count of the number of closed circuits. | 1. A system for electronically counting sharps, said system comprising: a reader configured to detect a tag on sharps packaging material to establish an in-count representative of a number of sharps available for use in a surgical procedure;a disposable sharps container defining a volume, said volume configured to contain a plurality of sharps, said disposable sharps container is configured to count a number of closed circuits, and is configured such that a sharp placed within said volume acts as a conductor in one of said closed circuits; anda remote device in communication with said disposable sharps container and said reader, wherein said disposable sharps container and said remote device, are collectively configured to electronically count a number of sharps placed within said volume to establish an out-count of said sharps and compare said out-count of sharps with said in-count of sharps. 2. The system of claim 1, wherein said disposable sharps container comprises a plurality of electronic contacts. 3. The system of claim 1, wherein said disposable sharps container comprises a capacitive sensing module. 4. The system of claim 1, wherein said remote device is further defined as a base station. 5. The system of claim 1, wherein said disposable sharps container is physically connected to said remote device. 6. The system of claim 1, wherein said remote device is in radio communication with said disposable sharps container. 7. The system of claim 1, wherein said disposable sharps container further comprises a transponder and said remote device comprises a second reader, said second reader in communication with said transponder. 8. The system of claim 7, wherein said second reader is a receiver. 9. The system of claim 7, wherein said transponder is an RFID tag. 10. The system of claim 1, wherein said remote device comprises a memory unit, said memory unit storing said number of sharps electronically counted within said disposable sharps container. 11. The system of claim 1, wherein said remote device comprises a microcontroller. 12. The system of claim 1, wherein said remote device comprises a display unit, and wherein said remote device is configured to display said number of sharps electronically counted within said disposable sharps container on said display unit. 13. The system of claim 1, wherein said remote device is configured to indicate that one or more sharps are not accounted for when said out-count number of sharps does not equal said in-count. | Stryker Combo L.L.C. | A61B005/151 A61B090/98 A61B050/36 A61B090/90 A61B090/00 A61B050/00 A61B050/30 A61B017/00 A61B017/3217 A61B019/02
US10115319 | B2 | 2018-10-30 | Systems and methods for detecting overstriding in runners | 2016-03-25 | Methods and systems for detecting overstride in runners include measuring, using an inertial measurement unit affixed to a shank of a person, an acceleration and an angle of the shank during a stride, monitoring, using a microprocessor, the shank acceleration measurements to detect an acceleration profile indicative of the corresponding foot making initial contact with the ground during the stride, determining, using the microprocessor, the corresponding shank angle at initial contact from the shank angle measurements, comparing, using the microprocessor, the shank angle at initial contact to a threshold shank angle, and identifying, using the microprocessor, an overstride of the corresponding leg if the shank angle at initial contact exceeds the threshold shank angle. | 1. A method for detecting overstride, the method comprising: measuring, using an inertial measurement unit (IMU) affixed to a shank of a person, an acceleration and an angle of the shank during a stride;monitoring, using a microprocessor, the shank acceleration measurements to detect an acceleration profile indicative of the corresponding foot making initial contact with the ground during the stride;determining, using the microprocessor, the corresponding shank angle at initial contact from the shank angle measurements;comparing, using the microprocessor, the shank angle at initial contact to a threshold shank angle;identifying, using the microprocessor, an overstride of the corresponding leg if the shank angle at initial contact exceeds the threshold shank angle. 2. The method of claim 1, wherein the IMU is positioned on a front or a side of the shank. 3. The method of claim 1, wherein the IMU is affixed to the shank using an anchoring member. 4. The method of claim 3, wherein an inner surface of the anchoring member includes an anti-slip material for frictionally engaging the shank. 5. The method of claim 4, wherein the anti-slip material is patterned to allow for heat transfer and sweat wicking through corresponding portions of the anchoring member. 6. The method of claim 3, wherein the anchoring member includes at least one of a compression sleeve and a substantially longitudinally inextensible sock. 7. The method of claim 1, wherein in the step of measuring, the shank angle is measured in a sagittal plane. 8. The method of claim 1, wherein in the step of monitoring, the acceleration profile is characterized at least in part by a rapid increase in measured acceleration. 9. The method of claim 8, wherein the acceleration profile is further characterized by a relatively low acceleration magnitude leading up to the rapid increase in measured acceleration. 10. The method of claim 1, wherein in the step of comparing, the threshold shank angle corresponds with a vertical direction of the sagittal plane. 11. The method of claim 1, wherein the threshold shank angle is approximately zero degrees in a coordinate system in which zero degrees corresponds with a vertical direction of the sagittal plane, positive angles correspond with a forward direction of the stride, and negative angles correspond with a rearward direction of the stride. 12. The method of claim 11, wherein in the step of identifying, an overstride occurs if the shank angle at initial contact is positive. 13. The method of claim 1, wherein in the step of comparing, the threshold shank angle corresponds with an angle of the IMU affixed to the shank when the person is standing upright in a stationary position. 14. The method of claim 13, further including the step of determining the threshold shank angle during a calibration routine prior to the stride. 15. The method of claim 1, wherein in the step of identifying, the processor identifies an overstride of the corresponding l... | President and Fellows of Harvard College | A63F009/24 G09B019/00 A61B005/11 A61B005/00
US10065049 | B2 | 2018-09-04 | Presenting a sequence of images associated with a motion model | 2016-01-25 | Images that are associated with an identification of a tracking target of a patient to receive radiation treatment may be received. The images may be sorted into a sequence based on a motion of the patient. The sorted images may be provided via a graphical user interface. The sequence of the sorted images that are based on the motion of the patient may be provided. | 1. A method comprising: receiving a plurality of images that are associated with an identification of a tracking target of a patient to receive radiation treatment;sorting the plurality of images into a sequence based on a motion of the patient, wherein the motion comprises a respiratory motion of the patient;receiving an input selection, via a graphical user interface (GUI), to provide the sorted plurality of images in the sequence that is based on the motion of the patient;causing display of, by a processing device, of the sorted plurality of images, in the sequence, that is based on the motion of the patient in response to the input selection;providing a contour on each of the sorted images to represent the treatment target of the patient that has been identified;providing a visual indicator on each of the sorted images to represent the tracking target of the patient that has been identified;receiving a selection, via the GUI, to stop display of the sorted plurality of images in the sequence;receiving another selection, via the GUI, to remove at least one image at which the sequence has been stopped from being used to identify the tracking target of the patient; andidentifying the tracking target of the patient without the at least one removed image. 2. The method of claim 1, further comprising: receiving an indication that an image of the sorted plurality of images corresponds to a false positive during the providing of the sequence, wherein the false positive is based on a corresponding visual indicator of the image being at a position that deviates from a path associated with other visual indicators of the plurality of images. 3. The method of claim 1, wherein the sorting of the plurality of images into the sequence based on the motion of the patient is in view of a phase and an amplitude associated with the respiratory motion of the patient when each of the plurality of images was taken of the patient. 4. The method of claim 1, wherein the plurality of images are x-ray images of the patient. 5. A system comprising: a memory to store a plurality of images that are associated with an identification of a tracking target of a patient to receive radiation treatment; anda processing device operatively coupled with the memory to: receive the plurality of images;sort the plurality of images into a sequence based on a motion of the patient, wherein the motion comprises a respiratory motion of the patient;receive an input selection, via a graphical user interface (GUI), to provide the sorted plurality of images in the sequence that is based on the motion of the patient;cause display of the sorted plurality of images, in the sequence, that is based on the motion of the patient in response to the input selection; andprovide a contour on each of the sorted images to represent the treatment target of the patient that has been identified;provide a visual indicator on each of the sorted images to represent the tracking target of the patient that has b... | ACCURAY INCORPORATED | G06K009/00 A61N005/10 G06T007/00 G06T007/20 G06T011/00 G06F019/00 G06T017/00 G06T019/20 G06T007/38 G06T007/246 A61B006/02 A61B006/03 A61B006/12 A61B006/00 A61B005/08 A61B005/11 A61B005/113 A61B090/00 A61B034/20
US10100037 | B2 | 2018-10-16 | Activity-based probe compounds, compositions, and methods of use | 2014-03-15 | Activity-based probe compounds for use in labeling a cysteine protease are provided. The compounds are targeted to the protease through a specific targeting element. The compounds additionally include a detectable element, such as a fluorescent label, a radiolabel, or a chelator. In some cases, the compounds additionally include a quenching element that is released upon reaction with the protease. Also provided are compositions comprising the compounds and methods for using the compounds, for example in labeling a protease in an animal and in visualizing a tumor in an animal. | 1. A compound for use in labeling a protease having the structure of formula (I):whereinL3 is an optionally substituted alkyl linker, wherein each carbon atom is optionally replaced with a heteroatom;Q is a quencher;T is a targeting element; andD is a detectable element. 2. The compound of claim 1, wherein L isR is a QSY quencher; andn is an integer from 1 to 16. 3. The compound of claim 2, wherein the QSY quencher is a hydrophilic QSY quencher. 4. The compound of claim 3, wherein the hydrophilic QSY quencher is a sulfo-QSY quencher. 5. A compound for use in labeling a protease having the structure of formula (II)wherein L1 is a linker;AA1 is an amino acid side chain;U is O, N, or S;R1 is alkyl, alkenyl, alkynyl, aryl, aralkyl, heteroaryl, heteroaralkyl, cycloalkyl, cycloalkenyl, cycloalkylalkyl, heterocyclyl, heterocyclylalkyl, or a protecting group, and is optionally substituted with 1 to 3 A groups;each A is independently alkyl, alkenyl, alkynyl, alkoxy, alkanoyl, alkylamino, aryl, aryloxy, arylamino, aralkyl, aralkoxy, aralkanoyl, aralkamino, heteroaryl, heteroaryloxy, heteroarylamino, heteroaralkyl, heteroaralkoxy, heteroaralkanoyl, heteroaralkamino, cycloalkyl, cycloalkenyl, cycloalkylalkyl, cycloalkoxy, cycloalkanoyl, cycloalkamino, heterocyclyl, heterocyclyloxy, heterocyclylamino, heterocyclylalkyl, heterocyclylalkoxy, heterocyclylalkanoyl, heterocyclylalkamino, hydroxyl, thio, amino, alkanoylamino, aroylamino, aralkanoylamino, alkylcarboxy, carbonate, carbamate, guanidinyl, urea, halo, trihalomethyl, cyano, nitro, phosphoryl, sulfonyl, sulfonamido, or azido;D is a fluorescent label;L3 is a linker; andQ is a quencher. 6. The compound of claim 5 having the structure of formula (III)wherein R is a QSY quencher;D is a cyanine dye; andm and n are independently integers from 1 to 16. 7. The compound of claim 6, wherein R is QSY21 or sulfo-QSY21, and D is Cy5. 8. The compound of claim 7, selected from one of the following compounds:wherein R=QSY21 and n=6; R=Sulfo-QSY21 and n=6;R=QSY21 and n=2; andR=Sulfo-QSY21 and n=2. 9. A composition for use in labeling a protease in an animal comprising the compound of claim 1 or 5 and a pharmaceutically acceptable carrier. 10. A method of labeling a protease in an animal comprising the step of: administering the composition of claim 9 to the animal. 11. A method of visualizing a tumor in an animal comprising the steps of: administering the composition of claim 9 to the animal; andmeasuring a detectable signal generated in the animal from a reaction of the composition with a cathepsin cysteine protease; wherein the detectable signal is associated with a tumor in the animal. 12. The method of claim 11, wherein the detectable signal is a fluorescent signal. 13. The method of claim 12, wherein the fluorescent signal is generated at a tumor margin. 14. The compound of claim 1, wherein D is a fluorescent label, a radiolabel, or a chelator. 15. The compound of claim 14, wherein D is a fluorescent la... | The Board of Trustees of the Leland Stanford Junior University | A61B005/00 A61B008/00 A61B010/00 C07D401/14 A61K049/00
US10083504 | B2 | 2018-09-25 | Multi-step vessel segmentation and analysis | 2016-09-07 | Multi-step vessel segmentation and analysis is provided. In various embodiments, a branch detection algorithm is applied to a medical image to determine a plurality of branches of a blood vessel appearing in the medical image. A plurality of segments of the blood vessel appearing in the medical image is determined. Each of the plurality of segments is bounded by one of the plurality of branches. An edge detection algorithm is applied piecewise to each of the plurality of segments. A composite blood vessel outline is formed from the piecewise edge detection. | 1. A method comprising: applying a branch detection algorithm to a medical image to determine a plurality of branches of a blood vessel appearing in the medical image;determining a plurality of segments of the blood vessel appearing in the medical image, each of the plurality of segments being bounded by one of the plurality of branches;applying an edge detection algorithm piecewise to each of the plurality of segments;forming a composite blood vessel outline from the piecewise edge detection. 2. The method of claim 1, further comprising: adding annotations to the medical image corresponding to each of the plurality of segments. 3. The method of claim 1, further comprising: measuring a width of the blood vessel within each of the plurality of segments. 4. The method of claim 1, further comprising: determining the relative dominance of each of the plurality of segments. 5. The method of claim 3, further comprising: determining the presence of stenosis based on the width. 6. The method of claim 1, wherein the medical image originates from a modality, the modality being x-ray angiography, X-ray plain film, ultrasound, magnetic resonance, nuclear medicine imaging, positron emission tomography, or computed tomography. 7. The method of claim 1, further comprising determining a centerline of the blood vessel from the composite blood vessel outline. 8. The method of claim 1, further comprising: registering at least one of the plurality of segments in an anatomical atlas. 9. The method of claim 8, further comprising: exporting the plurality of segments to a reporting system or a hemodynamic system. 10. The method of claim 3, further comprising: determining a stenosis value based on the width of the blood vessel within each of the plurality of segments. 11. The method of claim 9, wherein exporting the plurality of segments comprises applying syntax scoring. 12. The method of claim 9 where the completed automatic segmentation, labelling and stenosis values are displayed in the viewing and reporting systems as a coronary tree diagram. 13. A method comprising: displaying to a user a first plurality of medical images;receiving from a user indications of edges of blood vessels in the first plurality of medical images;training a neural network based on the indications of edges of blood vessels;applying the neural network to a second plurality of medical images;receiving from the neural network indications of edges of blood vessels in the second plurality of medical images;displaying to a user the indications of edges of blood vessels in the second plurality of medical images;receiving from the user an acceptance or rejection of each of the indications of edges of blood vessels in the second plurality of medical images;further training the neural network based on those indications of edges of blood vessels in the second plurality of medical images accepted by the user. 14. A computer program product for vessel segmentation, the computer program produ... | INTERNATIONAL BUSINESS MACHINES CORPORATION | G06K009/00 G06T007/00 G06K009/62 G06K009/46 G06T007/60 G06K009/52 G06K009/66 A61B005/00 A61B005/02
US10065034 | B2 | 2018-09-04 | Method and system for controlling neural activity in the brain | 2017-02-21 | A method and system for controlling neural activity in the brain, including performing a source localization procedure and a neurostimulation procedure, and using the former as a monitor to provide for feedback control of the latter. | 1. A method for controlling neural activity in a brain, comprising: stimulating the neural activity by use of a plurality of electrodes and corresponding current sources for injecting one or more stimulating currents into the brain;performing a source localization procedure for localizing one or more sources of the neural activity in the brain;using said source localization procedure for monitoring one more effects on the brain of the neural activity; andproviding for feedback control of said step of stimulating by controlling said current sources in response to said monitoring to modify at least one of the originating location, magnitude, and timing of at least one of said one or more stimulating currents. 2. The method of claim 1, wherein said source localization procedure includes measuring electrical potentials produced by one or more sources of the neural activity and obtaining one or more solutions to an inverse problem for localizing said sources posed by said electrical potentials, and wherein said step of stimulating includes injecting one or more stimulating currents into the brain that are either alone or in combination of sufficiently large magnitude to provoke a substantial brain response. 3. The method of claim 2 for synchronizing the neural activity to said one or more stimulating currents, wherein said monitoring includes observing a phase of electrical activity produced by at least one of said one or more sources, and wherein the method further comprises modifying said timing so as to shift said phase. 4. The method of claim 1, for synchronizing the neural activity to said one or more stimulating currents, wherein said monitoring includes observing a phase of electrical activity produced by at least one of said one or more sources, and wherein the method further comprises modifying said timing so as to shift said phase. 5. A system for controlling neural activity in a brain, comprising: a plurality of electrodes and corresponding potential measuring devices configured for measuring electrical potentials produced by one or more sources of the neural activity;a plurality of electrodes and corresponding current sources configured for injecting one or more stimulating currents into the brain that either alone or in combination are of sufficiently large magnitude to provoke a substantial brain response, for stimulating said one or more sources; andone or more computers configured for obtaining one or more solutions to an inverse problem for localizing said sources posed by said electrical potentials, monitoring one or more effects on the brain of said one or more stimulating currents utilizing said one or more solutions, and providing for feedback control of the neural activity, said feedback control being applied to said current sources to modify at least one of the originating location, magnitude, and timing of at least one of said one or more stimulating currents in response to said monitoring. 6. The system of claim 5, for sy... | Electrical Geodesics, Inc. | A61B005/04 A61N001/36 A61B005/0478 A61B005/053 A61B005/055 A61B005/0482 A61N001/04
US10096258 | B2 | 2018-10-09 | Perceptual-cognitive-motor learning system and method | 2014-03-18 | The present disclosure relates to a perceptual-cognitive-motor learning system. The system includes an apparatus for evaluating or improving perceptual-cognitive abilities of a subject during a training sequence. The apparatus includes a display configured to provide to the subject a visual contact with an environment. The system also has a training sequence controller configured to consolidate results of first successive tests made using a single spatial zone formed by the environment, segment the into a plurality of spatial zones, and consolidate results of second successive tests made using the plurality of spatial zones. Methods for evaluating or improving perceptual-cognitive abilities of a subject are also disclosed. | 1. A perceptual-cognitive-motor learning system comprising: an apparatus for evaluating or improving perceptual-cognitive abilities of a subject during successive tests, the apparatus including: a display apparatus configured to provide to the subject a visual contact with a three-dimensional environment, the display apparatus being configured to display stereoscopic images of virtual objects moving in the three-dimensional environment, anda response interface; anda training sequence controller configured to: define a training sequence, the training sequence including a first plurality of successive tests and a second plurality of successive tests, wherein the virtual objects move in a single three-dimensional spatial zone formed by the three-dimensional environment during the first plurality of tests;cause the display apparatus to present the first plurality of successive tests to the subject;receive, through the response interface, responses from the subject, the responses identifying the virtual objects during the first plurality of successive tests;cause the display apparatus to segment the three-dimensional environment into a plurality of three-dimensional spatial zones, wherein the virtual objects move in the plurality of three-dimensional spatial zones during the second plurality of tests;cause the display apparatus to present the second plurality of successive tests to the subject;receive, through the response interface, responses from the subject, the responses identifying the virtual objects during of the second plurality of successive tests; andadjust a speed of the virtual objects in view of the responses received from the subject. 2. A perceptual-cognitive-motor learning system as defined in claim 1, wherein the display apparatus further comprises a positional sensor adapted for detecting an orientation of the subject and for changing the subject's viewing perspective of the three-dimensional spatial zone or zones as a function of the orientation of the subject. 3. A perceptual-cognitive-motor learning system as defined in claim 1, comprising means for using in the spatial zones avatars performing specific and non-specific actions. 4. A perceptual-cognitive-motor learning system as defined in claim 1, wherein the virtual objects perform specific and non-specific actions. 5. A perceptual-cognitive-motor learning system as defined in claim 1, comprising means for introducing a subject's cognitive demand in the spatial zone or zones. 6. A perceptual-cognitive-motor learning system as defined in claim 1, wherein the plurality of spatial zones comprises a segmented scene including a plurality of distinct motion components. 7. A method for evaluating or improving perceptual-cognitive abilities of a subject, comprising: displaying stereoscopic images of virtual objects moving in a three-dimensional environment on a display apparatus configured to provide to the subject a visual contact with the three-dimensional environment;defining a... | COGNISENS INC. | G09B019/00 A61B005/16 G06F019/00
US10105571 | B2 | 2018-10-23 | Systems and methods for sensing balanced-action for improving mammal work-track efficiency | 2016-10-18 | An example system includes one or more sleeves, each configured for attachment to a leg and comprising a pressure sensor, an accelerometer and a magnetometer. A processor processes sensor signals from the pressure sensor, the accelerometer and the magnetometer to estimate action (A) and work (W) using event detections of peak stance and valley swing events associated with leg movement, for optimizing energy efficiency for maintaining a balance of the body leaning forward in a gravity pull-down force, with the periodic upward force of the sequential foot-thrusts with the toes. | 1. A system comprising: one or more sleeves, each configured for attachment to a leg and comprising a pressure sensor, an accelerometer and a magnetometer; anda processor for processing sensor signals from the pressure sensor, the accelerometer and the magnetometer to estimate action (A) and work (W) using event detections of peak stance and valley swing events associated with leg movement, wherein the processor detects small changes during swing from brain feedback of proprioception sensing of the lower body component locations and movement dynamics to adjust the swing reversal behavior with feedback for a minimum off-unbalance and use of friction in stepping forward with each stance step. 2. The system according to claim 1, wherein each sleeve comprises a board to which the pressure sensor, the accelerometer and the magnetometer are affixed. 3. The system according to claim 2, wherein the magnetometer and accelerometer are affixed to a first side of the board and the pressure sensor is affixed to a second, opposite side of the board. 4. The system according to claim 1, wherein each sleeve further comprises a wireless module for communication with the processor. 5. The system according to claim 1, wherein the processor detects small changes in the muscle contractions and expansions in conjunction with leg orientation to the ground, which are used to automatically assess locomotion efficiency and abnormal or disordered behavior. | - | G06F019/00 A63B024/00 G09B019/00 A63B069/00 A63B071/06 A61B005/0482 A61B005/11 A61B005/0488
US10098558 | B2 | 2018-10-16 | Wireless patient monitoring system and method | 2016-04-25 | A patient monitoring system includes one or more wireless sensing devices configured to record physiological data from a patient and one or more processors. An activity analysis module is executable on one or more of the processors to select an activity class from a predefined set of activity classes based on an activity input. A power management module is executable on one or more of the processors to reduce power consumption of one or more of the wireless sensing devices by identifying that one or more of the wireless sensing devices is unreliable based on the activity class, and operating the one or more unreliable wireless sensing devices in a low power mode. | 1. A patient monitoring system comprising: one or more wireless sensing devices, each wireless sensing device configured to record physiological data from a patient to measure a physiological parameter of the patient;one or more processors; an activity analysis module executable on one or more of the processors to select an activity class from a predefined set of activity classes based on an activity input;a power management module executable on one or more of the processors to reduce power consumption of the one or more of the wireless sensing devices by:identifying that the one or more of the wireless sensing devices is unreliable to measure the physiological parameter based on the activity class when the activity class indicates that the physiological data will be unreliable due to patient position or artifact caused by motion of the patient; andoperating the one or more identified unreliable wireless sensing devices in a low power mode. 2. The patient monitoring system of claim 1, wherein the unreliable wireless sensing device in the low power mode does not record physiological data from the patient when the activity class indicates that the physiological data will be unreliable due to patient position or artifact caused by motion of the patient. 3. The patient monitoring system of claim 1, wherein the unreliable wireless sensing device in the low power mode records a reduced set of physiological data from the patient when the activity class indicates that the physiological data will be unreliable due to patient position or due to artifact caused by motion of the patient. 4. The patient monitoring system of claim 1, wherein the unreliable wireless sensing device in the low power mode records the physiological data from the patient less frequently when the activity class indicates that the physiological data will be unreliable due to patient position or due to artifact caused by motion of the patient. 5. The patient monitoring system of claim 1, further comprising at least one activity sensor configured to sense at least one of a position of the patient and a motion of the patient to provide the activity input, wherein the activity sensor includes at least one of an accelerometer and a gyroscope. 6. The patient monitoring system of claim 5, wherein the at least one activity sensor is in at least one of the wireless sensing devices to provide the activity input. 7. The patient monitoring system of claim 1, further comprising a hub device in wireless communication with the one or more wireless sensing devices, the hub device containing the activity analysis module, the power management module, and the processor on which the activity analysis module and the power management module are executed. 8. The patient monitoring system of claim 7, further comprising at least one activity sensor in the hub device configured to sense at least one of a position of the patient and a motion of the patient to provide the activity input. 9. The patient m... | General Electric Company | A61B005/021 A61B005/0402 A61B005/00 A61B005/0205 A61B005/1455
US10101810 | B2 | 2018-10-16 | Device feedback and input via heating and cooling | 2011-11-28 | A thermoelectric display including an array of thermoelectric devices is used to provide output to a user in the form of thermal feedback. The thermal feedback may be used to provide navigation cues to the user to enable eyes-free navigation. The thermal feedback may be used to provide target acquisition cues to enable the user to accurately target a contact point on a touchscreen. The thermal feedback may be used to convey an emotive aspect of a message to the user. The thermal feedback may be used to identify to the user a caller associated with an incoming call. The thermoelectric display may be, alternatively or additionally, used to provide input to another device, such as a mobile device to which the thermoelectric display is operatively coupled. | 1. A mobile device comprising: a display comprising a plurality of layers, wherein the plurality of layers comprises a first layer comprising a touchscreen and a second layer comprising a thermoelectric display, wherein the thermoelectric display comprises an array of thermoelectric devices;a processor; andmemory comprising instructions that, when executed by the processor, cause the processor to perform operations comprising prompting, via a user interface presented on the display, a user to position the mobile device in a location,acquiring a temperature reading from the thermoelectric display while the mobile device is in the location,associating the temperature reading with the location in a temperature classifier,storing the temperature classifier in a database, wherein the database stores a plurality of temperature classifiers,detecting a temperature change in at least a portion of the array of thermoelectric devices of the thermoelectric display,in response to detecting the temperature change, acquiring a further temperature reading from the thermoelectric display,comparing the further temperature reading to the plurality of temperature classifiers stored in the database,determining, based upon comparing the further temperature reading to the plurality of temperature classifiers stored in the database, that the temperature classifier corresponds to the further temperature reading,determining, based upon the temperature classifier corresponding to the further temperature reading, that the mobile device is in the location, andoutputting the location to an application that is executable by the processor to perform a function based upon the mobile device being in the location. 2. The mobile device of claim 1, wherein the location is on the user. 3. The mobile device of claim 1, wherein the location is on an article of clothing associated with the user. 4. The mobile device of claim 1, wherein the location is within an article of clothing associated with the user. 5. The mobile device of claim 1, wherein the location is on an accessory associated with the user. 6. The mobile device of claim 1, wherein the location is within an accessory associated with the user. 7. A computer-readable storage medium having computer-executable instructions stored thereon that, when executed by a processor of a mobile device, cause the processor to perform operations comprising: prompting, via a user interface presented on a display of the mobile device, a user to position the mobile device in a location;acquiring a temperature reading from a thermoelectric display while the mobile device is in the location;associating the temperature reading with the location in a temperature classifier;storing the temperature classifier in a database, wherein the database stores a plurality of temperature classifiers;detecting a temperature change in at least a portion of an array of thermoelectric devices of the thermoelectric display;in response to detecting the tempera... | AT&T Intellectual Property I, L.P. | G06F003/0488 G06F003/01 G09F019/00 A61B005/00
US10080514 | B2 | 2018-09-25 | Fluorescence-based sensor with multiple indicator grafts | 2014-11-14 | A system including a sensor and a transceiver and configured to determine a concentration of an analyte in a medium of a living animal. The sensor may include first and second signal photodetectors and first and second reference photodetectors, which may each be covered by an associate filter. The first photodetector may receive light emitted from first and second grafts, respectively. The grafts may receive excitation light from one or more light sources. The transceiver may receive signals from the photodetectors of the sensor and may determine the analyte concentration based on the received signals. | 1. A system for determining a concentration of an analyte in a medium of a living animal, the system comprising: an optical sensor, the sensor including: a sensor housing;a first graft covering at least a first portion of the sensor housing;first indicator molecules embedded in the first graft and having a first optical characteristic responsive to the concentration of the analyte;a second graft covering at least a second portion of the sensor housing;second indicator molecules embedded in the second graft and having a second optical characteristic responsive to the concentration of the analyte;a substrate;a first light source fabricated in or mounted on the substrate and configured to emit first excitation light to the first indicator molecules in the first graft;a first signal photodetector fabricated in or mounted on the substrate and configured to receive first emission light emitted by the first indicator molecules and output a signal indicative thereof;a first reference photodetector fabricated in or mounted on the substrate and configured to receive first reference light and output a signal indicative thereof;a second light source fabricated in or mounted on the substrate and configured to emit second excitation light to the second indicator molecules in the second graft;a second signal photodetector fabricated in or mounted on the substrate and configured to receive second emission light emitted by the second indicator molecules and output a signal indicative thereof; anda second reference photodetector fabricated in or mounted on the substrate and configured to receive second reference light and output a signal indicative thereof; anda transceiver configured to: receive the signals indicative of the first signal light, the first reference light, the second signal light, and the second reference light;determine whether the first graft is damaged or degraded using one or more of the received signals; andif the first graft is determined to be damaged or degraded, calculate a concentration of the analyte in the medium of the living animal based on the received signals indicative of the second signal light and the second reference light but not the received signals indicative of the first signal light and the first reference light. 2. The system of claim 1, wherein the sensor further comprises a temperature sensor configured to output a temperature signal indicative of the temperature of the sensor, and the transceiver is further configured to receive the temperature signal and use the received temperature signal in the calculation of the analyte concentration. 3. The system of claim 1, wherein the sensor further comprises first and second temperature sensors configured to output first and second temperature signals, respectively, and the transceiver is further configured to receive the first and second temperature signals and use the received first and second temperature signals in the calculation of the analyte concentration. 4. The syst... | Senseonics, Incorporated | A61B005/1455 A61B005/145 A61B005/1459 G01N021/27 G01N021/64 A61B005/00 A61B005/1473
US10107885 | B2 | 2018-10-23 | Pulse detection apparatus and pulse detection method | 2013-11-19 | Provided is a pulse detection apparatus and a pulse detection method less susceptible to movement of a subject and less susceptible to noise. An oscillation frequency controller is configured to cause a frequency variable oscillator to oscillate at a predetermined oscillation frequency, which is a frequency within a range assumed as a resonance frequency of a molecule of a predetermined constituent constituting the blood flowing through a human body. The oscillation frequency controller also controls an oscillation frequency based on a phase difference signal and an amplitude signal, wherein the phase difference signal indicates the phase difference between a transmission signal transmitted from an antenna to the human body and a reception signal received by the antenna, and the amplitude signal indicates the magnitude of the amplitude of the received signal. A pulse detector detects the change of the amplitude signal in an amplitude direction as a pulse signal. | 1. A pulse detection apparatus, comprising: a magnetic-field application unit to be arranged near a human body to apply a predetermined magnetic field to the human body;a frequency variable oscillator configured to oscillate at a predetermined oscillation frequency, the predetermined oscillation frequency being a frequency within a range assumed as a resonance frequency of a molecule of a predetermined constituent constituting the blood flowing through the human body;an antenna arranged near the human body and configured to transmit a signal oscillated by the frequency variable oscillator, as a radio wave, and receive a radio wave reflected by the human body and then returned to the antenna;a signal separator configured to separate a transmission signal from a reception signal, the transmission signal being transmitted from the antenna, the reception signal being received by the antenna;a phase comparator configured to compare the phase of the transmission signal with the phase of the reception signal and output a phase difference signal;an amplitude detector configured to detect the amplitude of the reception signal and output an amplitude signal related to a pulse of the human body;an oscillation frequency controller configured to control the oscillation frequency of the frequency variable oscillator based on the phase difference signal and the amplitude signal; anda pulse detector configured to calculate the pulse of the human body using a change of the amplitude signal in an amplitude direction. 2. The pulse detection apparatus according to claim 1, wherein the pulse detector includes a high pass filter that allows signal(s) with a frequency equal to or higher than a frequency corresponding to the period of the pulse to pass through. 3. The pulse detection apparatus according to claim 1, wherein if the amplitude detector detects an amplitude equal to or greater than a predetermined level and the value of the phase difference signal is zero, the oscillation frequency controller will cause a PLL controller to function to control the oscillation frequency so that the value of the phase difference signal is maintained at zero. 4. The pulse detection apparatus according to claim 3, further comprising: an adaptive filter configured to pass through, among the signal(s) having passed through the pulse detector, only a signal having a pulse wave frequency, wherein the pulse wave frequency is a frequency identical to the frequency of the pulse. 5. A pulse detection apparatus, comprising: a magnetic-field application unit to be arranged near a human body to apply a predetermined magnetic field to the human body;a frequency variable oscillator configured to oscillate at a predetermined oscillation frequency, the predetermined oscillation frequency being a frequency within a range assumed as a resonance frequency of a molecule of a predetermined constituent constituting the blood flowing through the human body;an antenna arranged near the human body a... | KYUSHU INSTITUTE OF TECHNOLOGY | G01R033/563 G01R033/60 G01R033/34 A61B005/024 A61B005/055 G01R033/36 A61B005/00 A61B005/18 G01R033/341
US10064594 | B2 | 2018-09-04 | Characterizing disease and treatment response with quantitative vessel tortuosity radiomics | 2016-08-02 | Methods, apparatus, and other embodiments associated with classifying a region of tissue using quantified vessel tortuosity are described. One example apparatus includes an image acquisition logic that acquires an image of a region of tissue demonstrating cancerous pathology, a delineation logic that distinguishes nodule tissue within the image from the background of the image, a perinodular zone logic that defines a perinodular zone based on the nodule, a feature extraction logic that extracts a set of features from the image including a set of tortuosity features, a probability logic that computes a probability that the nodule is benign, and a classification logic that classifies the nodule tissue based, at least in part, on the set of features or the probability. A prognosis or treatment plan may be provided based on the classification of the image. | 1. A non-transitory computer-readable storage device storing computer executable instructions that when executed by a computer control the computer to perform a method for characterizing a nodule in a region of tissue, the method comprising: accessing an image of a region of tissue demonstrating cancerous pathology;segmenting a lung region from surrounding anatomy in the region of tissue;segmenting a nodule from the lung region by defining a nodule boundary using a spectral embedding gradient vector flow active contour (SEGvAC) approach, where the SEGvAC approach includes: generating an initial lung mask by separating a lung region represented in the image from surrounding anatomy; andgenerating a refined image by removing a non-granuloma structure from the initial lung mask using a rule-based classifier;defining a perinodular zone in the image based, at least in part, on the nodule boundary;generating a three dimensional (3D) segmented vasculature by segmenting a vessel from the perinodular zone;identifying a center line of the 3D segmented vasculature;extracting a set of perinodular tortuosity features based, at least in part, on the center line;computing a probability that the nodule is benign based, at least in part, on the set of perinodular tortuosity features; andcontrolling a computer aided diagnosis (CADx) system to generate a classification of the nodule based, at least in part, on the set of perinodular tortuosity features, or the probability. 2. The non-transitory computer-readable storage device of claim 1, where accessing the image of the region of tissue comprises accessing a computed tomography (CT) image of a region of lung tissue, where the CT image is a no-contrast chest CT image. 3. The non-transitory computer-readable storage device of claim 1, where segmenting a lung region from surrounding anatomy comprises distinguishing the lung region from the surrounding anatomy using a multi-threshold based approach or a heuristic threshold based approach. 4. The non-transitory computer-readable storage device of claim 1, where the rule-based classifier selects the non-granuloma structure to remove from the initial lung mask based on a convexity measure of the non-granuloma structure, or an elongation measure of the non-granuloma structure; and where the SEGvAC approach further comprises:generating a spectral embedding (SE) representation by projecting at least one refined image into a three dimensional (3D) SE space; and where the SEGvAC approach further comprises:extracting a nodule boundary from the SE representation using a gradient vector flow field (GVF) active contour model, where a GVF force drives the active contour, where the GVF force is calculated based on a generalized diffusion equation applied to a component of an image edge map of the CT image of the region of lung tissue. 5. The non-transitory computer-readable storage device of claim 4, where generating the initial lung mask further comprises refining the initial ... | Case Western Reserve University | G06K009/00 A61B006/00 G06T011/00 G06K009/46 A61B006/03 A61B005/08 A61B005/055 A61B005/00 A61B010/00 G01R033/56 G06K009/62 G06T007/00 G06T007/40 G06T007/11 G06T007/136 A61B034/10 A61B006/12
US10080524 | B1 | 2018-09-25 | Wearable thermometer patch comprising a temperature sensor array | 2017-12-20 | A wearable thermometer patch for monitoring healing of a wound on a user's skin includes a circuit substrate comprising an electric circuit and a plurality of temperature probe units distributed in a two-dimensional array. Each of the plurality of temperature probe units can include a temperature sensor in electric connection with the electric circuit in the circuit substrate. The plurality of temperature probe units can measure temperature values on a user's skin at different positions defined by the two-dimensional array. | 1. A wearable thermometer patch for monitoring temperature on a user's skin, comprising: a circuit substrate comprising an electric circuit;a first temperature probe unit comprising a first temperature sensor in electric connection with the electric circuit in the circuit substrate, wherein the first temperature probe unit includes a first protruded portion below the circuit substrate;a second temperature probe unit comprising a second temperature sensor in electric connection with the electric circuit in the circuit substrate, wherein the second temperature probe unit includes a second protruded portion below the circuit substrate,wherein the first protruded portion and the second protruded portion have different protrusion lengths below the circuit substrate; anda treatment portion mounted on the circuit substrate and configured to apply heat, an electrical signal, or a force or a pressure to a user's skin,wherein the first temperature probe unit and the second temperature probe unit are configured to measure temperature values at different depths against the user's skin in response to the heat, the electrical signal, or the force applied to the user's skin by the treatment portion. 2. The wearable thermometer patch of claim 1, further comprising: a third temperature probe unit comprising a third temperature sensor in electric connection with the electric circuit, wherein the third temperature probe unit includes a third protruded portion below the circuit substrate. 3. The wearable thermometer patch of claim 1, further comprising: a lower layer below the circuit substrate, wherein the circuit substrate and the lower layer include through holes in which the first temperature probe unit and the second temperature probe unit are respectively mounted, wherein the first protruded portion and the second protruded portion are respectively configured to be in contact with the user's skin at different positions. 4. The wearable thermometer patch of claim 3, further comprising: an elastic layer on the circuit substrate, the first temperature probe unit, and the second temperature probe unit; andan adhesive material under the lower layer and configured to bond the lower layer to the user's skin. 5. The wearable thermometer patch of claim 1, wherein the first temperature probe unit includes a thermally conductive cup having a bottom portion configured to be in contact with the user's skin, wherein the first temperature sensor is placed inside and in thermal conduction with the thermally conductive cup. 6. The wearable thermometer patch of claim 1, further comprising: a semiconductor chip mounted on the circuit substrate and in electric connection with the electric circuit, wherein the semiconductor chip is configured to receive a first electrical signal from the first temperature sensor in response to a first measured skin temperature at the first position, wherein the semiconductor chip is configured to receive a second electrical signal from the se... | VivaLnk, Inc. | G01K013/02 A61B005/00 A61B005/01
US10105178 | B2 | 2018-10-23 | Esophageal probe with the temperature change speed detection system | 2016-09-16 | The present invention has for object a device (1) for detecting the temperature of the esophagus (E) in cardiac ablation treatments which device, unlike known devices, allows to more securely monitor the temperature of the esophageal lumen, thereby promptly detecting any possible criticality to which the patient (P) may be exposed due to excessively rapid temperature fluctuations. | 1. A device for detecting the temperature of the esophagus in cardiac ablation treatments, comprising an esophageal probe insertable into the esophagus of a patient, andat least one sensor disposed on said probe and suitable to detect the temperature of a respective portion of said esophagus,said at least one sensor being configured to generate, in successive time instants, respective detection signals indicative of said temperature,wherein said device further comprises a control unit connectable in use to said probe for receiving said detection signals from said at least one sensor and programmed with at least one preset temperature limit value reachable from said respective portion of the esophagus,characterized in that said control unit is configured to calculate, for each of said instants and at least partially as a function of said detection signals, a variation speed of said temperature,and to determine, for each of said instants and as a function of said temperature variation speed of said respective portion of the esophagus, a residual time value required to achieve said at least one temperature limit value by said respective portion of the esophagus,said device being further configured to provide on output, for each of said instants, at least one information correlated to the residual time value required to achieve said temperature limit value by said respective portion of the esophagus, and at least one further information correlated to the value of said temperature variation speed of said respective portion of the esophagus. 2. A device according to claim 1, wherein said at least one further information comprises an acoustic and/or luminous signaling and said device comprises at least one acoustic and/or luminous signal giver suitable to generate said signaling, and wherein said control unit is configured to emit at least one activation signal suitable to activate said acoustic and/or luminous signal giver when said calculated residual time value is equal to or lower than a preset threshold value, said threshold value being able to be set and stored in the control unit by a user. 3. A device according to claim 1, wherein said at least one information comprises a viewing of said residual time value and said device comprises at least one viewer configured for viewing a numerical value of said residual time. 4. A device according to claim 1, wherein said control unit is configured to calculate said temperature variation speed for each of said instants by calculation of a first derivative or approximation thereof of the temperature values detected by said at least one sensor. 5. A device according to claim 1, comprising two or more temperature sensors disposed on said probe and adapted to detect the temperature of several respective portions of said esophagus, each of said sensors being configured to generate, in successive time instants, respective detection signals indicative of the temperature of the corresponding portion of the eso... | FIAB S.P.A. | A61B018/14 A61B005/01 A61B018/02 A61B005/00 A61B017/00 A61B018/12 A61B018/00
US10078734 | B2 | 2018-09-18 | System and method for identifying performance days using earphones with biometric sensors | 2015-09-30 | Systems and methods are provided for using earphones with biometric sensors to identify and present information regarding performance periods. Fatigue level associated with fatigue experienced in response to a stimulus and recovery from such fatigue may be determined based on heart rate variability (HRV) data and learned user characteristics. One or more cycles of fatigue and recovery can be identified as a fitness cycle(s), each fitness cycle encompassing a period of time beginning with the stimulus associated with the fitness-related activity and progressing through recovery from the fatigue experienced in response to the stimulus associated with the fitness-related activity. A performance period may be predicted based on a pre-determined fatigue/recovery level instance within a fitness cycle. | 1. A system for identifying a performance period, comprising: a pair of earphones comprising:speakers;a processor; anda heartrate sensor electrically coupled to the processor, wherein the processor is configured to process electronic input signals from the heartrate sensor; anda non-transitory computer-readable medium operatively coupled to at least one of one or more processors and having instructions stored thereon that, when executed by at least one of the one or more processors, cause the system to: identify the user's fitness level progression through a plurality of fitness cycles, each fitness cycle of the plurality of fitness cycles comprises a stimulus, a workout activity type, a workout activity period, and a recovery period, wherein identifying the user's fitness level progression through a plurality of fitness cycles is based in part on determining a fatigue level of the user in each fitness cycle based on signals generated by the heartrate sensor;predict a duration and possible activity types for an optimal future performance period for a future fitness cycle, where the optimal future performance period is calculated based on an interpretive recovery score for each workout activity type detected during the plurality of fitness cycles and a detected current fatigue level, wherein the optimal future performance period begins during the recovery period of a fitness cycle, and wherein the interpretive recovery score is a proportion of a user's fatigue level, wherein the proportion is calculated based on assigned values within a predefined numerical range that are assigned to each of at least one of the user activity type, user activity intensity, duration of user's recent activity and statistical information pertaining to the user's prior activities; anddisplay a recommendation based on the determined predicted optimal future performance period. 2. The system of claim 1, wherein the instructions, when executed by at least one of the one or more processors, further cause the system to determine the current fatigue level occurring in response to the stimulus, wherein the current fatigue level is determined based on signals generated by the heartrate sensor. 3. The system of claim 1, wherein the instructions, when executed by at least one of the one or more processors, further cause the system to determine a recovery level based at least in part, on the fatigue level. 4. The system of claim 1, further comprising a memory, wherein the memory stores an archive comprising learned user characteristics including at least the historical fatigue information of the user. 5. The system of claim 3, wherein the fatigue level and the recovery level are determined based upon the user's heart rate variability and the learned user characteristics, wherein the user's heart rate variability is determined based on the signals generated by the heartrate sensor. 6. The system of claim 1, wherein the recommendation delivered to the user based on the predict... | LOGITECH EUROPE, S.A. | G16H020/30 A61B005/00 A61B005/024 G08B021/04 G06F019/00
US10111619 | B2 | 2018-10-30 | Smart sports protective apparatus including user data collecting circuit | 2016-06-20 | According to some embodiments of this disclosure, a smart sports protective apparatus comprises: a base body device for covering at least a part of a user's body to relieve an impact of an external force to at least the part of the user's body when the user is playing sports; a circuit device for collecting user data, including the user's biological data, motion status data, and body gesture data, from the user in real time when the user is playing sports, at least a part of the circuit device being arranged inside the base body device; and a power supply device for supplying an electric power to the circuit device, the power supply device being arranged inside the base body device. | 1. A smart sports protective apparatus, comprising: a base body device for covering at least a part of a user's body to relieve an impact of an external force to at least the part of the user's body when the user is playing sports;a circuit device for collecting user data, including the user's biological data, motion status data, and body gesture data, from the user in real time when the user is playing sports, at least a part of the circuit device being arranged inside the base body device; anda power supply device for supplying an electric power to the circuit device, the power supply device being arranged inside the base body device, the circuit device and the power supply device being formed integrally and being tiled in the base body device,the circuit device comprising:a data collecting unit for collecting the user data, and the data collecting unit including a biosensing module for collecting the user's biological data,a gesture sensing module for collecting the user's body gesture data, anda motion sensing module for collecting the user's motion status data; anda first processing unit for controlling the collecting operations of the data collecting unit,at least a part of the biosensing module being arranged on an inner surface of the base body device contacting with the user's body, and the biosensing module comprising at least one of:a heart rate sensor for detecting data of a real-time heart rate of the user,an electrocardio sensor for detecting data of a real-time electrocardo of the user,a pulse sensor for detecting data of a real-time pulse of the user,a blood oxygen sensor for detecting data of a real-time blood oxygen of the user,a body temperature sensor for detecting data of a real-time body temperature of the user,a myoeletricity sensor for detecting data of a real-time myoeletricity of the user, anda blood pressure sensor for detecting data of a real-time blood pressure of the user,at least one of the heart rate sensor, the electrocardio sensor, the pulse sensor, and the blood oxygen sensor comprisingan optical transceiver which, when the base body device covers at least the part of the user's body, emits and receives light in a closed space formed by the base body device and at least the part of the user's body without being influenced by external light,the circuit device further comprising:a first wireless communication unit for transmitting the user data to a mobile terminal wirelessly;a second wireless communication unit for transmitting the user data to a server wirelessly via a base station apparatus, at least a part of the second wireless communication unit being arranged not to be blocked by insulators in the smart sports protective apparatus; anda second processing unit for controlling the wireless transmission operation of the second wireless communication unit. 2. The smart sports protective apparatus of claim 1, wherein the smart sports protective apparatus is a smart leg guard, in which the base body device cover... | - | A61B005/00 A63B071/06 A63B071/12 A63B024/00 A41D001/00 A41D013/00 A61B005/0205 A61B005/0402 A61B005/0488 A61B005/11 A61B005/1455 A63B071/10 A61B005/021 A61B005/024
US10085641 | B2 | 2018-10-02 | Using near-field communication both for out-of-band pairing and physiological data transfer | 2017-01-17 | A method for obtaining physiological data from a medical sensor device includes detecting a proximity of the medical sensor device by an electronic computing device. After the proximity is detected, a message is received from the medical sensor device. A determination is made as to whether the received message includes configuration information for a wireless communication link. When the received message includes the configuration information for the wireless communication link, the wireless communication link is used to receive physiological data from the medical sensor device and the received physiological data is processed at the electronic computing device. When the received message does not include configuration information for the wireless communication link, a determination is made as to whether the received message includes physiological data. When the received message includes the physiological data, the physiological data is processed at the electronic computing device. | 1. A method for obtaining physiological data from a physiological sensor device, the method comprising: transmitting an initiator signal to the physiological sensor device;receiving a response to the initiator signal from the physiological sensor device;upon receiving the response to the initiator signal, determining a card-emulation protocol, the card-emulation protocol including near field communication;using near field communication, transmitting an un-modulated signal to the physiological sensor device;receiving load-modulated data from the physiological sensor device, the load-modulated data including physiological data; andconverting the load-modulated data into a digital signal for processing using a near field communication receiver. 2. The method according to claim 1, wherein the initiator signal includes capability information for a patient monitoring device. 3. The method according to claim 2, wherein the capability information includes supported protocols. 4. The method according to claim 2, wherein receiving the response to the initiator signal occurs when the physiological sensor device is within a range of the patient monitoring device. 5. The method according to claim 4, wherein the range is no greater than 3 inches. 6. The method according to claim 1, wherein the initiator signal is a continuous-wave signal. 7. The method according to claim 1, wherein the initiator signal is a pulse. 8. The method according to claim 1, further comprising receiving temperature data from a wireless thermometry device. 9. The method according to claim 1, wherein the un-modulated signal is inductively coupled to circuitry in the physiological sensor device. | WELCH ALLYN, INC. | A61B005/00 A61B005/145 A61B005/021 A61B005/0402 G06F019/00 G16H040/63 H04W004/00 H04L012/24 H04W004/80
US10070049 | B2 | 2018-09-04 | Method and system for capturing an image for wound assessment | 2015-10-07 | A method is disclosed of capturing an image of a wound on a subject for wound assessment. The method includes obtaining an image of a portion of the subject with one or more cameras; displaying the image on a display panel on an imaging device; obtaining a stored condition from a memory; obtaining a present condition; comparing the stored condition and the present condition; displaying a crosshair over the image on the display panel when it is decided that the present condition corresponds to the stored condition on the basis of the comparison; receiving an instruction for capturing; and capturing an image of the wound in response to the received instruction. | 1. A method of capturing an image of a wound on a subject for wound assessment, the method comprising: obtaining an image of a portion of the subject with one or more cameras;displaying the image on a display panel on an imaging device, the display panel including a touch screen;obtaining a stored condition from a memory, the memory being within the imaging device, or the memory being an external memory, which is in communication with the imaging device via a network interface on the imaging device;obtaining a present condition;comparing the stored condition and the present condition;displaying a crosshair over the image on the display panel when the present condition corresponds to the stored condition on a basis of the comparison and removing the crosshair from the display panel when the present condition does not correspond to the stored condition on the basis of the comparison;displaying a distance from the wound to the imaging device on the display panel;receiving an instruction for capturing when the present condition corresponds to the stored condition; andcapturing the image of the wound in response to the received instruction. 2. The method according to claim 1, wherein the stored condition includes at least one of distance data, angle data, and lightness data. 3. The method according to claim 2, comprising: storing the stored condition when the image of the wound is captured, andreading the stored condition for a next capturing. 4. The method according to claim 2, comprising: displaying a condition selection menu on the display panel, the condition selection menu providing a list of one or more previously captured wounds for the subject; andobtaining the stored condition corresponding to a selection on the condition selection menu. 5. The method according to claim 1, comprising: changing a size of the crosshair on a basis of the distance from the wound to the imaging device so that the size of the crosshair consists with a predetermined actual length. 6. The method according to claim 5, comprising: setting the predetermined actual length of the crosshair based on a wound detection history of one or more previously captured wounds. 7. The method according to claim 5, comprising: setting the predetermined actual length of the crosshair to a fixed value. 8. The method according to claim 1, comprising: providing a capture range and a capture shape on the display panel to assist with the capturing of the image of the wound. 9. The method according to claim 8, wherein the capture shape has a shape of a cuboid, sphere, or ellipsoid; and matching the capture shape to the wound. 10. The method according to claim 1, comprising: locating the crosshair at a center of the wound on the display panel; andcapturing the image of the wound while the crosshair is located on the center of the wound on the display panel. 11. The method according to claim 1, comprising: manually moving the crosshair to the wound on the display panel using the touch... | KONICA MINOLTA LABORATORY U.S.A., INC | A61B005/00 H04N005/232 H04N005/247 G06F003/0482
US10111998 | B2 | 2018-10-30 | Methods, systems and devices for treating hypertension | 2016-12-09 | Provided is a method of treating arterial hypertension in a patient. The method comprises selecting a patient suffering from arterial hypertension and creating a flow pathway between a first vascular location and a second vascular location. The first vascular location comprises a source of arterial blood and the second vascular location comprises a source of venous blood. The method causes a reduction in diastolic pressure and a reduction in systolic pressure; and the reduction in diastolic pressure is to an extent at least approximating the reduction in systolic pressure. Systems and devices for creating a flow pathway are also provided. | 1. A method for treating a disease or disorder in a patient, the method comprising: advancing a vessel-to-to vessel guidewire through a starting vessel to a target vessel with a needle delivery device;advancing a flow creation device over the advanced vessel-to-vessel guidewire to be positioned through vessel walls of the starting vessel and the target vessel; andcreating a flow path between the starting vessel and the target vessel with the flow creation device, wherein the flow creation device comprises a clip deployment catheter comprising an anastomotic clip and an outer sheath covering the anastomotic clip, and wherein creating the flow path comprises:(i) moving a control of a handle of the clip deployment catheter from a first ready to deploy position to a first deployed position, thereby causing the outer sheath of the clip deployment catheter to retract a first distance relative to a distal tip of the clip deployment catheter while the anastomotic clip is held stationary relative to the distal tip, allowing at least one distal arm of the anastomotic clip to deploy,(ii) moving the control from the first deployed position to a second ready to deploy position, and(iii) moving the control from the second ready to deploy position to a second deployed position, thereby causing the outer sheath of the clip deployment catheter to retract a second distance relative to the distal tip of the clip deployment catheter while the anastomotic clip is held stationary relative to the distal tip, allowing at least one proximal arm of the anastomotic clip to deploy. 2. The method of claim 1, wherein the control comprises a button. 3. The method of claim 1, wherein creating the flow path further comprises moving the control to or from a safety position. 4. The method of claim 1, wherein the at least one distal arm comprises at least two distal arms. 5. The method of claim 1, wherein the at least one proximal arm comprises at least two proximal arms. 6. The method of claim 1, wherein the handle comprises a longitudinal axis, and wherein one or more of moving the control from the first ready to deploy position to the first deployed position, moving the control from the first deployed position to the second ready to deploy position, or moving the control from the second ready to deploy position to the second deployed position comprises moving the control relatively parallel to the longitudinal axis. 7. The method of claim 1, wherein the handle comprises a longitudinal axis, and wherein one or more of moving the control from the first ready to deploy position to the first deployed position, moving the control from the first deployed position to the second ready to deploy position, or moving the control from the second ready to deploy position to the second deployed position comprises moving the control relatively perpendicular to the longitudinal axis. 8. The method of claim 1, wherein one or more of moving the control from the first ready to deploy positi... | Rox Medical, Inc. | A61B017/00 A61M001/36 A61B017/11 A61B090/00 A61B005/02 A61B006/12 A61B008/08 A61M025/09 A61M029/02
US10092684 | B2 | 2018-10-09 | Hard-wired implanted controller system | 2015-03-06 | A circulatory assist system is disclosed, the system including an implantable electrical device having an electric motor, an implantable controller connected to the implantable electrical device, and an implantable power source connected to the controller for supplying power to the controller. The controller is attachable to a first side of a percutaneous connector. A second side of the percutaneous connector, opposite to the first side, allows external connectivity to said controller. | 1. A circulatory assist system comprising: an implantable electrical device having an electric motor;an implantable controller electrically connected to the implantable electrical device, the implantable controller including a drive MOSFET circuit;an implantable power source electrically connected to the implantable controller for supplying power to at least one of the implantable controller and the implantable electrical device, the drive MOSFET circuit being configured to at least one of a group consisting of disable a drive signal from the implantable controller and disable the routing of power from the implantable power source through the implantable controller to the implantable electrical device;a skin button having a first side and a second side opposite to the first side;a cable connectible to the first side of skin button and to the implantable controller for providing electrical communication therebetween, the skin button configured as an electrical interface for at least one of the implantable controller, the implantable power source, and the implantable electrical device; anda monitoring circuit operable to monitor a condition of power supplied by the implantable power source to at least one of the implantable controller and the implantable electrical device and operation of the implantable controller. 2. The system of claim 1, further comprising: the monitoring circuit operable to monitor a condition of a telemetry transmitter, the telemetry transmitter electrically connected to the monitoring circuit and configured to, transmit a transcutaneous telemetry signal representing the condition monitored by the monitoring circuit. 3. The system of claim 2, further comprising: a backup controller electrically connected to the second side of the skin button; anda telemetry transceiver for wirelessly receiving the transcutaneous telemetry signal and transmitting the transcutaneous telemetry signal to a receiver associated with the backup controller, the backup controller configured to transmit a signal through the skin button to the implantable controller to at least one of disable the implantable controller and override at least one drive signal from the implantable controller to the implantable device when the transmitted transcutaneous telemetry signal received by the backup controller from the telemetry transceiver is indicative of a faulty condition of at least one of the implantable controller and the implantable electrical device. 4. The system of claim 2, further comprising: a power source module electrically connected to the second side of the skin button, the power source module is operable to supply power to at least one of the implantable controller and the implantable electrical device through the skin button. 5. The system of claim 1, further comprising: a monitoring circuit operable to monitor a condition of:a telemetry transmitter, transmitter electrically connected to the monitoring circuit, for transmitting a telemetry s... | HeartWare, Inc. | A61M001/12 A61B005/00 A61M001/10
US10105066 | B2 | 2018-10-23 | Method and apparatus for controlling alarms | 2016-01-13 | Methods, apparatuses and systems for controlling an alarm are set forth herein for reminding a user with assurance of sleep quality. The method includes receiving sleep information, determining a sleep status, determining whether duration of the sleep status reaches a pre-determined duration threshold, and based on a determination that the duration of the sleep status reaches the pre-determined duration threshold, outputting alarming information. | 1. A method of controlling an alarm, comprising: determining, by a computing device, a sleep status of a user based on sleep information of the user;determining, by the computing device, a duration threshold based on a time of day that the user enters a sleep status and pre-determined relationships between the time of day and corresponding duration thresholds, wherein the duration threshold is a first duration threshold at night, the duration threshold is a second duration threshold during daylight hours, and the first duration threshold is longer than the second duration threshold;determining, by a timer of the computing device, whether duration of the sleep status reaches the duration threshold, wherein the timer stops when the user is not in the sleep status prior to the duration threshold being reached and resumes when the user returns to the sleep status; andbased on a determination that the duration of the sleep status reaches the duration threshold, outputting, by the computing device, alarming information for triggering a preset action by the alarm. 2. An apparatus for controlling an alarm, comprising: a processor; anda memory coupled to the processor, the memory configured to store a set of instructions, which when executed by the processor, become operational with the processor to: receive sleep information associated with a user, wherein the sleep information is based on acceleration information or heart rate information;determine a sleep status of the user based on the sleep information;determine whether a current date associated with the sleep status is one of one or more pre-determined holidays;based on a determination that the current date is one of the one or more pre-determined holidays, determine, by a timer, whether duration of the sleep status on the current date reaches a duration threshold, wherein the duration threshold is a first duration threshold when the time is between 22:00-8:00, the duration threshold is a second duration threshold when the time is between 12:00-14:00, and the first duration threshold is longer than the second duration threshold wherein the timer stops when the user is not in the sleep status prior to the duration threshold being reached and resumes when the user returns to the sleep status; andbased on a determination that the duration of the sleep status on the current date reaches the duration threshold, output alarming information for triggering the alarm on the current date. 3. The apparatus of claim 2, wherein the memory comprises further instructions when executed by the processor become operational with the processor to: receive a configuration instruction transmitted from a terminal device. 4. The method of claim 1, wherein determining the sleep status of the user based on the sleep information comprises: based on a determination that an activity frequency and an activity amplitude associated with the user are below a first threshold, determining that the user is in the sleep status, wher... | Anhui Huami Information Technology Co.,Ltd. | G08B021/06 G09B023/28 A61B005/0205 A61B005/00
US10068490 | B2 | 2018-09-04 | System and method for improving student learning by monitoring student cognitive state | 2014-08-21 | A system and method for improving student learning includes learning material that is presented to a student and a device that is used to acquire physiological data from the student in real time during a learning session. A cognitive assessment algorithm determines a cognitive state of the student using the physiological data, and a learning action algorithm modifies the presentation of the learning material in response to the student's cognitive state. The learning material can include lectures, questions asked of the student or problems or activities being completed by the student. In one embodiment, the device directly measures the brain activity of the student to determine the student's cognitive state. The cognitive state of the student can include the student's cognitive load, engagement or fatigue. | 1. A system for improving student learning comprising: learning material having content for presentation to a student;an EEG system configured to measure a cognitive load of the student as the learning material is presented in a learning session;a device configured to measure physiological data of the student as the learning material is presented in the learning session, wherein the data includes at least three of a brain activity of the student, a measurement of the time it takes the student to read the material, a response time of the student to a request or question posed, a correctness of a response by the student, a total time the student has been engaged in learning, a position of gaze of the student and a posture of the student;a cognitive assessment algorithm configured to determine a cognitive state of the student based on the cognitive load and the physiological data; anda learning action algorithm configured to modify a continued presentation of the learning material in real time based on the cognitive state of the student. 2. The system of claim 1, wherein the device is configured to directly measure the brain activity of the student, with the data further including, in combination with the brain activity, the correctness of the response by the student and at least one of the measurement of the time it takes the student to read the material, the response time of the student to the request or question posed, the total time the student has been engaged in learning, the position of gaze of the student and the posture of the student. 3. The system of claim 2, wherein the device includes an eye-tracking system and the data includes the position of gaze of the student during the presentation of material and at least one of the measurement of the time it takes the student to read the material, the response time of the student to the request or question posed, and the total time the student has been engaged in learning. 4. The system of claim 1, wherein the cognitive state is the student's cognitive load or fatigue. 5. The system of claim 1, further comprising: a computer system including a display for displaying the learning material to the student and an input device for receiving input from the student and wherein the cognitive state of the student is represented by a binary variable. 6. The system of claim 1, wherein the data includes each of the brain activity of the student, the correctness of the response by the student, the measurement of the time it takes the student to read the material, the response time of the student to the request or question posed, the total time the student has been engaged in learning, the position of gaze of the student and the posture of the student. 7. A method for improving student learning, the method comprising: presenting learning material to a student;measuring physiological data of the student with a device as the learning material is presented, wherein the data includes at least three of a bra... | Quantum Applied Science and Research, Inc. | G09B007/02 A61B003/113 A61B005/0205 A61B005/0402 A61B005/0482 A61B005/16 A61B005/00 G09B005/06 A61B005/024 A61B005/053
US10085660 | B2 | 2018-10-02 | Automatic analysis of uterine activity signals and application for enhancement of labor and delivery experience | 2013-09-19 | A uterine activity analysis apparatus, comprising a rendering device at least one controller coupled to the rendering device, and configured to acquire a uterine activity signal (UAS) corresponding to uterine activity of a patient; determine uterine activity information based upon the acquired UAS and render, on the rendering device, content based at least in part including UAS upon the determined uterine activity information. The controller may compare the determined uterine activity information with threshold uterine activity information and provide clinical decision support (CDS) based upon the decision. Furthermore, the controller may render a breathing guide to illustrate a preferred breathing pattern, when the start of a contraction is detected. | 1. A uterine activity analysis apparatus, the apparatus comprising: a display; andat least one controller configured to: continuously monitor uterine activity information of a patient during a time period by: acquiring, via one or more sensors, a uterine activity signal corresponding to uterine activity of the patient during the time period, anddetermining, during the time period, the uterine activity information based upon the acquired uterine activity signal, the uterine activity information comprising information related to at least one parameter of the acquired uterine activity signal being indicative of a contraction,provide, via the display, an animated breathing guide configured to indicate to the patient when to inhale and exhale; andcontinuously update, during the time period, the animated breathing guide based on the continuously monitored uterine activity information,wherein the animated breathing guide comprises a series of animated components configured to increase in size to indicate inhalation and decrease in size to indicate exhalation. 2. The apparatus of claim 1, wherein the animated breathing guide is automatically synchronized to the patient's contractions based on the continuously monitored uterine activity signal to continuously update the animated breathing guide during the time period. 3. The apparatus of claim 1, wherein the series of animated components is a series of animated roundels configured to increase in size to indicate inhalation and decrease in size to indicate exhalation. 4. The apparatus of claim 1, wherein the at least one parameter comprises a threshold signal, a derivative signal with respect to time, a moving percentile, a baseline offset, and/or a cleaned signal. 5. The apparatus of claim 4, wherein the at least one controller is further configured to determine the uterine activity information by: continuously tracking a local percentile over the time period; andestimating the baseline offset based on the continuously tracked local percentile. 6. The apparatus of claim 5, wherein the at least one controller is further configured to determine the uterine activity information further by: generating, via a signal smoother, a smoothed uterine activity signals during the time period based on the continuously acquired uterine activity;removing the baseline offset from the smoothed uterine activity signal to obtain the cleaned signal; anddetermine, during the time period, the uterine activity information based on the cleaned signal. 7. The apparatus of claim 5, wherein the at least one controller is further configured to determine the uterine activity information by: determining, based on the at least one parameter, contraction state information, the contraction state information comprising an outside contraction, a start of the outside contraction, an ascending part of the outside contraction, a peak time of the outside contraction, a descending part of the outside contraction, an end time of the outside... | Koninklijke Philips N.V. | A61B005/103 A61B005/117 G08B001/00 G08B025/00 A61B005/03 A61B005/00 A61B005/0488 G06F003/0482
US10076360 | B2 | 2018-09-18 | External fixator | 2013-12-24 | The invention relates to an external fixator device and the method of its use in treating bone fractures and in orthopedic interventions, such as corrective osteotomies. | 1. An external fixator for fixing bone segments into a construct comprising: a frame (1) consisting of a first bar and a second bar (1a, 1b), wherein the first bar and the second bar are opposed to each other in a clamshell fashion and clamped together by a plurality of fasteners; anda plurality of bone pins (2) interposed between the first bar and the second bar, wherein the clamping of the first bar and the second bar results in clamping of a subset of the plurality of bone pins interposed between the bars, wherein the plurality of bone pins are at a multitude of pre-set positions, and wherein at least one unclamped bone pin of the plurality of bone pins is effectively clamped by insertion of one or more fixing elements on a surface of the at least one unclamped bone pin of the plurality of bone pins disposed between the first bar and the second bar. 2. The external fixator of claim 1, wherein the plurality of bone pins (2) can be inserted through the frame (1) between the first bar and the second bar at pre-defined positions, wherein the pre-defined positions comprise at least two different angulations with respect to the frame (1). 3. The external fixator of claim 2, wherein the pre-defined positions include (i) a first plurality of grooves perpendicular to a longitudinal axis of the frame and (ii) a second plurality of grooves at an oblique angle to the longitudinal axis of the frame, and wherein each of the second plurality of grooves has a depth which varies along a width of the frame. 4. The external fixator of claim 2, wherein the pre-defined positions include a first position at a first oblique angle to the longitudinal axis of the frame and a second position at a second oblique angle to the longitudinal axis of the frame, wherein the first position is substantially perpendicular to the second position. 5. The external fixator of claim 1, wherein the clamped subset of the plurality of bone pins are disposed between the first bar and the second bar at an angle perpendicular to the longitudinal axis of the frame, and wherein the at least one unclamped bone pin of the plurality of bone pins disposed between the first bar and the second bar at an oblique angle to the longitudinal axis of the frame remains unclamped. 6. The external fixator of claim 1, wherein each of the plurality of bone pins (2) interposed between the first bar and the second bar is located in at least one of: (i) a mid-plane of the frame, (ii) a first plane transverse to the mid-plane of the frame, and/or (iii) a second plane transverse to the mid-plane of the frame. 7. The external fixator of claim 1, wherein the first bar and the second bar (1a, 1b) are injection molded bars comprising a glass fiber or a carbon fiber reinforced polymer. 8. The external fixator of claim 7, wherein the first bar and the second bar (1a, 1b) are identical. 9. The external fixator of claim 1, wherein the plurality of fasteners comprises bolts and nuts (3). 10. The external fixator ... | AKESO AG | A61B017/00 A61B005/04 A61B017/64 A61B017/60
US10105093 | B2 | 2018-10-23 | Calculating a medicament dose | 2012-03-15 | A device comprising: means for obtaining a parameter of a sample of body fluid from a user;means for using information provided by one or more sensors to calculate a measure of physical activity of the user;means for calculating a medicament dose using at least in part the measured parameter and the measure of physical activity of the user; andmeans for indicating the calculated medicament dose to the user. | 1. A device comprising: a blood glucose measurement unit configured to obtain a glucose level of a sample of blood from a user in response to a trigger signal generated based on a user input;a determining unit configured to (a) use information provided by one or more sensors to determine a level of intensity of physical activity in each of plural consecutive time periods and to record a value for the determined level of intensity along with an indication of an associated time period in the storage unit,(b) use information provided by the one or more sensors to calculate a measure of physical activity of the user, and(c) calculate a medicament dose using at least the measured glucose level and the measure of physical activity of the user, and a time elapsed between an instance of physical activity and a current time and to afford a higher weight (i) to an instance of physical activity occurring more recently with respect to the current time, and(ii) to an instance of physical activity having a higher level of intensity such that the higher level of intensity results in a disproportionately greater increase in the weight afforded to the medicament dose than a respective recorded value of the determined level of intensity; anda display unit configured to indicate the calculated medicament dose to the user. 2. A device as claimed in claim 1, wherein the determining unit is further configured to use at least one measure of physical activity intensity to calculate the medicament dose. 3. A device as claimed in claim 1, wherein the determining unit is further configured to use a duration of physical activity to calculate the medicament dose. 4. A device as claimed in claim 3, wherein the determining unit is configured to integrate the physical activity intensity with respect to time and to use the result of the integration to calculate the medicament dose. 5. A device as claimed in claim 1 wherein the one or more sensors include a pedometer and the measure of physical activity is a number of steps taken by the user within a predetermined period. 6. A device as claimed in claim 5, wherein the pedometer is integrated with the device. 7. A device as claimed in claim 1, wherein the one or more sensors include an accelerometer integrated with the device. 8. A device as claimed in claim 1, wherein the device includes a communications receiver configured to receive information from external one or more sensors. 9. A device as claimed in claim 8, wherein the device is configured to verify that information received using the communications receiver relates to a user registered with the device and to disregard information other than verified information when calculating the medicament dose. 10. A device as claimed in claim 8, wherein the device is configured to receive information relating to heart rate and/or blood pressure of a user and to calculate the measure of physical activity by processing the heart rate and/or blood pressure information. 11. A ... | Sanofi-Aventis Deutschland GmbH | A61B005/00 A61B005/145 A61B005/22 A61B005/024
US10099055 | B2 | 2018-10-16 | Neurostimulation titration utilizing T-wave alternans | 2015-11-11 | Systems and methods are provided for delivering neurostimulation therapies to patients. A titration process is used to gradually increase the stimulation intensity to a desired therapeutic level until a target T-wave alternans change from a baseline T-wave alternans is achieved. | 1. A method of operating an implantable medical device (IMD) comprising a neurostimulator coupled to an electrode assembly, said neurostimulator adapted to deliver a stimulation signal to a patient, said method comprising: monitoring an electrocardiogram (ECG) of the patient to determine a baseline for the patient either prior to implantation or in a post-implant period before initiation stimulation by the IMD, wherein the baseline comprises one or more of a baseline T-wave alternans (TWA), a baseline heart rate turbulence slope (TS), or a baseline heart rate turbulence onset (TO);activating the IMD to deliver to the patient a plurality of stimulation signals at increasing stimulation intensities, causing a change from the baseline, until a target threshold is detected, wherein the target threshold comprises one or more of a target TWA threshold, a target heart rate TS threshold, or a target heart rate TO threshold; andactivating the IMD to deliver a therapeutic level of stimulation corresponding to the stimulation intensity at which the target threshold was detected. 2. The method according to claim 1, wherein: the target threshold comprises the target TWA threshold. 3. The method according to claim 2, wherein: the target TWA threshold comprises a TWA less than a target TWA magnitude. 4. The method according to claim 3, wherein: the target TWA magnitude comprises approximately 47 μV. 5. The method according to claim 2, further comprising: computationally determining a baseline TWA for the patient;wherein the target TWA threshold comprises a change in TWA from the baseline TWA equal to or greater than a target TWA change. 6. The method according to claim 5, wherein: the target TWA change comprises approximately 10 μV. 7. The method according to claim 5, further comprising: performing a baseline update process, the baseline update process comprising: temporarily ceasing the delivery of stimulation to the patient;monitoring the ECG of the patient to determine an updated baseline TWA for the patient;activating the IMD to deliver to the patient a plurality of stimulation signals at increasing stimulation intensities until a target change in TWA from the updated baseline TWA is observed; andactivating the IMD to deliver a therapeutic level of stimulation corresponding to the stimulation intensity during which the target change in TWA from the updated baseline TWA was observed. 8. A method of operating an implantable medical device (IMD) comprising a neurostimulator coupled to an electrode assembly, said neurostimulator adapted to deliver a stimulation signal to a patient, said method comprising: monitoring an electrocardiogram (ECG) of the patient to determine a baseline for the patient either prior to implantation or in a post-implant period before initiation stimulation by the IMD, wherein the baseline comprises one or more of a baseline T-wave alternans (TWA), a baseline heart rate turbulence slope (TS), or a baseline heart rate turbulence o... | Cyberonics, Inc. | A61N001/36 A61N001/05 A61N001/372 A61B005/0452 A61N001/37 G16H040/63 G06F019/00
US10070819 | B2 | 2018-09-11 | Secure clip with easy operation | 2015-08-27 | A clip (10) is provided with a body (12,14) that can house a device (16) such as a breathing monitor and that can attach to a garment. The body (12,14) forms a fixed jaw (18) and has a pivot jaw (24) that can pivot to grip the garment between fixed jaw(18) and pivot jaw (24). The clip (10) also has a pivoting lock (38) with a detent (42) that locks the pivot jaw (24) in a closed position, when the lock (38) is in a lock position. | 1. A clip for attachment to a substrate, said clip comprising: a body defining a fixed jaw;a pivot jaw that is pivotally attached to the body, to pivot relative to the body about a jaw axis, between a closed position in which a grip portion of the pivot jaw is in close proximity to the body, and an open position in which the grip portion is spaced farther from the body than in the closed position, said pivot jaw including a contact protuberance that extends on a side of the jaw axis that is opposite from the grip portion, said contact protuberance defining a contact surface; anda lock that defines a detent, said lock being pivotally attached to the body, to pivot relative to the body about a lock axis, and said detent being configured to contact the contact surface at a contact point, with a detent axis extending between the lock axis and the contact point and with a contact angle being defined between the detent axis and the contact surface, on the same side of the detent axis as the grip portion;wherein the lock is configured to pivot about the lock axis between a lock position in which the contact angle is an acute angle and a free position in which the contact angle is an obtuse angle. 2. The clip according to claim 1, wherein the fixed jaw includes a grip protuberance and the pivot jaw includes at least two grip portions that are disposed on opposing sides of the grip protuberance. 3. The clip according to claim 2, wherein the pivot jaw includes a contact protuberance extending from each grip portion and the lock includes at least two detents that are configured to contact the contact surfaces of the contact protuberances in unison. 4. The clip according to claim 1, wherein the pivot jaw includes two contact protuberances that are disposed on opposing sides of the body and the lock includes two detents that are disposed on opposing sides of the body, to contact the contact surfaces of the contact protuberances in unison. 5. The clip according to claim 4, wherein the lock extends in a curved configuration with the two detent disposed in the vicinities of opposing ends of the lock. 6. The clip according to claim 1, wherein the body houses an electronic device to be worn on the person of a user. 7. The clip according to claim 6, wherein the electronic device includes a monitor for at least one biological parameter of the user. 8. The clip according to claim 1, in which formations are defined on the lock and on the pivot jaw, said formations interacting when the lock is pivoted in an open direction about the lock axis, to pivot the pivot jaw in the open direction, away from the body. 9. The clip according to claim 2, wherein the pivot jaw includes two contact protuberances that are disposed on opposing sides of the body and the lock includes two detents that are disposed on opposing sides of the body, to contact the contact surfaces of the contact protuberances in unison. 10. The clip according to claim 9, wherein the lock extends in a ... | SNUZA TRUST | A61B005/00 A61B005/08 A61F013/49 A45F005/02 A44B099/00
US10111970 | B2 | 2018-10-30 | Contrast agents for magnetic resonance imaging | 2017-03-17 | Ascorbate or a pharmaceutically acceptable salt thereof is described for use in carrying out a method, or for the preparation of a medicament for carrying out a method, of enhancing a magnetic resonance imaging (MRI) image of a body or body region such as an organ or organ region in a subject. The method is carried out by parenterally administering ascorbate or a pharmaceutically acceptable salt thereof to the subject in an MRI image-enhancing amount; and then generating, by MRI of the subject, an image of the body or body region. The ascorbate or pharmaceutically acceptable salt thereof enhances the MRI image. | 1. A method of enhancing a magnetic resonance imaging (MRI) image of a body or body region such as an organ or organ region in a subject, comprising: parenterally administering a composition consisting essentially of sodium ascorbate, meglumine ascorbate, or a mixture thereof to said subject in an MRI image-enhancing amount,wherein said sodium ascorbate, meglumine ascorbate, or mixture thereof is administered in an amount of from 0.02 grams per kilogram subject body weight, up 40 grams per kilogram subject body weight; and thengenerating, by MRI of the subject, an image of said body or body region,whereby said composition enhances the MRI image. 2. The method of claim 1, wherein said body region is a head, neck, thorax, abdomen, pelvis, limb(s), muscle, fat, or bone. 3. The method of claim 1, wherein said organ comprises an adrenal gland, pituitary, thymus, corpus luteum, retina, brain, spleen, lung, testicle, lymph nodes, liver, thyroid, small intestinal mucosa, leukocytes, pancreas, kidney, or salivary gland tissue. 4. The method of claim 1, wherein said body region is a brain. 5. The method of claim 1, wherein said body region is a heart. 6. The method of claim 1, wherein said administering step is carried out by intravenous administration. 7. The method of claim 1, wherein said administering step is carried out by intraperitoneal administration. 8. The method of claim 1, wherein said image comprises a T2 weighted image. 9. The method of claim 1, wherein said image comprises a metabolism image. 10. The method of claim 9, wherein said metabolism image is a tumor metabolism image or a brain metabolism image. 11. The method of claim 1, wherein said image comprises a perfusion image. 12. The method of claim 11, wherein said perfusion image is a cardiovascular perfusion image. 13. The method of claim 1, wherein the generating is performed during, or up to 120 minutes after, parenterally administering said composition. 14. The method of claim 1, wherein said composition comprises a mixture of meglumine ascorbate and sodium ascorbate provided in a molar or millimolar (mM) ratio of from 10:90 to 90:10 (meglumine ascorbate:sodium ascorbate). 15. A method of enhancing a magnetic resonance imaging (MRI) image of a body or body region such as an organ or organ region in a subject, comprising: parenterally administering a composition comprising a mixture of meglumine ascorbate and sodium ascorbate provided in a molar or millimolar (mM) ratio of from 10:90 to 80:20 (meglumine ascorbate:sodium ascorbate) to said subject in an MRI image-enhancing amount, wherein said mixture of meglumine ascorbate and sodium ascorbate is administered in an amount of from 0.02 grams per kilogram subject body weight, up 40 grams per kilogram subject body weight; and thengenerating, by MRI of the subject, an image of said body or body region,whereby said composition enhances the MRI image. 16. The method of claim 15, wherein said body region is a head, neck, thora... | Duke University | A61K049/00 A61B005/00 A61K049/06 A61K049/10 A61B005/055 A61K009/00 A61K009/08 A61K047/02 A61K047/26
US10064573 | B2 | 2018-09-04 | Analyte permeable membrane systems for oxidative and optical stability | 2016-08-29 | A sensor that may be used to detect the presence, amount, and/or concentration of an analyte in a medium within an animal. The sensor may include a sensor housing, an indicator element embedded within and/or covering at least a portion of the sensor housing, and a membrane over the indicator element. The membrane may reduce indicator element deterioration by preventing immune cells, such as white blood cells, from contacting the indicator element, substantially prevent transmission of light of at least a specified wavelength or range of wavelengths through the membrane, and/or permit the analyte to pass through to the indicator element. The membrane may be an opaque diffusion membrane. The sensor may include a foil. The foil may block light and/or reduce indicator element deterioration. The membrane may reduce oxidation of the indicator element. | 1. A sensor for in vivo detection of the presence, amount, and/or concentration of an analyte in a medium within a living animal, the sensor comprising: a sensor housing;an indicator element embedded within and/or covering at least a portion of the sensor housing;a membrane over at least a portion of the indicator, wherein the membrane has pores configured to substantially prevent white blood cells from passing through the membrane but to permit the analyte to pass through the membrane, and pores formed through the membrane have a size of 0.45-6 microns; anda layer over the membrane, wherein the layer is configured to block (i) external light from reaching the indicator element and (ii) light from the sensor housing that has passed through the indicator element from reaching bodily tissue of the living animal. 2. The sensor of claim 1, wherein the analyte is glucose. 3. The sensor of claim 1, wherein the membrane is opaque. 4. The sensor of claim 1, wherein the membrane reduces deterioration of the indicator element by catalyzing degradation of reactive oxygen species (ROS). 5. The sensor of claim 4, wherein the layer reduces deterioration of the indicator element by catalyzing degradation of ROS. 6. The sensor of claim 1, further comprising a layer between the indicator element and the membrane. 7. The sensor of claim 6, wherein the layer between the indicator element and the membrane is a thin layer sputtered on the outside of the indicator element. 8. The sensor of claim 1, wherein the membrane is wrapped around the indicator element. 9. The sensor of claim 1, wherein the layer is a mirror. 10. The sensor of claim 1, wherein the layer reduces deterioration of the indicator element by catalyzing degradation of reactive oxygen species (ROS). 11. The sensor of claim 1, wherein the membrane comprises platinum, and the layer comprises platinum. 12. The sensor of claim 1, wherein the membrane comprises a mesh material. 13. The sensor of claim 1, wherein the membrane comprises a layer of material selected from the group consisting of nylon, cellulose acetate, polytetrafluoroethylene, polyethylene teraphthlate, polypropylene, polyvinyl alcohol, polybutylene terephthalate, polyether ether ketone, polyanhydride, polyamide, polyvinylchloride, polyethersulfone, polyethylene terephthalate, polyvinylidene difluoride, polytetrafluoroethylene, nitrocellulose, acrylate, poly(methyl methacrylate), polyacrylate homo- or copolymers, polycarbonate, derivatives thereof, and combinations thereof. 14. A sensor for in vivo detection of the presence, amount, and/or concentration of an analyte in a medium within a living animal, the sensor comprising: a sensor housing;an indicator element embedded within and/or covering at least a portion of the sensor housing; anda porous, opaque diffusion membrane covering at least a portion of the sensor housing and a portion of the indicator element, wherein the diffusion membrane is configured to substantially prevent ... | Senseonics, Incorporated | A61B005/1455 A61B005/1459 A61B005/145 A61B005/00
US10085664 | B2 | 2018-10-02 | Electrocardiograph with chest assembly, waterproof housing, recording module and wireless transceiver | 2015-01-14 | A electrocardiograph having a chest assembly intended to be applied to the chest region of a patient and an electronic unit is provided, with a recording module and with a wireless transceiver module. The chest assembly has a plurality of electrodes configured to be connected to the patient's body for the recording of an electrocardiogram and respective electrical wires connecting each electrode to the electronic unit. The chest assembly further includes a housing to which the electrical wires are respectively fixed. The electronic unit has a Hall-effect magnetic sensor configured to selectively allow it to mark, to start, stop, record and send an electrocardiogram to a telecommunications network. The electrocardiograph further includes a magnet mounted on a supporting member configured to be worn by a patient to activate the Hall-effect magnetic sensor. | 1. A electrocardiograph having a chest assembly intended to be applied to the body of a patient in the chest region and an electronic unit provided with a recording module and with a wireless transceiver module, wherein said chest assembly further comprises a plurality of electrodes configured to be connected to the body of a patient for the recording of an electrocardiogram and respective electrical wires connecting each electrode to said electronic unit, the chest assembly further comprising a housing to which said electrical wires are respectively fixed, and first electrical terminals of the wires being restrained to said housing,wherein said housing is provided with a contact interface configured to be electrically connected to the first electrical terminals, the contact interface comprising a plurality of second electrical terminals protruding outwards said housing and arranged according to a pattern corresponding to the pattern of first electrical terminals of the wires, the number of the second electrical terminals corresponding to the number of the first electrical terminals;wherein the electronic unit is enclosed in a watertight casing, is configured to be removably fitted in the housing and comprises a Hall-effect magnetic sensor configured to selectively allow, when activated by a magnet, the electronic unit to mark an electrocardiogram, to start and stop recording of an electrocardiogram and/or to send a record of an electrocardiogram to a telecommunications network, andwherein the electrocardiograph further comprises a magnet, separated from said housing, for the activation of said Hall-effect magnetic sensor when placed from the outside in proximity to said housing, said magnet being mounted on a supporting member configured to be worn by a patient during a monitoring period. 2. A electrocardiograph according to claim 1, wherein the housing has a substantially cylindrical hollow shape and comprises a radially protruding portion housing the first electrical terminals of the wires, wherein the first electrical terminals being configured as connection pins arranged according to a predetermined pattern in a seat formed in said radially protruding portion of the housing, andwherein the second electrical terminals housed in the contact interface are restrained to a connector the shape of which matches the shape of said seat. 3. A electrocardiograph according to claim 1, further comprising a peripheral sealing member arranged on the edge of at least one between the housing and the electronic unit. 4. A electrocardiograph according to claim 1, wherein the electronic unit comprises a battery of a rechargeable type. 5. A electrocardiograph according to claim 4, wherein the electronic unit comprises a circuit for charging the rechargeable battery, said circuit being provided with a winding configured for wireless power supply according to a resonant mode. 6. A electrocardiograph according to claim 1, wherein the electronic unit further co... | AB Medica Holding S.p.A. | A61B005/00 A61B005/0432 A61B005/0404 A61B005/0408 A61B005/01 A61B005/11
US10071215 | B2 | 2018-09-11 | Medical device system including guide rod illumination | 2014-11-25 | A medical device system is provided. The medical device system includes a positioning apparatus having a body section and an upper section, the upper section slidably coupled to the body section such that the upper section slidably moves relative to the body section. The medical device also includes a flexible guide rod extending through the positioning apparatus and configured to be inserted into a passage of a respiratory system of a subject. The flexible guide rod includes a visible light emitter configured to emit visible light within the passage of the respiratory system and is visible outside the subject. | 1. A medical device system comprising: a positioning apparatus configured to enable the insertion of a flexible guide rod into a passage of a respiratory system of a subject, the positioning apparatus having a body section and an upper section, the body section having a cylindrical central passage, the upper section slidably coupled to the body section such that the upper section slidably moves relative to the body section, and the upper section having a cylindrical passage that enables the flexible guide rod to be positioned in and extended through the upper section of the positioning apparatus, wherein at least a portion of the cylindrical passage of the body section and a portion of the cylindrical passage of the upper section are parallel;the flexible guide rod having a proximal end portion and a distal end portion, the distal end portion of the flexible guide rod having a spherical leading end, the flexible guide rod extending through the upper section of the positioning apparatus and configured to be inserted into the passage of the respiratory system of the subject, and the flexible guide rod comprising a visible light emitter configured to emit light at the distal end portion of the flexible guide rod, wherein the visible light emitter is configured to emit visible light within the passage of the respiratory system such that the emitted visible light transmits in the subject and is visible outside the subject for use in determining the location of the distal end portion of the flexible guide rod within the respiratory system; a guide tube having a lumen through which the flexible guide rod is configured to be passed;a catheter positioned through the cylindrical passage in the slidable upper section of the positioning apparatus and movable along the flexible guide rod to position the catheter in the passage of the respiratory system, the catheter including an elongate body having proximal and distal end portions; anda balloon configured for selective expansion to apply a force against a portion of the respiratory system;wherein the upper section of the positioning apparatus comprises a single piece of monolithic material that extends seamlessly about the cylindrical passage of the upper section;wherein the cylindrical passage of the upper section of the positioning apparatus has a length and the cylindrical central passage of the body section of the positioning apparatus has a length that is greater than the length of the cylindrical passage of the upper section of the positioning apparatus; andwherein the body section of the positioning apparatus has a length extending parallel to a longitudinal axis of the central cylindrical passage extending therethrough and the upper section of the positioning apparatus has a length extending parallel to the length of the body section, wherein the length of the body section is greater than the length of the upper section. 2. The medical device system of claim 1, wherein the catheter defines a guide r... | P Tech, LLC | A61B005/06 A61M016/04 A61B008/08 A61B008/12 A61B008/00 A61M025/01 A61B001/00 A61B001/005 A61B001/015 A61B001/06 A61B001/07 A61M025/09 A61M025/02 A61M025/00
US10064548 | B2 | 2018-09-04 | Method and apparatus for sensory field assessment | 2008-11-07 | A method for assessing the function of at least one sensory field of a subject, and apparatus and systems for carrying out the method, the method comprising: using a display, presenting stimuli to selected locations of the sensory field, the selected locations being centered at points on a sampling grid spanning a portion of the sensory field, wherein the individual stimuli if presented simultaneously at the sampling grid points would overlap in the space defined by the sensory dimensions of the field; using a sensor, detecting responses in the subject's sensory field evoked by the stimuli; and processing the detected responses to relate them to the function of the subject's sensory field at the selected locations. | 1. A method for assessing a function of a visual sensory field of a subject, the method comprising: obtaining a system comprising a processor and a sensor for use with the processor,the processor configured to present on a display or optical system visual stimuli over selected areas of the visual sensory field defined by sensory spatial dimensions defined in units of angle or length of the visual sensory field, the selected areas being centered at points on a sampling grid of the display or optical system wherein individual visual stimulieach spans a portion of the visual sensory field, andeach is selectively presented in a distinct associated area,wherein the distinct associated area of at least one of said individual visual stimuli overlaps a portion less than all the distinct associated area of at least one other of said visual stimuli such that spatial aliasing of the visual stimuli of the sampling grid is minimized, andprofiles of the visual stimuli are smoothly varying such that the individual visual stimuli comprise mainly spatial frequencies that are less than or equal to a highest spatial frequency that can be represented by the sampling grid, wherein the highest spatial frequency is a Nyquist sampling frequency defined by a density of the visual stimuli in the sampling grid,the sensor configured to detect responses in the subject's visual sensory field evoked by the stimuli and generate inputs representative of the responses;using the processor to present visual stimuli including the one and one other visual stimuli;using the sensor to detect responses in the subject's visual sensory field evoked by the visual stimuli including responses evoked by the one and the one other visual stimuli and generate the inputs representative of the responses evoked by at least the one and the one other visual stimuli,the processor configured so that the overlap of the distinct associated areas of the at least one and at least one other visual stimuli presented by the processor and smooth varying of the profiles of the visual stimuli presented by the processor avoid undersampling and reduce distorting effects of aliasing of high spatial frequency variations in visual function of the subject; andthrough the processor, processing the inputs to thereby estimate a functional response of the subject's visual sensory field at the selected areas using the detected responses. 2. The method as claimed in claim 1 wherein the sensory field has a horizontal meridional axis and a vertical meridional axis, and the visual stimuli presented by the processor do not overlap with either the vertical or horizontal meridional axes of the sensory field. 3. The method as claimed in claim 2 wherein the visual stimuli are presented by the processor to each span an area of the sensory field such that, in use, each visual stimulus stimulates equal numbers of sensory neurons in the sensory field. 4. The method as claimed in claim 1 wherein the sampling grid is presented in a po... | The Australian National University | A61B003/00 A61B005/00 A61B003/024 A61B005/0484
US10070772 | B2 | 2018-09-11 | Precision control systems for tissue visualization and manipulation assemblies | 2009-05-12 | Precision control systems for tissue visualization and manipulation assemblies are described herein where such devices may utilize a variety of apparatus and methods for facilitating advancement, articulation, control, navigation, etc. of systems which may be used to visualize and/or treat tissue regions. Additionally, methods and devices for enhancing navigation of the device through a patient body are also described. | 1. A computer-assisted treatment system comprising: a delivery catheter defining at least one lumen therethrough;a computer-controlled guidance assembly including one or more actuation members;a processor coupled to and in electrical communication with the computer-controlled guidance assembly;a deployment catheter which is positionable through the at least one lumen of the delivery catheter and through which the one or more actuation members extend;a self-expanding fluid impermeable barrier coupled to a distal end of the deployment catheter by a pivot assembly attached to the one or more actuation members, wherein the self-expanding fluid impermeable barrier is constrained to movement by the one or more actuation members about at least one axis of the pivot assembly;a section of the deployment catheter positioned proximal of the self-expanding fluid impermeable barrier, the section having multiple cut-outs;an imager carried by the deployment catheter for generating an image of a tissue surface through an open area defined by the self-expanding fluid impermeable barrier in an expanded state, the imager positioned within the open area such that movement of the self-expanding fluid impermeable barrier about the pivot assembly causes a corresponding movement of the imager about the pivot assembly; anda display couplable to the imaging assembly so as to display the tissue surface image. 2. The system of claim 1 further comprising a tracking system transmitting position feedback signals to the processor, wherein the processor transmits drive signals for the computer-controlled guidance assembly using the position feedback signals. 3. The system of claim 1 wherein actuation of the one or more actuation members moves the self-expanding fluid impermeable barrier within a first plane about the pivot assembly and within a second plane transverse to the first plane in response to signals from the computer-controlled guidance assembly. 4. The system of claim 1 wherein the computer-controlled guidance assembly comprises one or more drive assemblies coupled to the one or more actuation members. 5. The system of claim 1 further comprising a drive assembly configured to retract the delivery catheter from the fluid impermeable barrier. 6. A computer-assisted method of treating a patient tissue region comprising: actuating a distal end of a deployment catheter with one or more actuation members extending through the deployment catheter, the distal end of the deployment catheter coupled to a self-expanding fluid impermeable barrier by a pivot assembly attached to the one or more actuation members, the catheter having a section having multiple cut-outs proximal of the pivot assembly;actuating, with the one or more actuation members, the self-expanding fluid impermeable barrier, the self-expanding fluid barrier being constrained to movement about at least one axis of the pivot assembly;locally displacing patient fluid from an open area defined by the barrier in ... | Intuitive Surgical Operations, Inc. | A61B001/00 A61B001/005 A61B001/015 A61B001/018 A61B001/04 A61B005/02 A61B090/00 A61B018/14 A61B018/24 A61B017/00 A61B017/34 A61B018/00 A61B034/20 A61B034/30
US10080510 | B2 | 2018-09-25 | Breath analysing and training assembly | 2014-08-18 | A breath analyzing and training assembly for detecting CO2 concentration in the breathing gas of a user, includes a selective colorimetric CO2 detector having a detector surface which rapidly and reversibly changes color with CO2 concentration, when exposed thereto, and an adapter including: a docking part for receiving a mobile unit including an image capturing element, a display, and a processing element, the docking part configured to position the image capturing element in a fixed relation to the colorimetric detector, such that the image capturing element captures images of the detector surface; a detector holding part for receiving the colorimetric detector; a conduit for leading breathing gas to and from the user such that part thereof passes the detector surface; wherein the processing element measures CO2 concentration changes in the breathing gas by identifying color changes of images of the detector surface captured by the image capturing element. | 1. A breath analysing and training assembly adapted to detect the carbon dioxide (CO2) concentration in the breathing gas of a user, and a mobile unit comprising an image capturing means, a display and a processing means, the assembly comprisesa selective colorimetric CO2 detector provided with a detector surface adapted to change color rapidly and reversibly with the concentration of CO2, when exposed to CO2, andan adapter comprising a docking part for receiving and attaching said mobile unit, wherein the docking part is configured to position said image capturing means in a fixed relation to said colorimetric detector, such that said image capturing means is adapted to capture images of said detector surface, wherein at least a part of said display is arranged to illuminate said detector surface during image capturing,a detector holding part adapted to receive said colorimetric detector and attach said detector,a breathing conduit to lead breathing gas to and from said user such that at least a part of the breathing gas passes the detector surface, anda detector surface protecting means adapted to protect the surface from ambient air in an airtight fashion when no measurement is performed, the detector surface protecting means being movable from a protection position to a non-protection position when said mobile unit is received by said docking part, said detector surface being available for measurements, when said detector surface protecting means is in said non-protection position, andwherein said processing means is adapted to execute an application program adapted to perform a measurement session including a measurement step that includes measuring CO2 concentration changes in breathing gas by identifying changes in the optical characteristics of said detector surface captured by said image capturing means. 2. The assembly and mobile unit according to claim 1, wherein said mobile unit is a smartphone. 3. The assembly and mobile unit according to claim 1, wherein said image capturing means is a camera unit. 4. A breath analysing and training assembly adapted to detect the carbon dioxide (CO2) concentration in the breathing gas of a user, and a mobile unit comprising an image capturing means, a display and a processing means, the assembly comprisesa selective colorimetric CO2 detector provided with a detector surface adapted to change color rapidly and reversibly with the concentration of CO2, when exposed to CO2, andan adapter comprising a docking part for receiving and attaching said mobile unit, wherein the docking part is configured to position said image capturing means in a fixed relation to said colorimetric detector, such that said image capturing means is adapted to capture images of said detector surface, wherein at least a part of said display is arranged to illuminate said detector surface during image capturing,a detector holding part adapted to receive said colorimetric detector and attach said detector, anda breathing condui... | SEEBREATH AB | A61B005/08 A61B005/00 A61B005/083 G01N033/00 G01N033/497 A61B005/097
US10105538 | B2 | 2018-10-23 | Obstructive sleep apnea treatment devices, systems and methods | 2010-12-29 | Devices, systems and methods of neurostimulation for treating obstructive sleep apnea. | 1. A method of positioning an electrode cuff on a hypoglossal nerve of a patient, the method comprising: positioning the electrode cuff at a first location on the hypoglossal nerve, wherein the electrode cuff includes a plurality of electrode contacts;delivering a first electrical stimulation to the hypoglossal nerve via the electrode cuff at the first location on the hypoglossal nerve;monitoring an upper airway of the patient at a first time to evaluate a positioning of the electrode cuff at the first location on the hypoglossal nerve, wherein monitoring the upper airway includes visualizing the upper airway, and wherein the monitoring at the first time indicates that a predetermined response is not fully achieved; andrepositioning the electrode cuff at a second location on the hypoglossal nerve, wherein the second location on the hypoglossal nerve is different from the first location on the hypoglossal nerve;delivering a second electrical stimulation to the hypoglossal nerve via the electrode cuff at the second location on the hypoglossal nerve; andmonitoring the upper airway of the patient at a second time for the predetermined response to evaluate a positioning of the electrode cuff at the second location on the hypoglossal nerve. 2. The method of claim 1, wherein visualizing the upper airway includes visualizing at least one of a hyoid bone, an anterior wall in the upper airway, a lateral wall in the upper airway, and a palate. 3. The method of claim 2, wherein visualizing the upper airway includes visualization with one of an endoscope and a fluoroscope. 4. The method of claim 1, wherein the predetermined response includes at least one of an increase in a dimension of a retro-glossal airway, an increase in a dimension of a retro-palatal airway, and an increase in stiffness of one of an anterior and a lateral wall of a retro-glossal airway. 5. The method of claim 4, wherein the predetermined response further includes protrusion of a tongue of a patient. 6. The method of claim 1, wherein visualizing the upper airway includes observing movement of anatomy in the upper airway. 7. The method of claim 1, wherein delivering at least one of the first electrical stimulation and the second electrical stimulation to the hypoglossal nerve includes steering an electrical field to stimulate fascicles of the nerve. 8. The method of claim 1, wherein the predetermined response includes anterior movement of the hyoid bone. 9. The method of claim 1, wherein monitoring the upper airway at the first and/or second times includes observing a position of a tongue of the patient. 10. The method of claim 1, wherein the monitoring at the first and/or second times indicates that the predetermined response is fully achieved when the second electrical stimulation is delivered to the hypoglossal nerve via the electrode cuff at the second location. 11. A method of positioning an electrode on a hypoglossal nerve of a patient, the method comprising: positioning th... | Cyberonics, Inc. | A61N001/05 A61N001/36 A61B005/00 A61B005/053
US10085680 | B2 | 2018-10-02 | Safety blood collection assembly with indicator | 2008-03-07 | A needle assembly is disclosed. The needle assembly includes a housing having a flash chamber, and having a distal end and a proximal end engageable with a specimen collection container. The assembly includes a cannula having a patient end, a non-patient end, and a sidewall extending therebetween defining a cannula interior. The patient end of the cannula projects at least partially from the distal end of the housing, and the cannula interior is in fluid communication with the flash chamber. The assembly further includes a shield restrainably engaged with a portion of the housing and axially transitionable over the patient cannula from a retracted position in which the patient end is exposed, to an extended position in which the patient end is shielded by at least a portion of the shield, wherein at least a portion of the flash chamber is visible in the retracted position. | 1. A blood collection assembly, comprising: a housing, comprising a flash chamber, the housing having a distal end and a proximal end engageable with a specimen collection container;a cannula having a patient end, a non-patient end, and a sidewall extending therebetween defining a cannula interior, the patient end of the cannula projecting at least partially from the distal end of the housing, the cannula interior in fluid communication with the flash chamber; anda shield including an engagement member and at least one depending arm having a locking structure associated therewith, wherein said locking structure comprises at least one inwardly angled restraint, said locking structure disposed at a location distal from the engagement member, said engagement member comprising a fully-surrounded member engaged with a portion of the housing, the shield being transitionable from a first position to a second position with respect to the housing, wherein the flash chamber includes a top surface which is free from obstructions on the flash chamber and is visible when the shield is in the first position, and wherein in the second position, the shield is disposed over the patient end of the cannula and the locking structure engages at least one ledge located solely at a distal end of the flash chamber at a location that is distal to the engagement member engaged with a portion of the housing to lock the shield in the second position, wherein the flash chamber includes the at least one ledge configured for cooperating with the locking structure to lock the shield in the second position, wherein the at least one ledge is located at a bottom side of the flash chamber so as to leave the top side of the flash chamber free from any ledges. 2. The blood collection assembly of claim 1, wherein the at least one inwardly angled restraint extends in an upward direction from a bottom portion of the at least one depending arm and extends in an upward direction with respect to the blood collection assembly when the shield is in the second position. 3. A blood collection assembly, comprising: a housing, comprising a flash chamber, the housing having a distal end and a proximal end engageable with a specimen collection container;a cannula having a patient end, a non-patient end, and a sidewall extending therebetween defining a cannula interior, the patient end of the cannula projecting at least partially from the distal end of the housing, the cannula interior in fluid communication with the flash chamber; and a shield including an engagement member and at least one depending arm having a locking structure associated therewith, wherein said locking structure comprises at least one inwardly angled restraint, said locking structure disposed at a location distal from the engagement member, said engagement member comprising a fully-surrounded member engaged with a portion of the housing, the shield being transitionable from a first position to a second position with respect ... | Becton, Dickinson and Company | A61B005/00 A61B005/15 A61B005/154 A61B005/153
US10112988 | B2 | 2018-10-30 | Methods of assessing amyloid-beta peptides in the central nervous system by blood-brain barrier permeable peptide compositions comprising a vab domain of a camelid single domain heavy chain antibody against an anti-amyloid-beta peptide | 2013-06-13 | Blood-brain barrier permeable peptide compositions that contain variable antigen binding domains from camelid and/or shark heavy-chain only single-domain antibodies are described. The variable antigen binding domains of the peptide compositions bind to therapeutic and diagnostic biomarkers in the central nervous system, such as the amyloid-beta peptide biomarker for Alzheimer's disease. The peptide compositions contain constant domains from human IgG, camelid IgG, and/or shark IgNAR. The peptide compositions include heavy-chain only single-domain antibodies and compositions with one or more variable antigen binding domain bound to one or more constant domains. | 1. A method for assessing an amyloid-beta peptide in the central nervous system of a subject, the method comprising: (i) administering to the subject a polypeptide comprising the formula: Vab1-L1-X-R3-Y-L2-Vab2,wherein Vab1 and Vab2 each independently comprises a variable antigen-binding (Vab) domain that is derived from a camelid single domain heavy chain antibody, and at least one of the variable antigen binding domains comprises amino acids 1-127 of the amino acid sequence of SEQ ID NO: 11 and is capable of binding to an amyloid-beta peptide;wherein L1 and L2 each comprise a hinge region from a camelid single domain heavy chain antibody; andwherein the L1, L2, or both further comprise a covalently-attached-detectable label,wherein the detectable label comprises a nanoparticle that comprises polybutylcyanoacrylate and dextran;wherein X and Y are bifunctional linkers, wherein X and Y are selected from the group consisting of —NHCO—(CH2CH2O)n— and wherein n=2-100, —CH(CH2SH)—NHCO, —(C4H3NO2)—S—(CH2)3-imidate-, and —NHCO—(CH2CH2O)n—(C4H3NO2)—S—(CH2)3-imidate- and wherein n=2-100;wherein R3 comprises at least one constant domain of human IgG CH2 or CH 3 domain, andwherein the polypeptide is capable of specifically binding to an amyloid-beta peptide within the central nervous system (CNS) of the subject;(ii) waiting for a time sufficient for the polypeptide to permeate the blood-brain-barrier of the subject and bind to the amyloid-beta peptide; and(iii) detecting the presence or amount of the detectable label within the CNS of the subject. 2. The method of claim 1, wherein X comprises —NHCO—(CH2CH2O)n—(C4H3NO2)—S—(CH2)3-imidate- and wherein n=2-100. 3. The method of claim 1, wherein Y comprises —NHCO—(CH2CH2O)n—(C4H3NO2)—S—(CH2)3-imidate- and wherein n=2-100. 4. The method of claim 1, wherein X, Y, or both comprise NHCO—. 5. The method of claim 1, wherein the detectable label is covalently attached through an NHS-PEG-Mal linker. 6. The method of claim 1, wherein the detectable label is a radioisotope, a fluorophores, a toxin, biotin, digoxigenin, avidin, or streptavidin. 7. The method of claim 1, wherein the detectable label comprises a nanoparticle having a diameter of about 10 nm to about 500 nm. 8. The method of claim 1, wherein the nanoparticle is covalently linked to at least one of L1 and L2 via a linker comprising —NHCO—. 9. The method of claim 1, wherein the hinge region corresponds to the amino acid sequence of SEQ ID NO: 13. 10. The method of claim 1, wherein the detectable label comprises a nanoparticle that is covalently attached to at least one of L1 and L2 through an NHS-PEG-Mal. | ICB INTERNATIONAL, INC. | A61K049/00 A61K039/395 A61K039/00 G01N033/53 A61K049/16 G01N033/567 A61K038/00 C07K014/00 C07K016/00 C12P021/08 A61B005/00 C07K016/18 G01N033/68 A61K047/48
US10105067 | B2 | 2018-10-23 | Method of detecting portal and/or hepatic pressure and a portal hypertension monitoring system | 2012-08-31 | The devices and methods generally relate to vibratable sensors for measuring ambient fluid pressure, in particular implantable sensors. The devices and methods are particularly well-suited to implantation within the body of a living animal or human to monitor physiological conditions, such as portal and/or hepatic venous blood pressure, and allow frequent, remote interrogation of venous pressure using the resonance frequency of an implanted sensor. The sensor devices are relatively small compared to conventional devices for measuring fluid pressure and can be implanted in the porto-hepatic venous system, whereas conventional devices are too large. The small size of the device is accomplished by using a thick sensor membrane, compared to conventional devices, and by limiting the size of additional elements of the device relative to the size of the sensor membrane. The thicker sensor member also obviates the need for multiple sensor arrays and maintains the accuracy and robustness of the sensor device. A data capture, processing, and display system provides a pressure measurement reading, and is particularly well-suited for detecting portal hypertension in patients with liver disorders. | 1. An implantable sensor device for measuring fluid pressure, comprising: a vibratable sensor comprising a chamber and a sensor membrane forming a side of the chamber, wherein the sensor membrane has a thickness of at least one micron, and the vibratable sensor has a total volume of less than or equal to 0.3 cubic millimeters;a base plate having a first side and a second side defining a thickness therebetween, and an orifice extending therethrough, wherein the base plate is not in direct contact with the sensor membrane; anda bottom film disposed on the second side of the base plate and separated from the sensor membrane by the base plate, wherein the bottom film is acoustically transparent. 2. The device of claim 1, further comprising a bonding layer which is securedly attached to the vibratable sensor. 3. The device of claim 2, further comprising an anchoring means which is securedly attached to the bonding layer. 4. The device of claim 1, wherein the sensor membrane has a thickness of two microns. 5. The device of claim 1, further comprising: a housing enclosing the vibratable sensor, wherein the housing does not enclose all of the sensor membrane;wherein the base plate is less than or equal to 150 microns in thickness. 6. The device of claim 5, wherein the bottom film is separated from the sensor membrane by an incompressible fluid. 7. The device of claim 6, wherein the bottom film is substantially non-permeable. 8. The device of claim 6, wherein the bottom film is permeable. 9. The device of claim 1, wherein the base plate extends over at least a portion of the chamber. 10. The device of claim 1, wherein the bottom film is formed of one or more of titanium, gold, stainless steel, platinum, tantalum, alloy, shape memory alloy, silicon, glass, quartz, a ceramic material, a composite material, a metallic or non-metallic nitride, boron nitride, a carbide, a metal oxide, a non-metallic oxide, a polymer based material, and a gel. 11. The device of claim 1, wherein the bottom film has a thickness between 1 and 10 microns. 12. The device of claim 1, wherein the sensor membrane and the bottom film are titanium. 13. The device of claim 1, wherein the height of the base plate is less than or equal to 40% of the overall device height. 14. An implantable sensor device for measuring fluid pressure, comprising: a vibratable sensor comprising a sensor membrane, wherein the sensor membrane is at least one micron in thickness;a housing forming a cavity into which the entire vibratable sensor is disposed;a base plate onto which the housing is disposed; anda bottom film disposed on the base plate and enclosing the sensor membrane, wherein the bottom film is separated from the sensor membrane by the base plate. 15. The device of claim 14, wherein the cavity has a height which is greater than or equal to four-fifths of the overall height of the device. 16. The device of claim 14, wherein the bottom film is substantially non-permeable. 17. The devi... | Microtech Medical Technologies Ltd. | A61B005/0215 A61B008/12 A61B005/00
US10092195 | B2 | 2018-10-09 | Noninvasive detection of human brain conditions and anomalies | 2014-12-09 | Vascular conditions are detected non-invasively in the human body using a collection of information from small local regions of the vasculature, or from a specific signature or “BrainPulse” that can be derived from a patient's heartbeat-induced cranium movements. An array of accelerometers or other sensors are engaged against the head of a patient and skull movements, preferably under 100 Hz, are recorded. Vibration signatures of vessel structures such as branches, aneurysms, stenosis, etc. using random, periodic, band limited or transient analysis provides a library for further processing. The signature library is used to localize the origin of the recognized vascular feature, and the localized feature is presented to the physician in a clinically relevant manner. | 1. A system for non-invasive detection of abnormal cranial conditions, the system comprising: an array of accelerometers configured to externally engage a patient's head, wherein the array of accelerometers comprises four accelerometers configured to contact the patient's head at four different positions;wherein each of said four accelerometers is configured to measure acceleration of the patient's head at one of said four different positions resulting from displacement of the patient's skull at said one of said four different positions caused by heartbeat-induced pulsing of blood into cranial vasculature;wherein each of said four accelerometers is configured to generate signal data responsive to said acceleration of the patients head at one of said four different positions resulting from displacement of the patients skull at said one of said four different positions caused by heartbeat-induced pulsing of blood into cranial vasculature;a processing system connected to said four accelerometers, wherein said processing system is configured toreceive said signal data from all of said four accelerometers simultaneously,analyze said signal data from all of said four accelerometers in parallel and perform in-phase and phase-shifted correlation of said signal data, andmatch said signal data with known signal data of abnormal cranial conditions to thereby detect abnormal cranial conditions of the patient non-invasively; andan image database configured to generate a display indicative of said abnormal cranial conditions of the patient. 2. The system of claim 1, wherein each of said four accelerometers has a sensitivity of at least 500 mV/g. 3. The system of claim 2, wherein said array of accelerometers comprises five accelerometers configured to contact the patient's head at five different positions. 4. The system of claim 1, wherein said processing system comprises: an analog to digital converter which converts said signal data from all of said four accelerometers into digital signal data; anda signal processing component which performs Fourier transform signal processing of said digital signal data. 5. The system of claim 4, further comprising: a conditions library; anda digital neural network which receives input from said conditions library and said signal processing block. 6. The system of claim 1, further comprising: wherein said processing system is configured to receive pulse timing information from a pulse sensor for use in analyzing said signal data from all of said four accelerometers. 7. The system of claim 1, further comprising: a pulse sensor which generates pulse timing information; andwherein said processing system is configured to receive pulse timing information from said pulse sensor for use in analyzing said signal data from all of said four accelerometers. 8. The system of claim 1, wherein said processing system is further configured to correlate said signal data from all of said four accelerometers. 9. The system of claim 1, ... | JAN MEDICAL, INC. | A61B005/024 A61B005/00 G16H050/20 G16H050/70 G16H050/50 A61B005/02 A61B007/04 A61B005/0205 G06F019/00 G06K009/00
US10092205 | B2 | 2018-10-09 | Methods for closed-loop neural-machine interface systems for the control of wearable exoskeletons and prosthetic devices | 2014-07-03 | Brain-Machine Interface (BMI) systems or movement-assist systems may be utilized to aid users with paraplegia or tetraplegia in ambulation or other movement or in rehabilitation of motor function after brain injury or neurological disease, such as stroke, Parkinson's disease or cerebral palsy. The BMI may translate one or more neural signals into a movement type, a discrete movement or gesture or a series of movements, performed by an actuator. System and methods of decoding a locomotion-impaired and/or an upper-arm impaired subject's intent with the BMI may utilize non-invasive methods to provide the subject the ability to make the desired motion using an actuator or command a virtual avatar. | 1. A method for decoding user intent from brain activity, the method comprising: obtaining brain activity data with an electroencephalography (EEG);transmitting the brain activity data from the EEG to a brain-machine interface (BMI); andusing the BMI:arranging the brain activity data into a feature matrix, wherein the feature matrix provides a collection of feature vectors over time, and a feature vector represents an amplitude modulation of the brain activity data while a user conducts a specific type of motion with a robotic exoskeleton;calculating probabilities of a current feature vector from the collection feature vectors belonging to a class selected from a plurality of classes, wherein the selected class represents a desired movement or posture by a user;identifying a class label in accordance with the probabilities calculated, wherein the class label identified is associated with a maximum probability;utilizing dimensionality reduction to reduce dimensionality of the brain activity data in the feature matrix;identifying movement-related cortical potentials (MRCP) channels;finding negative peak values for a spatially averaged MRCP signal computed from the MRCP channels;extracting a ‘Go’ window starting at a negative peak of the spatially averaged MRCP signal occurring within a set period of time from voluntary movement onset, wherein the ‘Go’ window traverses into a past a predetermined amount of time from the negative peak;mapping states of the robotic exoskeleton to the feature matrix; andtransmitting commands to the robotic exoskeleton, wherein the commands correspond to the mapped states. 2. The method of claim 1, further comprising filtering the brain activity data received by the BMI to obtain delta band brain activity data. 3. The method of claim 2, further comprising standardizing the delta band brain activity data. 4. The method of claim 1, wherein the dimensionality reduction is performed utilizing a Local Fisher's Discriminant Analysis (LFDA). 5. The method of claim 4, wherein the dimensionality reduction is performed in real-time. 6. The method of claim 1, wherein the mapping of the feature matrix is performed utilizing a Gaussian Mixture Model (GMM). 7. The method of claim 1, wherein a specified window size of the brain activity data is received by the BMI. 8. The method of claim 1, wherein separate channels of the brain activity data are used to create the feature matrix. 9. The method of claim 1, further comprising converting the class label identified into an associated motion of the robotic exoskeleton. 10. A neural interface system comprising: a robotic exoskeleton;an electroencephalography (EEG) for obtaining brain activity data;a brain-machine interface (BMI) coupled to the robotic exoskeleton and EEG, wherein the BMI arranges the brain activity data into a feature matrix, the feature matrix provides a collection of feature vectors over time, and a feature vector represents an amplitude modulation of the brain ... | UNIVERSITY OF HOUSTON SYSTEM | A61B005/04 A61B005/0476 A61B005/00
US10080511 | B1 | 2018-09-25 | Bi-directional oxygenation apparatus for a non-intubated patient | 2017-08-09 | A bi-directional oxygenation apparatus for a patient includes a mouthpiece including an intraoral portion for placement in the patient's mouth and defining a center orifice, the mouthpiece including an external portion coupled to the intraoral portion and in fluid communication with the center orifice. A valve port includes a continuous side wall operatively coupled to the external portion of the mouthpiece and defining an interior area in fluid communication with the center orifice, the valve port selectively moved toward or away from the external portion when air is inhaled or exhaled through the center orifice, respectively. A one-way positive-end expiratory pressure (“PEEP”) valve is situated in the interior area of the valve port and configured to resist air exhaled by the patient through the center orifice. | 1. A self-administered oxygenation apparatus configured to increase pressure within a non-intubated patient's lungs and thereby configured to increase an amount of oxygen in the non-intubated patient's blood when operated solely by the non-intubated patient who is capable of unassisted inhalation and exhalation, said self-administered oxygenation apparatus comprising: a mouthpiece having an external portion defining a center orifice through which the patient selectively inhales and exhales air from his lungs;a valve port having a continuous side wall operatively coupled to said external portion of said mouthpiece and defining an interior area in fluid communication with said center orifice, said valve port being selectively moved toward or away from said external portion when air is inhaled or exhaled through said center orifice, respectively;a collar fixedly attached to said exterior portion of said mouthpiece that defines a hollow interior space in fluid communication with said central orifice and with said interior area of said valve port;a first flange coupled to an external surface of said continuous side wall of said valve port;a second flange coupled to an external surface of said collar, said second flange being displaced from said first flange;an elastic member having a loop of resilient material coupled to said first flange and to said second flange in a tightening, biased relationship for operatively coupling said valve port to said mouthpiece, said elastic member continuously biasing said valve port toward said external portion of said mouthpiece;wherein said first flange, said second flange, and said elastic member are external of said collar and are exposed;a one-way positive-end expiratory pressure (“PEEP”) valve positioned intermediate said interior area of said valve port and said mouthpiece, said PEEP valve being configured to resist air exhaled by the patient through said center orifice;wherein said collar member is a pass through fitting configured such that ambient or processed air is inhaled by the patient and through which air from the patient's lungs is exhaled. 2. The self-administered oxygenation apparatus as in claim 1, wherein said elastic member is a rubber band that selectively expands in length when said valve port is moved away from said mouthpiece and is resilient to return to an original length when said valve port is moved toward said mouthpiece. 3. The self-administered oxygenation apparatus as in claim 1, wherein: said first flange is a pair of first flanges spaced apart from one another on said exterior surface of said valve port;said second flange is a pair of second flanges spaced apart from one another on said collar. 4. The self-administered oxygenation apparatus as in claim 1, wherein said one-way PEEP valve is constructed of silicone configured to allow the inhaled air to pass without resistance. 5. The self-administered oxygenation apparatus as in claim 1, wherein said one-way PEEP valve has a flex... | - | A61M016/06 A61B005/08 A61B005/085 A61B005/091 A61M016/04 A61M005/172
US10098568 | B2 | 2018-10-16 | Computerized apparatus with ingestible probe | 2014-11-25 | An endoscopic apparatus including a probe which is introduced into, for example, the intestinal tract of a living organism and which operates therein, adapted to perform one or more functions. In one embodiment, the probe communicates wirelessly with a portable electronic device outside the organism, the portable device which acts to relay data between the probe and a remote networked entity. In one variant, the probe includes an accelerometer to, for example, wake the probe up from a sleep mode when the organism is awake or ambulatory. | 1. Computerized apparatus, comprising: an electronic probe ingestible by a human being, the electronic probe comprising: digital processing apparatus comprising a power-conserving sleep mode;a first wireless interface in data communication with the digital processing apparatus;data storage apparatus in data communication with the digital processing apparatus;an accelerometer in data communication with the digital processing apparatus and configured to generate a signal based on motion of the electronic probe; andfunctional apparatus in data communication with the digital processing apparatus; anda mobile computerized device comprising a second wireless interface, the second wireless interface configured to communicate wirelessly with the first wireless interface when the mobile computerized device is within wireless communications range of the probe and the probe has been ingested by the human being;wherein the mobile computerized device is further configured to, substantially in response to receipt of data relating to the signal, issue a command to the probe via the second wireless interface and the first wireless interface, the command configured to cause the digital processing apparatus to awake from the sleep mode, and activate the functional apparatus to perform a function associated therewith. 2. The apparatus of claim 1, wherein the probe comprises a reservoir, and the function comprises delivery of at least a portion of a medication stored in the reservoir. 3. The apparatus of claim 1, wherein the function comprises an intestinal tissue biopsy. 4. The apparatus of claim 3, wherein the electronic probe comprises an intestinal tissue biopsy device and a chamber in communication therewith, the chamber configured to hold at least a portion of intestinal tissue severed by the tissue biopsy device until excretion of the electronic probe by the human being. 5. The apparatus of claim 3, wherein the electronic probe comprises an intestinal tissue biopsy device having an aperture formed at least in an exterior housing of the electronic probe, the aperture sized so as cause at least a portion of intestinal tissue proximate to the aperture to extend into the aperture prior to severance of the at least portion by the tissue biopsy device. 6. The apparatus of claim 3, wherein the electronic probe comprises a magnetically actuated intestinal tissue biopsy device. 7. The apparatus of claim 6, wherein the magnetically actuation of the intestinal tissue biopsy device comprises applying, upon receipt of a command by said digital processing apparatus, an electrical current to an electromagnetic element to cause the tissue biopsy device to sever tissue from an intestinal wall of the human being. 8. The apparatus of claim 1, wherein; the electronic probe further comprises a detection apparatus configured to enable a target substance found within an intestinal tract of the human being to interact with the detection apparatus when the probe is within the ... | West View Research, LLC | A61B001/00 A61B005/07 A61B017/00 A61B005/00 A61B001/04 A61B010/02 A61N002/00 A61N005/10 A61B005/11 A61B010/04 A61M031/00 A61M005/145 A61B005/145 A61M005/172 A61B001/06 A61B008/12 A61B008/00 A61B018/20 H04L001/00 A61B006/00 A61B006/03
US10064569 | B2 | 2018-09-04 | Displacement feedback device and method for sensing or therapy delivery probes | 2012-07-30 | A device, system and method for accessing internal tissue include a probe (108) disposed on a distal end portion of a medical device and configured to be inserted into a body along a trajectory path. A sensor (102) is mounted on a displacement tracker portion (104) of the medical device which is disposed on a proximal end portion of the device. The sensor is configured to measure a distance parallel to the probe between the displacement tracker portion and a tissue surface such that a position of the probe is determinable relative to the tissue surface upon advance or retraction of the probe along the trajectory path. | 1. A medical device, comprising: a probe disposed on a distal end portion of the device and configured to be inserted into a body along a trajectory path; anda sensor mounted on a displacement tracker portion of the device and disposed on a proximal end portion of the device, the sensor configured to measure a distance parallel to the probe between the displacement tracker portion and a tissue surface which changes as the probe is advanced or retracted relative to the tissue surface, such that a position of the probe is determinable relative to the tissue surface upon advance or retraction of the probe along the trajectory path to determine a displacement from the position to a next position of the probe in the body. 2. The device as recited in claim 1, wherein the probe includes an ablation probe having one or more ablation electrodes formed thereon. 3. The device as recited in claim 1, further comprising a display that indicates a measurement value measured by the sensor. 4. The device as recited in claim 1, further comprising a reset button mounted on the displacement tracker portion to reset a measurement value. 5. The device as recited in claim 1, further comprising a communications module configured to communicate with an external component such that a position of the probe is monitored relative to a medical treatment plan. 6. The device as recited in claim 1, wherein the displacement tracker portion includes an indicator mounted thereon which indicates a first state when the portion of the probe is in a determined range and a second state when the portion of the probe is outside the determined range. 7. The device as recited in claim 1, wherein the displacement tracker portion includes an indicator mounted thereon which indicates a direction to move the probe for a subsequent operation. 8. The device as recited in claim 1, wherein the probe is employed for one or more of sensing, biopsy, imaging, or pathology. 9. A medical system, comprising: a probe disposed on a distal end portion of a medical device and configured to be inserted into a body along a trajectory path;a sensor mounted on a displacement tracker portion of the medical device and disposed on a proximal end portion of the device, the sensor configured to measure a distance parallel to the probe between the displacement tracker portion and a tissue surface which changes as the probe is advanced or retracted relative to the tissue surface, such that a position of the probe is determinable relative to the tissue surface upon advance or retraction of the probe along the trajectory path to determine a displacement from the position to a next position of the probe in the body;a display configured to display distance measurements gathered by the displacement tracker portion; andan external computing component coupled to the medical device through a communications link, the external computing component providing distance values for translating the probe along the trajectory pat... | Koninklijke Philips N.V. | A61B005/05 A61B005/06 A61B017/34 A61B090/00
US10098594 | B2 | 2018-10-16 | Portable monitoring device, system and method for monitoring an individual | 2016-07-05 | In some embodiments, a portable monitoring device for monitoring at least one physical parameter of an individual includes: a first sensor unit having a sensor for sensing the physical parameter of the individual; a control unit configured for receiving data from the first sensor unit and also from at least one other remote second sensor unit, identifying sensing mode of each of the first and second sensor units, and processing the received data; a carrying mechanism for having the portable device carried by the individual to be monitored; and one or more output devices for outputting indication and/or information associated with the processed data. The control unit can be configured for processing signal data of the first sensor unit or the remote second sensor unit, according to the identified sensing modes thereof. | 1. A method for monitoring at least one physical parameter for an individual, said method comprising: Identifying a sensing mode of a portable monitoring device including a first sensor unit configured for sensing at least one physical parameter of an individual when carrying the portable monitoring device and of a remote second sensor unit over which the individual can be rested configured for sensing the at least one physical parameter;receiving and processing data from one of the portable monitoring device or the remote second sensor unit according to the identified sensing mode, for processing only data from either the first sensor unit or the remote second sensor unit; andoutputting an indication and/or information associated with the processed data, wherein the identification of the sensing mode of each of the portable monitoring device and the remote second sensor unit is carried out automatically by sensing whether the portable monitoring device is docked in a docking apparatus or not, whereas once the portable monitoring device is docked at the docking apparatus only data from the remote second sensor unit is processed and if the portable monitoring device is not docked at the docking apparatus only data from the portable monitoring device including the first sensor unit is processed. 2. The method according to claim 1, wherein said processing is adapted for detection of at least one alarming situation, wherein said method further comprises operating an alarm once an alarming situation is detected. 3. The method according to claim 1, wherein said processing and outputting is carried out using a processor and an output means of the portable monitoring device. 4. The method according to claim 1, wherein the at least one physical parameter comprises at least one of: respiratory related movements, pule related movement, blood pressure related movements, wherein said first sensor unit and said remote second sensor unit each comprise at least one movement sensor. 5. The method according to claim 1, wherein said first sensor unit and said remote second sensor unit are adapted to send data to a control unit of said portable monitoring device for data processing via at least one communication link. 6. The method according to claim 1, further comprising transmitting data associated with the processed data to at least one other remote communication device. 7. The method according to claim 1, wherein each sensor of said first sensor unit and said remote second sensor unit comprises at least one piezoelectric transducer. 8. The method according to claim 1, wherein said remote second sensor unit is configured for being placed and operated over a support of a bed or other resting furniture upon which the individual is to be rested for monitoring the individual while he/she is resting thereover. 9. The method according to claim 1, wherein said docking apparatus is configured to attach to resting furniture such as to allow placing said portable m... | HISENSE LTD | A61B005/00 A61B005/0205 A61B005/021 A61B005/024 A61B005/113
US10109049 | B2 | 2018-10-23 | Method of scan geometry planning for determining wall thickness of an anatomic detail using magnetic resonance imaging | 2015-03-09 | A method for determining wall thickness of an anatomic detail (52), in particular of the heart, of a subject of interest (20) by magnetic resonance imaging includes: defining (82) a first location (54) and a second location (56) on a surface representation; —generating (84) a line-structure of interest (60), —determining (86), for each location (62) of a plurality of locations (62), a normal direction (64); —determining (88) a mean normal direction (66); —determining (90) a mean imaging plane (68); —determining (92) a measure that is representative of angular deviations (43) of the determined normal directions (64); —based on the determined measure, determining (96) imaging planes (70); —determining (98) deviations of the determined normal directions (64) to the imaging planes (70); —acquiring (100) magnetic resonance images for all imaging planes (68, 70); and —determining (102) the wall thickness at a specific location (62) from the magnetic resonance image acquired in the imaging plane (70) that has the lowest angular deviation to the normal direction (64) at the specific location (62). A magnetic resonance imaging system (10) has a controller (26) configured to carry out steps (78-102) of the method. A software module (50) carries out the method by implementing program code from a memory (28) and executed by a processor (30) of the magnetic resonance imaging system (10). | 1. A method for determining wall thickness of an anatomic detail of a subject of interest by magnetic resonance imaging, the method comprising steps of defining, on a surface representation of at least a portion of the anatomic detail, and based on operator input, at least a first location and a second location on the surface representation;generating a line-structure of interest, wherein the line-structure comprises a plurality of locations on the surface representation, including the first location and the second location;determining, for each location of the plurality of locations, a normal direction that is perpendicular to the surface of the anatomic detail at the location;determining a mean normal direction from the determined normal directions of the plurality of locations;determining a mean imaging plane being defined by the linear span of a vector having the mean normal direction and a vector that is arranged parallel to a straight line connecting the first location and the second location;determining a measure that is representative of angular deviations (Dbi) of the determined normal directions of the plurality of locations from the mean imaging plane;based on the determined measure, determining at least a second imaging plane, wherein the at least second imaging plane is generated by rotating the mean imaging plane about an axis given by the straight line connecting the first location and the second location;determining the measure that is representative of angular deviations of the determined normal directions of the plurality of locations with regard to the second imaging plane;acquiring magnetic resonance images for all imaging planes; anddetermining the wall thickness at a specific location of the plurality of locations from the magnetic resonance image acquired in that imaging plane of the imaging planes that has the lowest angular deviation to the normal direction at the specific location. 2. The method as claimed in claim 1, further comprising automatically generating the line-structure of interest, based on the defined at least first location and the second location on the surface representation. 3. The method as claimed in claim 1, wherein the line-structure of interest is a geodesic on the surface representation. 4. The method as claimed in claim 1 further comprising applying a model-based automatic image segmentation technique to a three-dimensional magnetic resonance scan of at least the portion of the anatomic detail to determine the surface representation of at least the portion of the anatomic detail. 5. The method as claimed in claim 1, wherein the measure that is representative of the angular deviation (Dbi) of a specific determined normal direction is an angle by which the mean imaging plane is rotated about the axis in order to make the specific determined normal direction closest to be lying in the mean imaging plane. 6. The method as claimed in claim 1 further comprising calculating a measure of variation(s) ... | KONINKLIJKE PHILIPS N.V. | G06K009/00 G06T007/00 A61B005/055 A61B005/107 G06T007/62 G01R033/54 G01R033/56
US10105070 | B2 | 2018-10-23 | Intrauterine access catheter for delivering and facilitating operation of a medical apparatus for assisting parturition | 2015-11-16 | A catheter to access and navigate the uterine cavity through the cervical canal for delivering, deploying, and facilitating operation of a peripheral intrauterine medical apparatus during parturition includes an elongated, flexible tubular catheter body with a handle at the proximal end controlling a steering mechanism and deflecting the distal tip. The catheter includes a lumen that extends the length of catheter body to a distal end region of the catheter. The peripheral medical apparatus is located in the distal end region and is configured to deploy from the distal tip of the catheter into the uterine cavity. A soft catheter tip reduces the likelihood of injury during intrauterine navigation and placement, and sensors associated with the catheter body provide signals that allow for the monitoring of infant, umbilical cord, placenta and uterine muscle activity during labor to assist operation of the peripheral medical apparatus. | 1. A birthing system for augmenting expulsive uterine forces towards a cervical canal during delivery of a fetus from a uterus, the birthing system comprising: a medical apparatus having a balloon body configured to be placed in an intrauterine cavity at a location between an infant and uterine walls, the balloon body configured to transition between a compacted state and an expanded state, wherein when in the expanded state the balloon body applies a force to a base of the fetus in a direction of the cervical canal;a catheter configured to receive the medical apparatus, circumnavigate the fetus and one or more structures within the uterus to place the balloon body in the intrauterine cavity at the location between the infant and the uterine walls, and obtain electrical signals indicative of intrinsic uterine contractions; anda controller coupled to the catheter to receive the electrical signals, and to a source of an agent, the controller configured to: process the electrical signals to detect one of an onset of an intrinsic uterine contraction, an increase in uterine contraction forces, and a decrease in uterine contraction forces,in response to either of a detection of an onset of an intrinsic uterine contraction or an increase in uterine contraction forces, deliver agent from the agent source to the balloon body to at least partially expand the balloon body toward the cervical canal and into contact with the fetus, andin response to a detection of a decrease in uterine contraction forces, discharge agent from the balloon body to at least partially collapse the balloon body away from the fetus and the cervical canal. 2. The birthing system of claim 1, wherein the medical apparatus further comprises a conduit body having a proximal region, a distal region, and an internal lumen, wherein the balloon body is coupled to the distal region of the conduit body and has an internal chamber in fluid communication with the internal lumen of the conduit body. 3. The birthing system of claim 1, wherein the catheter comprises: a handle having a proximal end, a distal end, and a port at the proximal end;an elongated body having a proximal section, a distal section, a port at a distal tip of the distal section; andan inner lumen extending from the distal tip of the elongated body to the port at the proximal end of the handle, the inner lumen configured to slidably receive the medical apparatus through the port at the proximal end of the handle. 4. The birthing system of claim 3, wherein the catheter further comprises: a plurality of sensors at the distal section configured to provide the electrical signals indicative of intrinsic uterine contractions;a connector associated with the handle; anda plurality of electrical wires electrically connecting the plurality of sensors to the controller through the connector associated with the handle. 5. The birthing system of claim 1, wherein: the medical apparatus comprises a pressure sensor configured to obtain an ... | 3VO Medical, Inc. | A61B005/00 A61B005/04 A61B005/06 A61B017/42 A61B005/03 A61B017/00
US10085494 | B2 | 2018-10-02 | Swimwear design and construction | 2017-10-23 | A wetsuit is provided which comprises (a) a first central region comprising a first material and having a first thickness; and (b) a second lateral region comprising a second material and having a second thickness. The buoyancy per unit area of the first region is greater than the buoyancy per unit area of the second region. | 1. A swimsuit comprising: a first central buoyancy enhancing region comprising an aerated polymeric material provided along a vertical centerline on a front of the swimsuit having a first buoyancy per unit area; anda lateral region disposed on either side of the first central buoyancy enhancing region having a second buoyancy per unit area that is greater than the first buoyancy per unit area of the first central buoyancy enhancing region;the swimsuit including a waist portion, a crotch portion, a first leg portion and a second leg portion, each leg portion configured to extend from the waist portion to at least the user's thigh region, andthe first central buoyancy enhancing region extending from about the waist portion to the crotch portion. 2. The swimsuit of claim 1, wherein the first buoyancy per unit area of the first central buoyancy enhancing region is greater than the second buoyancy per unit area of the lateral region. 3. The swimsuit of claim 1, wherein the lateral region comprises a second material. 4. The swimsuit of claim 3, wherein the aerated polymeric material and the second material are the same. 5. The swimsuit of claim 3, wherein the second material comprises a non-aerated polymeric material. 6. The swimsuit of claim 1, wherein the first central buoyancy enhancing region comprises a first thickness and the lateral region comprises a second thickness. 7. The swimsuit of claim 6, wherein the first thickness and the second thickness are the same. 8. The swimsuit of claim 6, wherein the first thickness is greater than the second thickness. 9. The swimsuit of claim 1, wherein the first central buoyancy enhancing region has a width from about 1.0 in. (2.54 cm) to about 7.0 in (17.78 cm). 10. The swimsuit of claim 3, wherein the aerated polymeric material has a first density ρ1 and the second material has a second density ρ2. 11. The swimsuit of claim 3, further comprising a first lateral strip extending down a first lateral side of the first leg portion, wherein a lateral strip buoyancy per unit area of the first lateral strip is less than the buoyancy per unit area of the lateral region. 12. The swimsuit of claim 11, wherein the first lateral strip comprises a third material. 13. The swimsuit of claim 11, wherein the first lateral strip comprises a third thickness. 14. The swimsuit of claim 13, wherein a second thickness of the second material in the lateral region is greater than the third thickness. 15. The swimsuit of claim 3, wherein the aerated polymeric material has a first thickness from about 0.118 in (3.0 mm) to about 0.197 in (5.0 mm). 16. The swimsuit of claim 3, wherein the second material has a second thickness from about 0.078 in (2.0 mm) to about 0.118 in (3.0 mm). 17. The swimsuit of claim 11, wherein the first lateral strip comprises a low density polymeric material or neoprene. 18. The swimsuit of claim 13, wherein the third thickness of the first lateral strip is from about 0.02 in (0.5 mm) to ab... | ROKA SPORTS, INC. | A41D007/00 A61B005/00 A41D001/00 A61B005/024 A41D013/012 G08B006/00 A61B005/0245 G08B021/04
US10071015 | B2 | 2018-09-11 | Wearable device for improving tactile sensitivity | 2014-04-18 | A method increases a tactile sensitivity of a fingertip of a user with a wearable device. The wearable device includes a vibrating element, an actuator for receiving user input, and a control circuitry. The method includes positioning the vibrating element on one of a user's arm, wrist, hand, or proximal finger segment and activating the vibrating element to apply a vibrating force at a first magnitude. The method also includes receiving user input indicating that the user detected movement of the vibrating element at the first magnitude and applying the vibrating force at a second magnitude, the second magnitude being lower than the first magnitude, to increase the tactile sensitivity of at least one fingertip of the user. | 1. A method for enhancing sensory feedback of a target location on a subject comprising: positioning a vibrating element at a first location of the subject, wherein the first location is separated from the target location by a first distance, wherein the first location and the target location are positioned on a same limb of the subject, and wherein the first location is selected from a group consisting of a dorsal wrist area, a volar wrist area, a volar forearm portion, a dorsal forearm portion, and a thenar eminence area, and wherein the target location includes a fingertip of the subject;activating the vibrating element to apply a vibrating force at a first magnitude, wherein the first magnitude provides the lowest detectable vibrating force for the subject;adjusting the vibrating force to a second magnitude, the second magnitude being less than 100% of the first magnitude;applying the vibrating force at the second magnitude; andincreasing sensitivity at the target location in response to the vibrating force at the second magnitude applied at the first location. 2. The method of claim 1, wherein the vibrating element is incorporated into a device further comprising an actuator for receiving input from the subject and a control circuitry, wherein the control circuitry is coupled to the actuator and the vibrating element, and wherein the control circuitry relays input from the actuator to the vibrating element, wherein the step of activating the vibrating element is performed by the subject activating the actuator thereby signaling the control circuitry to generate a white noise signal such that the vibrating element vibrates in accordance with the white noise signal. 3. The method of claim 2, wherein the white noise signal includes a signal with a substantially equal intensity at each frequency between the frequencies of zero Hertz and 500 Hertz. 4. The method of claim 2, wherein the white noise signal includes a signal with a substantially equal intensity at each frequency between the frequencies of 30 Hertz to 300 Hertz. 5. The method of claim 1, wherein the step of activating the vibrating element includes applying the vibrating force initially at a magnitude of approximately zero and increasing the vibrating force until the first magnitude is achieved. 6. The method of claim 5 further comprising the step of the subject applying an input to an actuator to indicate the first magnitude. 7. The method of claim 1, wherein the step of activating the vibrating element to apply the vibrating force at the first magnitude includes the following steps: (a) applying an initial vibrating force at an initial magnitude;(b) applying a second vibrating force that possesses a lower magnitude than the initial vibrating force and is undetectable by the subject;(c) continuing to apply vibrating forces at incrementally lower magnitudes than that associated with the initial vibrating force, wherein between each incrementally lower magnitude, a vibrating for... | UWM Research Foundation, Inc. | A61H023/00 A61H023/02 A61B005/00 A61M021/00
US10104026 | B2 | 2018-10-16 | Fitness activity related messaging | 2017-05-01 | In one embodiment, a method for generating a message to a friend of a user is provided, comprising: processing activity data of a first user measured by an activity monitoring device to update a value of an activity metric for the first user; identifying a change in an inequality relationship between the value of the activity metric for the first user and a value of the activity metric for a second user; in response to identifying the change in the inequality relationship, prompting the first user to generate a message to the second user. | 1. A method for generating a competitive group, comprising: determining, by one or more processors, that a messaging pattern of a first user in sending messages to one or more additional users satisfies a condition for generating the competitive group comprising the one or more additional users;in response to determining that the messaging pattern satisfies the condition, displaying a first graphical user interface (GUI) element, which when selected, causes the competitive group to be generated;in response to receiving an indication of an interaction with the first GUI element, causing an invitation to join the competitive group to be sent to each of the one or more additional users;causing the competitive group to be generated, the competitive group including the first user and, each of the one or more additional users for which an indication of a positive response to the invitation is received; andgenerating a second GUI element comprising a value of at least one activity metric corresponding to each user in the competitive group. 2. The method of claim 1, wherein the condition for generating the competitive group comprises determining that a number of messages sent from the first user to the one or more additional users is greater than or equal to a predefined threshold number. 3. The method of claim 1, further comprising: determining that the first user has sent a threshold number of messages to the one or more additional users; andin response to determining that the first user wishes to send another message to the one or more additional users, displaying the first GUI element on a computing device associated with the first user. 4. The method of claim 3, further comprising determining that the first user wishes to send another message to the one or more additional users based on determining that each of the one or more additional users is selected as a recipient of said another message. 5. The method of claim 1, further comprising determining the value of the at least one activity metric for a given user in the competitive group based on activity data captured by an activity monitoring device associated with the given user. 6. The method of claim 1, further comprising receiving, from the first user prior to generating the competitive group, an indication of one or more activity metrics to be included in the second GUI element. 7. The method of claim 1, further comprising receiving, from the first user prior to generating the competitive group, an indication of a duration for which the competitive group is to be maintained. 8. The method of claim 1, wherein the at least one activity metric comprises one or more of a quantity of steps taken, a quantity of floors climbed, or a quantity of calories burned. 9. The method of claim 1, further comprising generating the second GUI element such that values of the at least one activity metric corresponding to the respective users in the competitive group are in a ranked order. 10. The method o... | Fitbit, Inc. | H04L012/58 H04L029/08 H04L029/06 A61B005/00 A61B005/11 A61B005/22 A63B024/00 G01C022/00 H04L012/18 G06F003/0482
US10078779 | B2 | 2018-09-18 | Gaze time indicator for a vehicle | 2017-02-27 | A system for tracking a gaze of a driver of a vehicle includes a tracking device, a processor, a memory, and a display. The tracking device is configured to track a gaze of a driver of a vehicle. The processor is in electronic communication with the tracking device. The memory is in electronic communication with the processor. The memory includes programming code configured to be executed by the processor. The programming code is configured to determine in real-time a duration of the gaze of the driver of the vehicle tracked by the tracking device. The display is in electronic communication with the processor. The display is configured to display a symbol showing the determined duration, or a portion of the determined duration, of the gaze of the driver of the vehicle as determined by the processor. | 1. A system for tracking a gaze of a driver of a vehicle comprising: a tracking device configured to track a gaze of a driver of a vehicle;a processor in electronic communication with the tracking device;a memory in electronic communication with the processor, the memory comprising programming code configured to be executed by the processor, the programming code configured to determine in real-time a duration of the gaze of the driver of the vehicle away from a path in which the vehicle is moving, and further configured to determine an object that the driver of the vehicle is viewing outside the vehicle and to passively alert the driver of his improper viewing of the object other than the path; anda display in electronic communication with the processor, the display configured to, as controlled by the processor, display an indicator which in real-time fills up, while the vehicle is moving and the driver of the vehicle is gazing away from the path in which the vehicle is moving, to track and display the real-time determined duration of the gaze of the driver as determined by the processor. 2. The system of claim 1 wherein the programming code is further configured to determine in real-time whether the duration exceeds a threshold of safe duration away from the path in which the vehicle is moving. 3. The system of claim 2 wherein the programming code is further configured to cause the system to alert the driver when the duration meets or exceeds said threshold. 4. The system of claim 2 wherein the programming code is further configured to cause the display to display the threshold. 5. The system of claim 1 wherein the system is configured to passively update the driver regarding the duration without changing a function of the vehicle. 6. The system of claim 1 wherein the programming code is further configured to reset the duration when the vehicle stops moving. 7. The system of claim 6 wherein the programming code is further configured to cause the memory to store all duration determinations of the processor for later viewing on the display. 8. The system of claim 2 wherein the programming code is further configured to cause the display to display a difference between the duration and the threshold. 9. The system of claim 2 further comprising an audio device, the programming code further configured to cause the audio device to state the duration or the threshold. 10. The system of claim 2 further comprising an audio device, the programming code further configured to cause the audio device to state the difference between the duration and the threshold. 11. A method of tracking a gaze of a driver of a vehicle comprising: tracking a gaze of a driver of a vehicle with a tracking device;determining in real-time, with a processor, a duration of the gaze of the driver of the vehicle away from a path in which the vehicle is moving, and further determining in real-time, with the processor, an object that the driver is viewing outside the vehicle a... | VISTEON GLOBAL TECHNOLOGIES, INC. | B60K028/06 G06K009/00 G08B021/06 A61B005/00 G06F003/01 A61B003/113 B60W050/14 B60W040/08 G08B021/04 G06Q040/08 A61B005/18
US10067051 | B2 | 2018-09-04 | Method for analyzing biological specimens by spectral imaging | 2015-01-27 | A method for analyzing biological specimens by spectral imaging to provide a medical diagnosis includes obtaining spectral and visual images of biological specimens and registering the images to detect cell abnormalities, pre-cancerous cells, and cancerous cells. This method eliminates the bias and unreliability of diagnoses that is inherent in standard histopathological and other spectral methods. In addition, a method for correcting confounding spectral contributions that are frequently observed in microscopically acquired infrared spectra of cells and tissue includes performing a phase correction on the spectral data. This phase correction method may be used to correct various types of absorption spectra that are contaminated by reflective components. | 1. A method executed by a system for analyzing biological specimens by spectral imaging, comprising: acquiring a spectral image of the biological specimen;acquiring a visual image of the biological specimen; andregistering the visual image and spectral image to generate a registered image,wherein acquiring the spectral image of the biological specimen further comprises: acquiring spectral data from the biological specimen;performing pre-processing on the spectral data by selecting a spectral range, computing a second derivative, performing reverse Fourier transformation, performing zero-filling and reverse Fourier transformation, and performing a phase correction;performing multivariate analysis on the spectral data; andpreparing, by the system, a grayscale or pseudo-color spectral image based on the multivariate analysis of the spectral data. 2. The method of claim 1, further comprising: storing the registered image. 3. The method of claim 2, wherein registering the visual image and spectral image comprises: aligning corresponding control points on the spectral image and visual image. 4. The method of claim 1, wherein the biological specimen comprises cells or tissue. 5. The method of claim 1, wherein acquiring spectral data from the biological specimen comprises: performing infrared spectroscopy, Raman spectroscopy, visible, terahertz, or fluorescence spectroscopy on the biological specimen. 6. The method of claim 1, wherein multivariate analysis of the spectral data comprises: performing unsupervised analysis. 7. The method of claim 6, wherein performing unsupervised analysis comprises: performing hierarchical cluster analysis (HCA) or principal component analysis (PCA). 8. The method of claim 1, wherein multivariate analysis on the spectral data comprises: performing analysis of the data via a supervised algorithm. 9. The method of claim 8, wherein performing analysis of the data via a supervised algorithm comprises: performing analysis of the data via a machine learning algorithm selected from the group consisting of artificial neural networks (ANNs), hierarchical artificial neural networks (hANN), support vector machines (SVM), and random forest algorithms. 10. The method of claim 1, wherein acquiring a visual image of the biological specimen comprises: obtaining a digital image of the biological specimen. 11. The method of claim 1, further comprising: providing one or more of a diagnostic decision and prognostic decision. 12. The method of claim 11, further comprising: obtaining a selected region of a spectral image;comparing data for the selected region to data in a repository that is associated with a disease or condition;determining any correlation between the repository data and the data for the selected region; andoutputting a classification of the selected region based on the determination, wherein the classification is used for one or more of the diagnostic decisions and prognostic decisions. 13. The method of claim 12, ... | CIRECA THERANOSTICS, LLC NORTHEASTERN UNIVERSITY | G01N033/48 G01N033/50 G01N021/31 A61B005/00 G01N021/552 G01N021/64 G01N021/65 G06K009/00 G06F019/00 G06T007/30 G01N021/3581 G01N021/35 G06K009/46
US10070682 | B2 | 2018-09-11 | Method for monitoring an individual's motor load and insole for the implementation thereof | 2015-08-21 | A method for measurements of parameters characterizing human motor activity provides registration of signals generated by load sensors mounted in shoe insoles, with each insole having at least two load sensors, one mounted near the heel, and the other near the toe of the foot. The specific type of motor activity is determined based on temporal correlation of load sensor signals from both insoles and values thereof. Person's weight, including additionally carried weight, is determined by summing up signal values from said load sensors, with the specific type of motor activity considered; thereafter, person's motor stress is determined based on specified type of motor activity and person's weight, including additionally carried weight. The method enables a real-time monitoring of motor stress of a person at different types of motor activity, e.g. running, walking at different pace, standing, with person's weight, including additionally carried weight, taken into consideration. | 1. A method of determining weight of a person and additional weight carried by the person walking at a pace of up to 60 steps per minute, comprising: providing the person with shoes each having (i) a first load sensor disposed in a heel region of a shoe insole and (ii) a second load sensor disposed in a toe region of the shoe insole;registering signals from the first and second load sensors; andusing the signals to determine the weight and the additional weight as follows: P=KW·F, wherein: KW is a calibration factor determined for a person of known weight walking at a pace of up to 60 steps per minute;F is a mean value of a foot pressure force over one walking cycle, wherein: F=(F1max+F2max)/2,where: F1max is a maximum value of summarized foot pressure forces registered by the first and second load sensors in one insole; andF2max is a maximum value of summarized foot pressure forces registered by all the first and second load sensors in other insole;wherein the walking cycle consists of two consecutive steps made by the person. 2. A method of determining weight of a person and additional weight carried by the person walking at a pace of 60 or more steps per minute, comprising: providing the person with shoes each having (i) a first load sensor beings disposed in a heel region of a shoe insole and (ii) a second load sensor being disposed in a toe region of the shoe insole;registering signals from the first and second load sensors; andusing the signals to determine the weight and the additional weight as follows: P=KW·F·(1010−1.2·V−0.026·V2)·0.001,wherein: KW is a calibration factor determined for a person of known weight walking at a pace of up to 60 steps per minute;F is a mean value of foot pressure force over one walking cycle, wherein: F=(F1max+F2max)/2,where: F1max is a maximum value of summarized foot pressure forces registered by all the load sensors of one insole;F2max is the maximum value of summarized foot pressure forces registered by the first and second load sensors in other insole; andV is a number of steps of the person per minute;wherein the walking cycle consists of two consecutive steps made by the person. 3. A method of determining weight of a person and additional weight carried by the person during running, comprising: providing the person with shoes each having (i) a first load sensor disposed in a heel region of a shoe insole and (ii) a second load sensor disposed in a toe region of the shoe insoleregistering signals from the first and second load sensors; andusing the signals to determine the weight and the additional weight as follows: P=KR·F·(1090−4.4·V−0.045·V2)·0.001,wherein: KR is a calibration factor determined for a person of known weight at running;F is a mean value of a foot pressure force over one running cycle, wherein: F=(F1max+F2max)/2,wherein: F1max is a maximum value of summarized foot pressure forces registered by the first and second load sensors of one insole;F2max is the maximum value of summarized foot... | Healbe Corporation | A43B003/00 A43B005/00 G01G003/14 G01G019/44 G01G019/52 A61B005/103 A61B005/11 A61B005/00
US10070821 | B2 | 2018-09-11 | Intraocular pressure measuring and/or monitoring system with inertial sensor | 2012-05-21 | An intraocular pressure measuring and/or monitoring system comprises an intraocular pressure measuring device (1) comprising a support (3) and a pressure sensor (2) united with the support. The support (3) is configured for placing the pressure sensor (2) in contact with an eye (8) of a user for sensing the intraocular pressure (IOP) of the eye. A portable recording device (6) is configured for communicating with the intraocular pressure measuring device (1) and for storing data received from the intraocular pressure measuring device. The system further comprises an inertial and/or environmental sensor (9). | 1. An intraocular pressure measuring system, comprising: an intraocular pressure measuring device comprising a support and a pressure sensor united with said support, said support being configured for placing said pressure sensor in contact with an eye of a user for sensing the intraocular pressure (IOP) of said eye; and a portable recording device configured for communicating with said intraocular pressure measuring device and for storing data received from said intraocular pressure measuring device, wherein said system further comprises at least two inertial sensors, said at least two inertial sensors comprising a first and a second inertial sensor, said first inertial sensor being located in a housing of said portable recording device configured to be worn against the chest of a user, and said second inertial sensor being located in a communication module configured to be placed on a user's head when said intraocular pressure measuring system is worn by said user. 2. The intraocular pressure measuring system of claim 1, wherein said support is a contact lens. 3. The intraocular pressure measuring system of claim 1, wherein said support is configured to be implanted in said eye. 4. The intraocular pressure measuring system of claim 1, wherein said portable recording device comprises an antenna for wirelessly communicating with said intraocular pressure measuring device. 5. The intraocular pressure measuring system of claim 4, wherein said antenna is located in a patch adapted to surround the eye of a user when said intraocular pressure measuring system is worn by said user. 6. The intraocular pressure measuring system of claim 1, wherein said portable recording device is configured for communicating with said inertial sensor and for storing data received from said inertial sensor. 7. An intraocular pressure measuring device comprising a support and a pressure sensor united with said support, said support being configured for placing said pressure sensor in contact with an eye of a user for sensing the intraocular pressure (IOP) of said eye, wherein said device further comprises at least two inertial sensors, said at least two inertial sensors comprising a first and a second inertial sensor, said first inertial sensor being located in a housing of a portable recording device configured to be worn against the chest of a user, and said second inertial sensor being located in a communication module configured to be placed on a user's head when said intraocular pressure measuring system is worn by said user. 8. The intraocular pressure measuring device of claim 7, wherein said support is a contact lens. 9. The intraocular pressure measuring device according to claim 7, wherein said support is configured to be implanted in said eye. 10. The intraocular pressure measuring device of claim 7, further comprising an environmental sensor. 11. The intraocular pressure measuring system of claim 1, further comprising an environmental sensor. 12. Th... | Sensimed SA | A61B005/00 A61B003/16 A61B003/00
US10096104 | B2 | 2018-10-09 | Systems and methods for predicting location, onset, and/or change of coronary lesions | 2016-06-20 | Systems and methods are disclosed for predicting the location, onset, or change of coronary lesions from factors like vessel geometry, physiology, and hemodynamics. One method includes: acquiring, for each of a plurality of individuals, a geometric model, blood flow characteristics, and plaque information for part of the individual's vascular system; training a machine learning algorithm based on the geometric models and blood flow characteristics for each of the plurality of individuals, and features predictive of the presence of plaque within the geometric models and blood flow characteristics of the plurality of individuals; acquiring, for a patient, a geometric model and blood flow characteristics for part of the patient's vascular system; and executing the machine learning algorithm on the patient's geometric model and blood flow characteristics to determine, based on the predictive features, plaque information of the patient for at least one point in the patient's geometric model. | 1. A system for image processing, the system comprising: a data storage device storing instructions for image processing; anda processor configured to execute the instructions to perform a method comprising: receiving time-varying images of a blood vessel with known plaque information at one or more points of the blood vessel;receiving physiological and hemodynamic information at one or more points of the blood vessel for each of the received time-varying images with known plaque information;determining changes in anatomical data over time at one or more points of the blood vessel for the received time-varying images;creating feature vectors comprising: (1) features of the received physiological and hemodynamic information and (2) features of the determined changes in anatomical data, which are predictive of the plaque information of the blood vessel, at one or more points of the blood vessel for each of the received time-varying images with known plaque information;associating the feature vectors with the plaque information at one or more points of the blood vessel for each of the received time-varying images;training a machine learning algorithm for predicting plaque information from a patient at one or more points of a blood vessel, using the associated feature vectors;receiving time-varying images of a blood vessel of a patient with unknown plaque information related to vascular hemodynamics of the blood vessel;receiving physiological and hemodynamic information of the blood vessel of the patient for each of the received time-varying images with unknown plaque information;determining changes in anatomical data over time for the received time-varying images of the blood vessel of the patient with unknown plaque information;creating feature vectors comprising: (1) features of the received physiological and hemodynamic information and (2) features of the determined changes in anatomical data, which are predictive of the plaque information of the blood vessel, at one or more points of the blood vessel for each of the received time-varying images with unknown plaque information of the patient;determining plaque information of the blood vessel of the patient, by inputting the created feature vectors for each of the received time-varying images with unknown plaque information of the patient into the trained machine learning algorithm; andgenerating, using a computer processor, a patient-specific prediction or a patient-specific probability of a development of artery disease for the patient, using the determined plaque information. 2. The system according to claim 1, wherein the processor is further configured for identifying a target region of the received time-varying images of the blood vessel of the patient to determine functional information. 3. The system according to claim 2, wherein the processor is configured for: identifying the plaque information of the blood vessel of the patient by generating a geometric model; and performing a blood f... | HeartFlow, Inc. | G06F019/10 A61B005/02 G06T007/00 A61B005/00 G06N099/00 G06K009/46 G06K009/66 G06N007/00 G16H050/50 G16H050/20
US10091654 | B2 | 2018-10-02 | User authentication method and apparatus | 2016-08-19 | A user authentication apparatus includes: a motion sensor configured to receive motion data associated with a motion of a body of the user authentication apparatus; a biometric sensor configured to receive biometric data associated with a user of the user authentication apparatus; and a processor configured to identify a signature of the user based on the motion data, and authenticate the user based on the identified signature and the biometric data. | 1. A user authentication apparatus, comprising: a motion sensor configured to receive motion data associated with a motion of a body of the user authentication apparatus;a biometric sensor configured to obtain, when a biosignal is measured by the biometric sensor, biometric data from the biosignal, associated with a user of the user authentication apparatus; anda processor configured to: identify a signature of the user based on the motion data; andauthenticate the user based on the identified signature when the biosignal is determined to not be measured, and authenticate the user based on the identified signature and the biometric data when the biosignal is determined to be measured. 2. The user authentication apparatus of claim 1, wherein the processor is further configured to: verify an identity of the user based on the biometric data in response to the biometric data by the biometric sensor being measured; andauthenticate the user based on the identified signature and the verified identity. 3. The user authentication apparatus of claim 1, wherein the motion sensor is further configured to sense a start of a writing action of the user, and collect motion data associated with a motion corresponding to the writing action. 4. The user authentication apparatus of claim 1, wherein: the motion sensor is further configured to receive at least one of an acceleration signal and a writing pressure signal generated with respect to the body in response to a writing action of the user; andthe processor is further configured to track a motion of the body based on at least one of the acceleration signal and the writing pressure signal, and estimate the signature of the user based on the tracked motion. 5. The user authentication apparatus of claim 4, further comprising: a force sensor configured to sense a gripping force used to grip the body,wherein the processor is further configured to detect a handwriting action of the user based on at least one of the acceleration signal, the writing pressure signal, or the gripping force while the motion is being tracked. 6. The user authentication apparatus of claim 1, wherein the processor is further configured to: estimate a writing posture based on at least one of a gripping force applied by the user to grip the body, a writing pressure, or a fingerprint image; andauthenticate the user further based on the writing posture. 7. The user authentication apparatus of claim 1, wherein the biometric sensor is further configured to sense for biometric signal waveform from the user; andthe processor is further configured to distinguish a motion artifact in a result of the sensing from the biometric signal waveform, and authenticate the user further based on the detected motion artifact. 8. The user authentication apparatus of claim 7, wherein the biometric signal waveform is an electrocardiogram (ECG) signal or a photoplethysmograph (PPG) signal. 9. The user authentication apparatus of claim 1, wherein: the biometri... | Samsung Electronics Co., Ltd. | H04W012/06 A61B005/04 G06F003/0354 G06K009/00 H04M001/725 H04L029/06 G06K009/22
US10076259 | B2 | 2018-09-18 | Method and system for evaluating stability of cardiac propagation reserve | 2016-04-21 | A method of determining the susceptibility to ventricular arrhythmias in a subject, the method including determining a reserve of refractoriness (RoR) and a reserve of memory (RoM) and combining the reserve of refractoriness (RoR) and the reserve of memory (RoM) to produce a metric of stability-of-propagation reserve (SoPR) in the subject, a higher value of SoPR indicating lower susceptibility to ventricular arrhythmias in the subject. Systems and apparatus for carrying out the method are also described. | 1. A method of determining the susceptibility to ventricular arrhythmias in a subject, comprising the steps of: (a) collecting at least one QT and DI interval data set from the subject during a stage of gradually increasing heart rate or a stage of gradually decreasing heart rate;(b) estimating QT interval fluctuations, DI interval fluctuations and QT-DI trends by applying an adaptive least-mean square filter to the QT and DI interval data set;(c) calculating a cross-correlation of the QT interval fluctuations with DI fluctuations to determine correlated and anti-correlated portions of the QT and DI interval data set;(d) determining corresponding regression lines for said correlated and anti-correlated portions;(e) finding a plurality of steady state QT-DI points designated by intersections between said QT-DI trends and said corresponding regression lines;(f) fitting action potential durations computed from a rate dependent reaction-diffusion model to corresponding ones of said steady state QT-DI points to give (i) a model excitation threshold and (ii) a minimal level of refractoriness at a plurality of said steady state QT-DI points;(g) at a steady state QT-DI point corresponding to a highest heart rate in said QT and DI interval data set, determining a difference between said minimal level of refractoriness and a model critical excitation threshold for a stable solitary pulse corresponding to the rate dependent reaction diffusion model of step (f) to give a reserve of refractoriness (RoR);(h) fitting action potential durations computed from the rate dependent reaction-diffusion model to said correlated and anti-correlated portions to give a rate of adaptation of each model excitation threshold to a corresponding steady state value at a plurality of said steady state QT-DI points;(i) at the steady state QT-DI point corresponding to the highest heart rate in said QT and DI interval data set, determining an inverse of said rate of adaptation to give a reserve of memory (RoM);(j) combining said reserve of refractoriness (RoR) and said reserve of memory (RoM) to produce a metric of stability-of-propagation reserve (SoPR) in said subject, a higher value of SoPR indicating lower susceptibility to ventricular arrhythmias in said subject;(k) generating a risk of ventricular arrhythmia in the subject based on the metric of stability-of-propagation reserve (SoPR); and(l) administering therapy on the subject based on the generated risk of ventricular arrhythmia in the subject. 2. The method of claim 1, wherein said step (a) of collecting at least one QT and DI interval data set is carried out by surface EKG or intracardiac EKG. 3. The method of claim 1, wherein said step (b) of estimating is carried out by applying low- and high pass filtering. 4. The method of claim 1, wherein said step (d) of determining corresponding regression lines for said correlated and anti-correlated portions is carried out by linear regression analysis. 5. The method of claim... | University of North Carolina Greensboro Duke University | A61N001/362 A61B005/0452 A61B005/00 A61B005/04 A61B005/024 A61B005/0464
US10092193 | B2 | 2018-10-09 | Hypovolemia diagnosis technique | 2014-10-08 | Embodiments of the present disclosure relate to a system and method for determining a risk, onset, or presence of hypovolemia based on one or more features of a plethysmographic waveform during a patient breathing cycle. For example, a hypovolemic patient may exhibit characteristic changes in pulse amplitude or stroke volume during inhalation and exhalation relative to a healthy patient. Further, a trend or pattern of such features may be used to assess the patient's fluid condition. | 1. A method, comprising: using a processor for: receiving a plethysmographic waveform signal from a sensor applied to a patient;determining one or more features of the plethysmographic waveform over time;correlating in time the one or more features of the plethysmographic waveform to an exhalation portion and an inhalation portion of a respiratory cycle of the patient; anddetermining an indication of the patient's blood volume based on a change in the one or more features of the plethysmographic waveform correlated in time with the respiratory cycle during the exhalation portion or the inhalation portion of the respiratory cycle, wherein the one or more features comprise a pulse amplitude, wherein the change comprises an increase in pulse amplitude relative to a baseline pulse amplitude value during the exhalation portion of the respiratory cycle that is greater than a range or threshold and a decrease in pulse amplitude relative to the baseline pulse amplitude value during the inhalation portion of the respiratory cycle that is greater than a second range or threshold, and wherein the indication comprises a risk of hypovolemia. 2. The method of claim 1, comprising analyzing the one or more features of the plethysmographic waveform over time after fluid therapy has been administered to the patient; and determining if the patient's blood volume has changed after administration of fluid therapy. 3. The method of claim 1, wherein determining the one or more features of the plethysmographic waveform over time comprises extracting the one or more features from a wavelet transform of the plethysmographic waveform signal. 4. The method of claim 3, comprising eliminating arrhythmic beats from the plethysmographic waveform signal before determining the one or more features of the plethysmographic waveform over time. 5. The method of claim 3, wherein the one or more features of the plethysmographic waveform over time comprise a number of arrhythmic beats. 6. The method of claim 1, comprising determining a trend of the one or more features of the plethysmographic waveform during the inhalation portion or the exhalation portion of the respiratory cycle and determining the risk of hypovolemia based on the trend. 7. The method of claim 6, wherein determining the trend comprises determining the decrease in pulse amplitude during the inhalation portion of the respiratory cycle. 8. The method of claim 6, wherein determining the trend comprises determining the increase in pulse amplitude during the exhalation portion of the respiratory cycle. 9. The method of claim 1, wherein a trend of the increase in pulse amplitude during the exhalation portion of the respiratory cycle and a trend of the decrease in pulse amplitude during the inhalation portion of the respiratory cycle are indicative of hypovolemia. 10. The method of claim 1, comprising displaying an indicator related to the risk of hypovolemia on a display. 11. The method of claim 1, wherein determin... | Covidien LP | A61B006/00 A61B005/02 A61B005/1455 A61B005/0205 A61B005/026 A61B005/029 A61B005/0295 A61B005/00 A61B005/024 A61B005/08
US10085689 | B1 | 2018-10-02 | Device and method for monitoring and assessment of movement disorder symptoms | 2016-07-15 | The present invention is directed to a device and method for monitoring and assessment of movement disorder symptoms. The device and method disclosed herein are particularly amenable to remote monitoring of a subject's movement disorder symptoms. Briefly stated, in certain preferred embodiments of the present invention the movement disorder monitoring device accompanies a subject to a remote location where the device is used to record data relating to the severity of a subject's movement disorder symptoms over a period of time. This data is then subsequently used by physicians or other clinicians in optimizing and assessing treatment options directed at alleviating a subject's movement disorder symptoms. The method and device of the present invention can be used to monitor symptoms of a number of movement disorders including but not limited to dystonia, essential tremor, Huntington's disease, various ataxias, multiple sclerosis, psychogenic tremor, and Parkinson's disease. | 1. A method of monitoring the efficacy of either a drug or deep brain stimulation (DBS) therapy during treatment at alleviating a subject's Parkinson's disease symptoms, the method comprising the steps of: a) administering at least one dose of a drug or DBS therapy treatment to the subject;b) applying at least one sensor to the subject over a period of time, the sensor adapted for measuring movement of at least one of the subject's extremities and to be in wired or wireless communication with a processor, the sensor and processor being part of a movement disorder monitoring device further comprising a memory, the processor adapted to process and analyze data collected with the at least one sensor and further to quantify severity of the subject's movement disorder symptoms;c) using the at least one sensor to collect movement data from the subject over a period of time;d) preprocessing measured movement data with the processor of the movement disorder monitoring device;e) quantifying severity of the subject's movement disorder symptoms with the processor of the movement disorder monitoring device;f) recording, by the subject, a journal or diary entry through an input on the movement disorder monitoring device at the subject's discretion;g) transmitting the preprocessed movement data, quantified symptom severity, and/or journal or diary entry to a remote database;h) analyzing the preprocessed movement data, quantified symptom severity, and/or journal or diary entry with a second processor to determine the efficacy of the drug or DBS therapy at alleviating the subject's Parkinson's disease symptoms and to determine whether the dose of drug or DBS therapy administered to the subject should be changed; andi) adjusting the subject's dose of drug or DBS parameters according to the results of the analysis. 2. The method of claim 1, wherein the processor of the movement disorder monitoring device is further adapted to wirelessly communicate with a remote database and interact with software or algorithms on the remote database to compare and/or correlate the subject's preprocessed movement data, quantified symptom severity, and/or journal or diary entry with data on the database. 3. The method of claim 2, wherein the movement disorder monitoring device further comprises a touch-sensitive display adapted at least in part be programmed manually or remotely by a clinician or physician to provide instructions and display data and reports to the subject and at least in part for the subject to record journal or diary entries at the subject's discretion. 4. The method of claim 1, wherein the preprocessed movement data, quantified symptom severity, and/or journal or diary entry are consolidated into a report via software on the second processor and indexed and displayed relative to time for viewing and/or analysis by a clinician, physician, and/or the subject to provide an ordered measure of how the data or a subject's symptoms change over time. 5. The method o... | Great Lakes NeuroTechnolgies Inc. | A61B005/00 A61B005/11
US10098588 | B2 | 2018-10-16 | Portable apparatus for noninvasively measuring blood glucose level and operating method thereof | 2017-02-12 | Disclosed is an operating method of a portable apparatus for noninvasively measuring blood glucose levels, and the method comprising (a) measuring a first signal value according to ambient environmental light and temperature by using at least one light receiving elements when an LED which emits light with wavelengths to be absorbed into or scattered by glucose is switched off; (b) measuring a second signal value according to incident light which is scattered by or transmitted through subject tissue and enters the photodetecting unit when the LED is switched on; (c) calculating a glucose concentration measurement of a subject by using the first signal value and the second signal value; and (d) wherein the quantity of light detected by the photodetecting unit is adjusted by feeding the difference between the glucose concentration measurement and a first reference value back to the photodetecting unit. | 1. An operating method of a portable apparatus for noninvasively measuring blood glucose levels, comprising: (a) measuring a first signal value according to ambient environmental light and temperature by using a photodetecting unit which includes at least one light receiving element when an LED which emits light with wavelengths to be absorbed into or scattered by glucose is switched off;(b) measuring a second signal value according to light which is scattered by or transmitted through a subject tissue and enters the photodetecting unit when the LED is switched on; and(c) calculating a glucose concentration measurement of a subject by using the first signal value and the second signal value; and(d) wherein the quantity of light detected by the photodetecting unit is adjusted by feeding light integration time based on the difference between the glucose concentration measurement and a first reference value back to the photodetecting unit of which the light integration time is reduced or increased based on the difference. 2. The operating method of claim 1, (e) the steps from (b) through (d) are repeatedly performed by using the light receiving element which is driven for the light integration time until the glucose concentration measurement becomes equal to the first reference value. 3. The operating method of claim 1, (d) is the step wherein the light integration time of the light receiving element is reduced when the result of subtracting the first reference value from the glucose concentration measurement is positive while the light integration time of the light receiving element is increased when the result of subtracting the first reference value from the glucose concentration measurement is negative. 4. The operating method of claim 1, wherein the step (c) comprises: (c-1) calculating the glucose concentration measurement by correcting the second signal value by subtracting the first signal value from the second signal value; and(c-2) producing blood glucose measuring results of the subject by matching the glucose concentration measurement with a blood glucose level table established to be corresponding to each glucose concentration. 5. The operating method of claim 1, further comprising prior to the step (b): (f) measuring a third signal value according to light which is scattered by or transmitted through the subject tissue and enters the photodetecting unit when a reference LED which emits light with wavelengths which are neither absorbed in nor scattered by glucose is switched on;(g) calculating a compensating value to compensate for a change in the amount of scattering or transmission according to skin characteristics and body temperature of the subject based on the difference between a reference measurement produced by subtracting the first signal value from the third signal value and a second reference value preestablished with reference to a standard subject; and(h) feeding the compensating value back to the light integration time... | - | A61B005/00 A61B005/145
US10105054 | B2 | 2018-10-23 | System, software and method of streaming ECG/EKG data over bluetooth low-energy interface | 2014-02-06 | A system, software and method of streaming ECG/EKG data over Bluetooth low-energy interface. | 1. A system for streaming real-time ECG data to mobile platforms over a Bluetooth Low-Energy (BLE) interface comprising: at least one ECG data acquisition unit,at least one BLE-enabled mobile computational device,a means for the storage of the ECG data,a means for processing the ECG data; anda software protocol wherein the at least one ECG data acquisition unit may communicate with the at least one BLE-enabled mobile computational device and the ECG data may be transmitted to, processed by, analyzed by, stored on or re-transmitted from the BLE-enabled mobile device. 2. The system of claim 1, wherein the means for the storage of the ECG data is inherent in the at least one ECG acquisition unit. 3. The system of claim 1, wherein the means for the storage of the ECG data is inherent in the at least one BLE-enabled mobile computational device. 4. The system of claim 1, wherein the means for processing the ECG data is inherent in the at least one ECG acquisition unit. 5. The system of claim 1, wherein the means for processing the ECG data is inherent in the at least one BLE-enabled mobile computational device. 6. A software product, comprising a non-transitory computational device-readable medium in which program instructions are stored, which instructions, when read by the at least BLE-enabled mobile computational device, cause the BLE-enabled mobile computational device to receive ECG data, process the ECG data and produce a report on the acquired data. 7. A method of streaming real-time ECG data to mobile platforms over a Bluetooth Low-Energy (BLE) interface comprising: providing at least one ECG data acquisition unit,providing at least one BLE-enabled mobile computational device,providing a means for the storage of the ECG data,providing a means for processing the ECG data; andproviding a software protocol wherein the at least one ECG data acquisition unit may communicate with the at least one BLE-enabled mobile computational device and the ECG data may be transmitted to, processed by, analyzed by, stored on or re-transmitted from the BLE-enabled mobile device. 8. The method of claim 7 wherein the step of providing the means for the storage of the ECG data further comprises the step of providing a means for storage of the ECG data which is inherent in the at least one ECG acquisition unit. 9. The method of claim 7 wherein the step of providing the means for the storage of the ECG data further comprises the step of providing a means for storage of the ECG data which is inherent in the at least one mobile computational device. 10. The method of claim 7 wherein the step of providing the means for processing the ECG data further comprises the step of providing a means for processing the ECG data which is inherent in the at least one ECG acquisition unit. 11. The method of claim 7 wherein the step of providing the means for processing the ECG data further comprises the step of providing a means for processing the ECG data which is inherent in... | Nimbleheart Inc. | A61B005/00 A61B005/0432
US10076462 | B2 | 2018-09-18 | Adaptive compression therapy systems and methods | 2017-04-27 | Systems, devices and methods for providing active and/or passive compression therapy to a body part can include a compression device worn over a compression stocking. The compression device can have a pulley based drive train that is driven by a motor to tighten and loosen compression elements, such as compression straps, in a precise, rapid, and balanced manner. Sensors can be used in the compression device and/or compression stockings to provide feedback to modulate the compression treatment parameters. | 1. A system for providing compression treatment to a subject, the system comprising: a wearable compression device configured to provide compression to a body part of the subject, the wearable compression device comprising a non-deformable compression plate, one or more motors disposed on the non-deformable compression plate, one or more compression mechanisms configured to be wrapped around the body part and tightened or loosened by the one or more motors, one or more sensors disposed on the non-deformable compression plate configured to measure physiological data from the body part of the subject and device performance data of the compression device, a controller for controlling the one or more motors according to a set of parameters, and a wireless communications module in communication with the controller and the one or more sensors; anda remote device configured to wirelessly communicate with the wireless communications module of the wearable compression device and to receive the measured physiological data and device performance data and to modulate the set of parameters for controlling the one or more motors. 2. The system of claim 1, further comprising a server or cloud computing network in communication with the remote device, the server or cloud computing network comprising a database that includes population health data, and personal health data, wherein the population health data comprises data from a population of subjects that used or are using compression treatment, wherein the personal health data comprises the subject's medical data, the subject's physiological data, and the device performance data, wherein the remote device, server or cloud computing network is configured to modulate the set of parameters for controlling the one or more motors based on the population health data and the personal health data. 3. The system of claim 1, wherein the remote device is selected from the group consisting of a smart phone, a smart watch, a tablet computer, a laptop computer, server, computing device, and a desktop computer. 4. The system of claim 1, wherein the remote device is programmed to wirelessly operate the wearable compression device. 5. The system of claim 4, wherein the remote device is programmed to wirelessly operate the wearable compressive device, alternating between an active compression mode and a passive compression mode. 6. The system of claim 4, wherein the remote device is programmed to wirelessly operate the wearable compression device according to one or more treatment protocols. 7. The system of claim 6, wherein the treatment protocols are predetermined. 8. The system of claim 6, wherein the treatment protocols are customizable by the subject and/or a healthcare provider. 9. The system of claim 6, wherein the controller and/or the remote device is programmed to modify one or more of the treatment protocols based on the measured physiological data and/or the device performance data. 10. The system of claim ... | RADIAL MEDICAL, INC. | A61H007/00 A61B005/00
US10111607 | B2 | 2018-10-30 | Method and apparatus for controlling lesion size in catheter-based ablation treatment | 2015-12-22 | A method and apparatus that utilizes a force-time integral for real time estimation of lesion size in catheter-based ablation systems. The apparatus measures the force exerted by a contact ablation probe on a target tissue and integrates the force over an energization time of the ablation probe. The force-time integral can be calculated and utilized to provide an estimated lesion size (depth, volume and/or area) in real time. The force-time integral may also account for variations in the power delivered to the target tissue in real time to provide an improved estimation of the lesion size. In one embodiment, the force metric can be used as feedback to establish a desired power level delivered to the probe to prevent steam popping. | 1. A system for visualizing lesions on target tissue, the system comprising a data acquisition and processing unit configured to: receive signals from a force sensor of an elongated flexible catheter comprising an ablation head, said force sensor signals being in reaction to forces exerted against said ablation head by said target tissue;produce a sequence of contact force values based on said force sensor signals acquired over a time period of energization of said ablation head;determine in real time a force-time integral based on said sequence of contact forces;characterize a lesion based on said force-time integral; andgenerate for display a visualization representing said characterization of said lesion. 2. The system of claim 1, wherein said characterization is a size parameter of said lesion, preferably at least one of volume, area, and depth of said lesion. 3. The system of claim 2, wherein said data acquisition and processing unit is configured to determine said size parameter of said lesion using a magnitude of an energization parameter delivered to said ablation head during said energization of said ablation head. 4. The system of claim 3, wherein said data acquisition and processing unit is configured to control said magnitude of said energization parameter during said energization of said ablation head. 5. The system of claim 4, wherein said controlled magnitude of said energization parameter is selected based on the contact forces of said sequence of contact forces to prevent or reduce incidence of steam pop. 6. The system of claim 1, wherein the data acquisition and processing unit is configured for measuring of magnitudes of an energization parameter delivered to said ablation head during said energization of said ablation head. 7. The system of claim 1, wherein said force-time integral is one of a force-energization-time integral, a force-energization-time product, and a normalized force-time integral. 8. The system of claim 1, wherein energization of said ablation head is terminated when said characterization reaches a predetermined value. 9. The system of claim 1, wherein said visualization comprises a first indicia based on said force-time integral and a second indicia based on energization of the ablation head, wherein said first indicia and said second indicia are preferably combined to display a visualization indicative of ablation effectiveness. 10. The system of claim 1, wherein energization further comprises energizing the ablation head when a contact force exceeds a desired force level. 11. The system of claim 1, wherein the data acquisition and processing unit is configured for determining a magnitude of an ablation energization parameter delivered to the ablation head during said period of energization, and wherein said characterizing step further comprises characterizing the lesion based on the force-time integral and the magnitude of the ablation energization parameter delivered to the ablation head. 12. T... | ST JUDE MEDICAL INTERNATIONAL HOLDING S.À R.L. | A61B018/12 A61B005/103 A61B005/00 A61B018/14 A61B018/08 A61B018/00 A61B034/10 A61B090/00 A61B034/30
US10078123 | B2 | 2018-09-18 | System and method for correcting intrinsic heterogeneity in magnetic resonance imaging | 2015-04-17 | A system and method acquiring images of a region of interest (ROI) of a subject using a magnetic resonance imaging system. The system or method are capable of acquiring pathological data from tissue in the ROI believed to be pathological tissue and acquiring baseline data from tissue in the subject believed to not be pathological tissue. The system or method are also capable of determining correlation parameters from baseline data, generating corrected data using the baseline correlation parameters to correct the pathological data at least for intrinsic heterogeneity, and generating a report using the corrected data. | 1. A magnetic resonance imaging (MRI) system comprising: a magnet system configured to generate a polarizing magnetic field about at least a region of interest (ROI) of a subject arranged in the MRI system, the ROI including tissue believed to be pathological tissue;a plurality of gradient coils configured to apply a gradient field with respect to the polarizing magnetic field;a radio frequency (RF) system configured to apply RF excitation fields to the subject and a acquire MR image data therefrom; anda computer programmed to: i) control the plurality of gradient coils and the RF system to acquire diffusion kurtosis imaging (DKI) data from the ROI;ii) determine baseline correlation parameters from baseline MR data;iii) generate relaxation-normalized kurtosis data using the baseline correlation parameters to correct the DKI data at least for relaxation variations affecting kurtosis in the DKI data;iv) generate a report using the relaxation-normalized kurtosis data. 2. The system of claim 1 wherein the baseline correlation parameters include at least one of mean diffusivity (MD), fractional anisotropy (FA), and relaxation rates (R1, R2). 3. The system of claim 1 wherein the computer is further programmed to control the plurality of gradient coils and the RF system to acquire the baseline MR data from the subject at an ROI believed to not include the pathological tissue. 4. The system of claim 1 wherein generating the report includes generating a baseline kurtosis map using the baseline MR data and a corrected kurtosis map using the relaxation-normalized kurtosis data. 5. The system of claim 4 wherein the report includes at least one of a ratio of and a difference between the baseline kurtosis map and the corrected kurtosis map. 6. The system of claim 1 wherein generating the report includes performing a segmentation process to segment lesions in the ROI using the intrinsic heterogeneity corrected kurtosis data. 7. The system of claim 6 wherein the segmentation process includes applying a threshold to identify lesion with a relaxation-normalized kurtosis of more than two standard deviations from a mean. 8. The system of claim 7 wherein the mean is calculated from the baseline MR data. 9. The system of claim 8 wherein the baseline MR data is acquired from a contralateral normal brain. 10. The system of claim 6 wherein the lesions are ischemic kurtosis lesions. 11. A method for acquiring images of a region of interest (ROI) of a subject using a magnetic resonance imaging system, the method comprising: i) acquiring diffusion kurtosis imaging (DKI) data from tissue in the ROI believed to be pathological tissue;ii) acquiring baseline DKI data for tissue believed to not be pathological tissue;iii) determining correlation parameters from baseline DKI data;iv) generating corrected kurtosis data using the baseline correlation parameters by reducing relaxation-normalized in the DKI data; andiv) generating a report using the corrected kurtosis data.... | The General Hospital Corporation | G01V003/00 G01R033/563 A61B005/055 A61B005/00 G01R033/565 G01R033/56
US10065045 | B2 | 2018-09-04 | Method and apparatus for verifying discriminating of tachycardia events in a medical device having dual sensing vectors | 2017-04-03 | A method and medical device for detecting a cardiac event that includes sensing cardiac signals from a plurality of electrodes, sensing a plurality of beats in response to the sensed cardiac signals, identifying each beat of the plurality of beats as one of a normal beat and a not normal beat, determining at least one of whether a number of beats identified as a normal beat is greater than a normal beat threshold, whether an RR interval associated with the beats identified as being a normal beat is less than a threshold interval, and whether RR intervals associated with the beats identified as being normal beats are within an RR interval range, and identifying the cardiac event as being one of shockable and not shockable in response to the determining. | 1. A method of detecting a cardiac event in a medical device, the method comprising: sensing a cardiac signal on a first sensing vector formed from a plurality of electrodes;determining a sensing window that includes a plurality of beats within a portion of the sensed cardiac signal;identifying each beat of the plurality of beats within the sensing window as one of a normal beat and a not normal beat;determining whether periodic normal beats occur in the sensing window; andidentifying the cardiac event as being not shockable based at least on the determination that periodic normal beats occur in the sensing window;identifying the cardiac event as being shockable based at least on the determination that periodic normal beats do not occur in the sensing window; anddelivering a shock to treat the cardiac event identified as being shockable. 2. The method of claim 1, further comprising: performing a gross morphology analysis of the whole cardiac signal sensed on the first sensing vector during the sensing window; andidentifying the cardiac event as being shockable based on both the performed gross morphology analysis identifying the cardiac event as shockable and the determination that periodic normal beats do not occur in the sensing window. 3. The method of claim 1, wherein the sensing window comprises a first sensing window, the method further comprising: determining a second, consecutive sensing window that includes a second plurality of beats within a second portion of the sensed cardiac signal, the second, consecutive sensing window occurring subsequent to the first sensing window;determining a distribution of the normal beats occurring within the first sensing window and the second sensing window;comparing the distribution of the normal beats to a normal beats distribution threshold;identifying the cardiac event as being not shockable based at least on the determined distribution being greater than or equal to the normal beats distribution threshold; andidentifying the cardiac event as being shockable based at least on the determined distribution is less than the normal beats distribution threshold. 4. The method of claim 3 , further comprising: comparing a number of beats identified as being normal beats within the first and second sensing windows to a predetermined threshold;identifying the cardiac event as being not shockable based at least on the determination that number of beats identified as being normal beats within the first and second sensing windows is less than or equal to the predetermined threshold; andidentifying the cardiac event as being shockable based at least on the determination that number of beats identified as being normal beats within the first and second sensing windows is greater than to the predetermined threshold. 5. The method of claim 4, wherein the predetermined threshold comprises a proportion of the plurality of beats. 6. The method of claim 1, wherein the sensing window comprises a first sensing window, ... | Medtronic, Inc. | A61N001/39 A61B005/042 A61B005/0456 A61B005/04 A61B005/0464 A61B005/0452 A61B005/00 A61N001/362
US10111594 | B2 | 2018-10-30 | Compact optical imaging devices, systems, and methods | 2012-09-28 | An optical imaging device and system can be used to visualize and/or provide a quantitative measure of changes in patient vasculature, for example, to monitor responsiveness of a tumor to a particular chemotherapy treatment. A plurality of detectors (e.g., two) are spaced from a plurality of substantially monochromatic light sources (e.g., four) on an interrogation face of the handheld device. Wavelengths of light in the near-infrared range are used to measure the content of hemoglobin, water, and lipid of the tissue that the interrogation face comes in contact with. The light can be modulated so that the effect of ambient light is not minimized or at least reduced. The detected signal is amplified, filtered, and digitized within the device by appropriate electronics. In embodiments, handheld device can include a wireless communication module, such as a Bluetooth device, for wireless transmission of data to/from the remote processor or computer. | 1. A compact optical imaging system, comprising: an imaging probe having a plurality of illumination sources and a plurality of detectors disposed on an interrogation face of said probe, each of the illumination sources operating at a respective substantially monochromatic wavelength; anda processor configured to use signals from the detectors to indicate a degree of contact of the interrogation face with a tissue surface,wherein the plurality of detectors are disposed at respective detection locations spaced from each other on the interrogation face,the plurality of illumination sources are disposed at respective illumination locations spaced from each other and said detection locations on the interrogation face, andthe interrogation face is configured to be brought into contact with an object to be imaged such that light from the light sources is scattered and/or partially absorbed by said object prior to detection by one or more of the plurality of detectors. 2. A compact optical imaging system, comprising: an imaging probe having a plurality of illumination sources and a plurality of detectors disposed on an interrogation face of said probe, each of the illumination sources operating at a respective substantially monochromatic wavelength,wherein the plurality of detectors are disposed at respective detection locations spaced from each other on the interrogation face,the plurality of illumination sources are disposed at respective illumination locations spaced from each other and said detection locations on the interrogation face, andthe interrogation face is configured to be brought into contact with an object to be imaged such that light from the light sources is scattered and/or partially absorbed by said object prior to detection by one or more of the plurality of detectors, wherein the imaging probe includes an indicator which notifies a user of the imaging probe of adequate or inadequate contact of the interrogation surface with a tissue surface. 3. The imaging system of claim 2, wherein the interrogation face is substantially planar. 4. The imaging system of claim 2, wherein the interrogation face is curved in at least one dimension. 5. The imaging system of claim 2, wherein the number of detectors on the interrogation face is at least two, and the number of illumination sources on the interrogation face is at least four. 6. The imaging system of claim 2, wherein the illumination sources are arranged in a two-by-two array, and the detectors are arranged along a line perpendicular to a side edge of the array. 7. The imaging system of claim 2, wherein the detectors are semiconductor photodetectors, and the illumination sources are semiconductor light sources. 8. The imaging system of claim 2, wherein the detectors are silicon photodiodes or charge-coupled devices. 9. The imaging system of claim 2, wherein the illumination sources are laser diodes. 10. The imaging system of claim 2, wherein each of the illumination sources operate... | The Trustees of Columbia University in the City of New York | A61B005/00 A61B005/145 A61B005/1455
US10067054 | B2 | 2018-09-04 | Simple sugar concentration sensor and method | 2017-04-28 | A glucose sensor comprising an optical energy source having an emitter with an emission pattern; a first polarizer intersecting the emission pattern; a second polarizer spaced a distance from the first polarizer and intersecting the emission pattern, the second polarizer rotated relative to the first polarizer by a first rotational amount Θ; a first optical detector intersecting the emission pattern; a second optical detector positioned proximal to the second polarizer, the first polarizer and the second polarizer being positioned between the optical energy source and the second optical detector, the second optical detector intersecting the emission pattern; a compensating circuit coupled to the second optical detector; and a subtractor circuit coupled to the compensating circuit and the first optical detector. | 1. A noninvasive system for measuring glucose, the system comprising: a light source for emitting light capable of penetrating body tissue;a first polarizer proximal to the light source for receiving all or at least a portion of the light emitted from the light source and for providing a first polarized light;a second polarizer spaced apart from the first polarizer and positioned in a manner to receive polarized light provided by the first polarizer after the all or at least a portion of the light passes through the first polarizer to provide a second polarized light;a first detector positioned in a manner to detect at least some or all of the first polarized light; anda second detector positioned in a manner to detect at least some or all of the second polarized light;one or more of the first detector and the second detector being so adjusted, the adjusting comprising at least one of increasing, decreasing, and comparing, a first output of the first detector and a second output of the second detector, to determine a relative intensity of the first polarized light relative to the second polarized light or the second polarized light relative to the first polarized light. 2. The noninvasive system of claim 1, wherein one or more of the first polarizer and the second polarizer are a linearly polarized film. 3. The noninvasive system of claim 1, further comprising a feedback circuit connecting the light source and the first detector and configured to adjust the intensity of the light capable of penetrating body tissue to maintain the at least some or all of the first polarized light detected by the first detector within a first portion calibration range. 4. The noninvasive system of claim 3, wherein the first portion calibration range is defined by an upper calibration threshold greater than a first target intensity value and a lower calibration threshold lesser than a first target intensity value. 5. The noninvasive system of claim 1, wherein the first polarizer and the second polarizer are differentially rotated. 6. The noninvasive system of claim 5, wherein the rotation is from 35 to 55 degrees, or a multiple thereof, and including 35 and 55 degrees, and multiples thereof. 7. The noninvasive system of claim 1, wherein the first polarizer is rotated a rotation with respect to the second polarizer, the rotation comprising about forty five degrees, or a multiple thereof. 8. The noninvasive system of claim 1, wherein the first polarizer is rotated a first rotation with respect to the second polarizer, the rotation comprising about forty five degrees, or a multiple thereof, in addition to a second rotation with respect to the second polarizer, the second rotation caused by measurement of a control positioned between the first polarizer and the second polarizer to establish a baseline measurement of the system, the control being capable of being penetrated or absorbed by the light from the light source. 9. The noninvasive system of claim 1, wher... | K SCIENCES GP, LLC | G01N033/49 G01N021/359 G01N021/3577 A61B005/145 A61B005/1455 A61B005/00 G01N021/21
US10111613 | B2 | 2018-10-30 | Methods for data retention in an implantable medical device | 2005-11-02 | Methods for storing data records associated with a medical monitoring event in a data structure. An implanted device obtains data and stores the data in the data record in a first data structure that is age-based. Before an oldest data record is lost, the oldest data record may be stored in a second data structure that is priority index-based. The priority index may be determined by a severity level and may be further determined by associated factors. The implanted device may organize, off-load, report, and/or display a plurality of data records based on an associated priority index. Additionally, the implanted device may select a subset or composite of physiologic channels from the available physiologic channels based on a selection criterion. | 1. A method for retaining physiologic data in an implantable medical device, wherein the physiologic data comprises an old data record being stored in a first data structure and having an old priority index, the method comprising: sensing a physiologic signal at the implantable medical device with a sensor and converting the physiological signal to physiologic data;(A) receiving a new data record that includes physiologic data obtained for an event;(B) determining a new priority index of the new data record;(C) replacing at least a portion of the old data record with at least a portion of the new data record in the first data structure;(D) if the old priority index exceeds a threshold criterion, storing at least a portion of the old data record in a second data structure, wherein the threshold criterion is pre-determined relative to creation of the old and new data records so as to be determined independently from determining which priority indexes to associate to the old and new data records of the first and second data structures, wherein the first data structure comprises a new data pointer configured to point to one of a plurality of data entries, and, after a data record is stored in the one of a plurality of data entries, point to another data entry where the next incoming data record is to be stored in the first data structure, and wherein the second data structure is distinct from the first data structure;(E) determining the old priority index by determining an old severity level that is associated with the old data record;(F) determining a new severity level that is associated with the new data record, a new priority index of the new data record based on the new severity level;(G) evaluating the new severity level by a processing device of the medical device to control a start of therapy; and(H) using a therapy device of the medical device to provide the therapy. 2. The method of claim 1, wherein (A) further comprises: (i) selecting at least a first physiologic channel from a plurality of physiologic channels; and (ii) including at least one data sample from the at least first physiologic channel into the new data record. 3. The method of claim 2, wherein the first physiologic channel corresponds to a highest clinical relevance of the plurality of physiologic channels. 4. The method of claim 3, further comprising: (iii) selecting another physiologic channel from the plurality of physiologic channels, wherein the other physiologic channel corresponds to the next highest clinical relevance of the plurality of physiologic channels. 5. The method of claim 3, further comprising: (iii) selecting another physiologic channel from the plurality of physiologic channels, wherein the other physiologic channel corresponds to a predetermined fraction of the highest clinical relevance. 6. The method of claim 3, further comprising: (iii) processing each physiologic channel of the plurality of physiologic channels with a window function. 7. The met... | MEDTRONIC, INC. | A61B005/00 A61B005/04 A61N001/372 G06F019/00 G06F017/30 A61B005/0205 A61B005/0402 A61B005/0476 A61B005/11 A61B005/16 G16H010/60 A61N001/36 A61N001/365 A61N001/37 A61B005/021 A61B005/024 A61B005/03 A61B005/08 G16H040/63
US10092187 | B2 | 2018-10-09 | Photoacoustic wave measuring apparatus | 2011-09-06 | A photoacoustic wave measuring apparatus, having: a probe including a plurality of devices which detect an acoustic wave generated by irradiating light onto an object; and a signal processor which acquires information about the object on the basis of an acoustic wave received by the devices, wherein the light is irradiated onto the object from the probe side; the probe includes: bright-field devices having a view angle covering a bright-field illumination area, which is an area where the light is irradiated, on the probe-side surface of the object; and dark-field devices having a field of view which does not cover the bright-field illumination area; and the signal processor uses an acoustic wave received by the dark-field devices when acquiring information about the object on the basis of a acoustic wave received before a predetermined time period is elapsed since the irradiation of light onto the object. | 1. A photoacoustic apparatus, comprising: a probe configured to receive an acoustic wave which is generated by light irradiating an object; and a signal processor configured to acquire information about the object on the basis of the acoustic wave which is received by the probe, wherein the probe includes a bright-field device having a view angle covering a bright-field illumination area, which is an area where the object is irradiated with the light, and a dark-field device having a view angle which does not cover the bright-field illumination area, which are configured to receive the acoustic wave, wherein a first contribution rate for a signal acquired, before a predetermined time period has elapsed since the light irradiation of the object, by said dark-field device is larger than a second contribution rate for a signal acquired, before the predetermined time period has elapsed since the light irradiation of the object, by said bright-field device. 2. The photoacoustic apparatus according to claim 1, wherein a third contribution rate for a signal acquired, after the predetermined time period has elapsed since the light irradiation of the object by said bright-field device is larger than a fourth contribution rate for a signal acquired, after the predetermined time period has elapsed since the light irradiation of the object, by said dark-field device. 3. The photoacoustic apparatus according to claim 1, wherein the predetermined time period is a time period required for attenuating ringing due to an acoustic wave generated in the surface of the object to an intensity of a background signal. 4. The photoacoustic apparatus according to claim 1, wherein said dark-field device has a higher central frequency than said bright-field device. 5. The photoacoustic apparatus according to claim 1, wherein said dark-field device has a smaller size than said bright-field device. 6. The photoacoustic apparatus according to claim 1, wherein said bright-field device is arranged on both sides of said dark-field device. 7. The photoacoustic apparatus according to claim 1, wherein said bright-field device is arranged around the periphery of said dark-field device. 8. The photoacoustic apparatus according to claim 1, further comprising two parallel flat plates configured to sandwich the object. 9. The photoacoustic apparatus according to claim 1, wherein said signal processor is configured to acquire the information about the object for a region within a first depth from the probe, using a signal acquired from said dark-field device and without using a signal acquired from said bright-field device, said signal processor is configured to acquire the information about the object for a region between the first depth and a second depth deeper than the first depth from the probe, using signals acquired from said bright-field device and of said dark-field device, and said signal processor is configured to acquire the information about the object for a region de... | CANON KABUSHIKI KAISHA | G01N021/17 A61B005/00 G01N029/24
US10098559 | B2 | 2018-10-16 | Wearable monitor with arrhythmia burden evaluation | 2018-04-30 | The present disclosure relates to a wearable monitor device and methods and systems for using such a device. In certain embodiments, the wearable monitor records cardiac data from a mammal and extracts particular features of interest. These features are then transmitted and used to provide health-related information about the mammal. | 1. A wearable device for monitoring data, the device comprising: a sensor and circuit configured to detect or derive cardiac signals from a mammal, the circuit configured to estimate a heartbeat time series from the cardiac signals;a transmitter, the transmitter configured to transmit the heartbeat time series to a computing device, the computing device configured to determine an atrial fibrillation burden from the heartbeat time series; andwherein the computing device is configured to provide a report, the report comprising the likelihood of the occurrence of past atrial fibrillation event. 2. The wearable device of claim 1, wherein the atrial fibrillation burden comprises an amount of time spent in atrial fibrillation by the mammal per day. 3. The wearable device of claim 1, wherein the atrial fibrillation burden comprises an amount of time spent in atrial fibrillation by the mammal per minute. 4. The wearable device of claim 1, wherein the atrial fibrillation burden comprises an amount of time spent in atrial fibrillation by the mammal during a sleep period and during a wake period. 5. The wearable device of claim 1, wherein the report comprises a histogram of atrial fibrillation burden. 6. The wearable device of claim 1, further comprising an accelerometer, the accelerometer configured to measure movement of the mammal. 7. The wearable device of claim 6, wherein the atrial fibrillation burden comprises an amount of time spent in atrial fibrillation during movement of the mammal. 8. The wearable device of claim 7, wherein the movement of the mammal comprises a first degree of movement and a second degree of movement. 9. The wearable device of claim 1, wherein the report comprises a 14 day monitoring period. 10. The wearable device of claim 1, wherein the computing device infers a plurality of most probable cardiac rhythms by filtering the heartbeat time series according to a predetermined threshold. 11. The wearable device of claim 1, wherein the sensor and circuit are contained within a chest strap. 12. The wearable device of claim 1, wherein the sensor and circuit are contained within a watch, configured to be worn on a human wrist. 13. The wearable device of claim 1, wherein the sensor and circuit are contained within a wearable fitness band. 14. A wearable device for monitoring data, the device comprising: a sensor and circuit configured to detect or derive cardiac signals from a mammal, the circuit configured to estimate a heartbeat time series from the cardiac signals;a transmitter, the transmitter configured to transmit the heartbeat time series to a computing device, the computing device configured to determine an arrhythmia burden from the heartbeat time series; andwherein the computing device is configured to provide a report, the report comprising the likelihood of the occurrence of past cardiac arrhythmia. 15. The wearable device of claim 14, wherein the arrhythmia comprises ventricular tachycardia. 16. The wearable ... | iRhythm Technologies, Inc. | A61B005/0408 A61B005/046 A61B005/0456 A61B005/0472 A61B005/0432 A61B005/00 A61B005/04 G16H040/67 A61B005/0205 A61B005/024
US10101581 | B2 | 2018-10-16 | Electronic ophthalmic lens with eye closed sensor with open eye prompt and data logging | 2015-07-28 | An eyelid position sensor system for an ophthalmic lens comprising an electronic system is described herein for determining at least one of drowsiness or sleep onset of the wearer. The eyelid position sensor system is part of an electronic system incorporated into the ophthalmic lens. The electronic system in at least one embodiment includes a power source, power management circuitry, one or more sensors, clock generation circuitry, control algorithms and circuitry, and an alert mechanism. The eyelid position sensor system is utilized to determine eyelid position and use this information to determine if the wearer is asleep or awake. | 1. A powered ophthalmic lens, the powered ophthalmic lens comprising: a contact lens;a power source incorporated into the contact lens;an eyelid position sensor system incorporated into the contact lens, the eyelid position sensor system including a sensor array having a plurality of individual sensors vertically spaced from each other to detect eyelid position;an accelerometer incorporated into the contact lens for determining head movement;a rear facing pressure sensor incorporated into the contact lens configured to determine when the contact lens is on eye;a pupil position system having at least one accelerometer for tracking eye movement;a system controller configured to sample each individual sensor in the sensor array to detect eyelid position, the accelerometer to detect head movement and the rear facing pressure sensor to detect when the contact lens is on eye, and provide an output control signal, the system controller, the eyelid position sensor system, the accelerometer, the rear facing pressure sensor and the pupil position sensor being configured to determine at least one of whether the contact lens is on eye, tracking length of blink period width and eyelid open period width, level of eyelid droop, eyelid speed, saccades movement of the pupil, or head droop in combination with longer blink period width, the output control signal being indicative of wakefulness;at least one alert mechanism configured to receive the output control signal and capable of at least one of providing an alert and storing data in response to a determination by the system controller that the eyelid has been closed for a period of time, a level of eyelid droop, eyelid speed, saccades movement of the pupil, or head droop in combination with longer blink period width indicative of at least one of onset of sleep and drowsiness; anda memory preservation controller for testing the power source, at a predetermined frequency, to determine a level of energy that remains, wherein if the energy falls below a predetermined threshold, the memory preservation controller sends an instruction to the system controller to no longer sample the eyelid position sensor system and pupil position system and preserve all data collected. 2. The powered ophthalmic lens according to claim 1, wherein the alert mechanism comprises a light source positioned on the lens to provide a light onto at least one of a retina of a wearer of the lens and the lens itself as the alert. 3. The powered ophthalmic lens according to claim 1, wherein the alert mechanism comprises a transducer to vibrate an eye of a wearer of the lens as the alert. 4. The powered ophthalmic lens according to claim 1, wherein the alert mechanism comprises an electrical stimulator configured to stimulate at least one of a corneal surface and at least one sensory nerve of a cornea. 5. The powered ophthalmic lens according to claim 1, wherein the alert mechanism provides optic zone modification of an optic zone of the cont... | Johnson & Johnson Vision Care, Inc. | A61F002/16 G02B027/00 G02C007/02 G02C007/04 G02C011/00 G08B021/06 A61B003/10 A61B005/18 A61B005/00
US10105096 | B2 | 2018-10-23 | Biological observation apparatus | 2014-07-02 | Provided is a biological observation apparatus including irradiating portions that radiate illumination light onto biological tissue, an imaging portion that, of reflected light reflected at the biological tissue due to the illumination light radiated by the irradiating portions, captures reflected light in a wavelength band in which an absorption characteristic of β-carotene is greater than an absorption characteristic of hemoglobin, thus acquiring a reflected-light image, and a display portion that displays the reflected-light image acquired by the imaging portion. | 1. A biological observation apparatus, comprising: an optical-image forming part for forming an optical image in which, by using a difference in an optical characteristic between an adipose layer and surrounding tissue of the adipose layer in a specific portion, a region including the adipose layer, which contains a greater number of nerves relative to the surrounding tissue, can be distinguished from a region including the surrounding tissue, wherein the optical-image forming part comprises a light source that is configured to radiate illumination light onto a biological tissue at a plurality of different, predetermined wavelengths and a light guide configured to transmit light from the light source to the biological tissue; anda display that, based on the optical image formed by the optical-image forming part, displays distributions of the adipose layer and the surrounding tissue or a boundary therebetween in the optical image, wherein the optical-image forming part is provided with an imaging portion that, of reflected light reflected at the biological tissue due to the illumination light radiated by the light source, captures reflected light in a wavelength band in which an absorption characteristic of β-carotene is greater than an absorption characteristic of hemoglobin, thus acquiring a reflected-light image, wherein the imaging portion acquires a first reflected-light image and a second reflected-light image by capturing first reflected light based only on a first wavelength band within a range from 450 to 500 nm, where the absorption characteristic of β-carotene is greater than the absorption characteristic of hemoglobin, and second reflected light based only on a second wavelength band within a range from 500 to 600 nm, where the absorption characteristic of hemoglobin is greater than the absorption characteristic of β-carotene, by making a distinction between the two,wherein the imaging portion acquires a third reflected-light image by capturing third reflected light based only on a third wavelength band within a range from 600 to 650 nm, where the absorption characteristic of β-carotene and the absorption characteristic of hemoglobin are both low, by making a distinction from the first reflected-light image and the second reflected-light image, andthe display displays a combined image formed by combining the first reflected-light image, the second reflected-light image, and the third reflected-light image by using different colors. 2. The biological observation apparatus according to claim 1, further comprising: a mode switching portion that can switch between a first observation mode for capturing reflected light based only on a wavelength band in which, in a blue wavelength band, the absorption characteristic of β-carotene is greater than the absorption characteristic of hemoglobin and a second observation mode for capturing reflected light in all wavelength bands from blue to red. 3. The biological observation apparatus according ... | OLYMPUS CORPORATION | A61B005/00 A61B001/00 A61B001/06
US10098553 | B2 | 2018-10-16 | Blood pressure monitoring system and method | 2012-09-07 | Systems and methods for correlating diagnostic readings obtained by at least two medical devices can include a pressure offset correction parameter that is calculated for the purpose of correlating oscillometric blood pressure readings between a “home” blood pressure monitor and an “office” blood pressure monitor. The offset correction parameter is used to adjust blood pressure readings of the “home” or “office” blood pressure monitor such that these readings can be validly compared with blood pressure readings obtained using the other blood pressure monitor. In this manner, a more complete and reliable blood pressure trend may be developed and used for managing blood pressure related medical conditions. | 1. A method for correlating diagnostic measurements obtained by at least two different medical devices, the method comprising: obtaining a first diagnostic measurement at a location on a patient by initiating a first oscillometric blood pressure measurement reading with a first medical device using a first inflatable cuff inflated to a pressure exceeding a systolic arterial pressure;obtaining configuration data of the first medical device, the configuration data including set-up information and pneumatic information;configuring a second medical device based on the configuration data of the first medical device;obtaining a second diagnostic measurement at the same location on the patient by initiating a second oscillometric blood pressure measurement reading with the second medical device using the first inflatable cuff or a second inflatable cuff inflated to the pressure exceeding the systolic arterial pressure;generating, by a processing unit, a correction parameter by comparing the first and second diagnostic measurements, wherein the correction parameter includes a pressure offset correction parameter that quantifies a difference in oscillometric blood pressure measured by the first medical device and the second medical device;storing the correction parameter in the second medical device;obtaining, by the second medical device, a blood pressure measurement; andadjusting the blood pressure measurement using the correction parameter by offsetting the blood pressure measurement by the pressure offset correction parameter. 2. The method of claim 1, wherein the first diagnostic measurement is a first blood pressure value and the second diagnostic measurement is a second blood pressure value. 3. The method of claim 2, further comprising mechanically coupling the first medical device and the second medical device. 4. The method of claim 3, further comprising approximately simultaneously calculating, by the processing unit, the first and second blood pressure values. 5. The method of claim 4, further comprising calculating, by the processing unit, the first and second blood pressure values from the first and second oscillometric blood pressure measurement readings. 6. The method of claim 2, further comprising calculating, by the processing unit, the first blood pressure value from the first oscillometric blood pressure measurement reading. 7. The method of claim 6, further comprising wirelessly transmitting the first blood pressure value and the first oscillometric blood pressure measurement reading to the second medical device. 8. The method of claim 7, further comprising calculating, by the processing unit, the second blood pressure value from the second oscillometric blood pressure measurement reading. 9. The method of claim 2, further comprising transferring, by the processing unit, at least the first blood pressure value and the second blood pressure value to a web portal from the second medical device. 10. The method of claim 9, further... | Welch Allyn, Inc. | A61B005/022 A61B005/00
US10076652 | B2 | 2018-09-18 | Method for ultrasound-mediated delivery system to monitor molecular penetration | 2015-08-10 | Methods to use medical imaging to monitor the molecule penetration into CNS during ultrasound-mediated delivery are disclosed. The method states a two-step process to predict the amount of molecular penetration which is based on the observation of medical imaging. The first is to propose a unified exposure input to unify the exposure condition so as to build a transferred relation to imaging index. The second is to propose a unified imaging index to unify the imaging readout so as to build a reliable transferred relation to molecular concentration. Linking these two, the molecular penetration induced by ultrasound irradiation can be estimated from medical imaging with ultrasound exposure conditions and molecular sizes. | 1. A method of an ultrasound-mediated delivery system to monitor molecular penetration comprising: providing a medical imaging system and an ultrasound system;administering a microbubble agent to a capillary in a brain and concurrently applying a first ultrasonic wave to transiently permeate a blood-brain barrier (BBB);determining a unified exposure index (UEI) with multiple exposure parameters of the ultrasound system;applying a second ultrasound wave by the ultrasound system to open the blood-brain barrier (BBB) in the brain;administering a contrast agent suitable for the medical imaging system to the brain;analyzing multiple imaging data obtained from the medical imaging system to calculate at least one imaging index;determining a unified imaging index (UII) by the at least one imaging index which comprises a first imaging index (II1), a second imaging index (II2), a third imaging index (II3) and a fourth imaging index (II4), wherein the first imaging index (II1) represents a molecule penetrating percentage of the contrast agent into the BBB, the second imaging index (II2) represents a total signal intensity change in a fixed time period, the third imaging index (II3) represents an influx permeability of the contrast agent, and the fourth imaging index (II4) represents a volume fraction change of the total molecular penetration into the brain; wherein the UII is described as: UII=g(II1,II2,II3,II4), wherein the g is a function defined as a linear weighted combination of the four imaging index (II1, II2, II3, and II4); anddetermining a concentration of the contrast agent delivered across the BBB using the UEI and the UII. 2. The method of claim 1, wherein the medical imaging system comprises a computed tomography equipment and a magnetic resonance imaging equipment. 3. The method of claim 1, wherein the ultrasound system is a focused ultrasound apparatus. 4. The method of claim 1, wherein the multiple exposure parameters comprise an exposure time, a center frequency, and a pressure. 5. The method of claim 1, wherein the contrast agent comprises a drug, and the drug is to treat neurological diseases and disorders. 6. The method of claim 5, wherein said drug comprises a molecular weight of 0.1 kDa to 200 kDa. 7. The method of claim 1, wherein the at least one imaging index comprises a first imaging index, a second imaging index, a third imaging index, and a fourth imaging index. 8. The method of claim 7, wherein the first imaging index represents a molecule penetrating percentage of the contrast agent in the blood-brain barrier. 9. The method of claim 7, wherein the second imaging index represents a total signal intensity change in a pre-determined time period. 10. The method of claim 7, wherein the third imaging index represents an influx permeability of the contrast agent into the brain. 11. The method of claim 7, wherein the fourth imaging index represents a volume fraction change of total molecular penetration into the brain. 12. T... | CHANG GUNG UNIVERSITY | A61M037/00 A61B005/00 A61B006/03 A61B006/00 A61B005/055 A61B005/145
US10073950 | B2 | 2018-09-11 | Telepresence robot with a camera boom | 2015-01-12 | A remote controlled robot with a head that supports a monitor and is coupled to a mobile platform. The mobile robot also includes an auxiliary camera coupled to the mobile platform by a boom. The mobile robot is controlled by a remote control station. By way of example, the robot can be remotely moved about an operating room. The auxiliary camera extends from the boom so that it provides a relatively close view of a patient or other item in the room. An assistant in the operating room may move the boom and the camera. The boom may be connected to a robot head that can be remotely moved by the remote control station. | 1. A remote controlled robot system, comprising: a remote control station that includes a station camera, a station monitor, a station microphone, and a station speaker; and,a mobile robot located in a facility and capable of participating in a communication session with the remote control station, the mobile robot includes: a mobile platform capable of maneuvering about a floor of the facility in response to movement commands received from the remote control station via a broadband network;a robot monitor;a first robot camera that faces substantially in the direction of the robot monitor;a second robot camera that faces substantially in the direction of the floor;a robot microphone; and,a robot speaker,wherein, during said communication session, the station monitor displays a display user interface that includes an image captured by the first robot camera in an upper portion of the display user interface and an image captured by the second robot camera in a lower portion of the display user interface, wherein a display area of the image from the first robot camera is larger than a display area of the image from the second robot camera, the robot monitor displays an image captured by the station camera, the station speaker reproduces a sound captured by the robot microphone, the robot speaker reproduces a sound captured by the station microphone, and the remote control station generates the movement commands in response to operation of an input device of the remote control station. 2. The system of claim 1, wherein the second robot camera is coupled to the mobile platform via a boom. 3. The system of claim 2, wherein said boom has at least one passive joint. 4. The system of claim 2, further comprising a head that includes the first robot camera and the robot monitor, and wherein said boom is connected to said head. 5. The system of claim 4, wherein said head moves in at least two degrees of freedom relative to the mobile platform. 6. The system of claim 1, wherein the display user interface simultaneously displays the images from the first and second robot cameras. 7. The system of claim 6, wherein the display user interface includes a graphical element that can be selected to change a display of the image captured by the second robot camera. 8. The system of claim 1, wherein the display user interface includes a robot view field, a station view field and an auxiliary camera view field. 9. The system of claim 8, wherein an image from said first robot camera is displayed in the robot view field. 10. The robot of claim 9, wherein an image from the second robot camera is displayed in the auxiliary view field. 11. The robot of claim 10, wherein the image captured by the station camera is displayed in the station view field. 12. A method for controlling a mobile robot in a facility using a remote control station, the method comprising: establishing a communication session with the mobile robot via a broadband network, the robot having a mo... | INTOUCH TECHNOLOGIES, INC. | A61B005/00 H04N007/15 B25J005/00 G06F019/00 G16H040/67
US10111587 | B2 | 2018-10-30 | Eye motion sensing method, flexible contact body, external sensing coil and system | 2016-04-11 | The present invention discloses an eye motion sensing method, a flexible contact body, an external sensing coil, and a system. The method may include: sensing an eye motion by using a servo motion signal of a permanent magnet implanted into a flexible contact body; applying at least four coils disposed externally on a same plane, and monitoring a servo motion of the permanent magnet according to an electromotive force in the coils; and converting the electromotive force to restore an eye motion signal. The present invention can use the sensing coils distributed around an eyepit to detect the electromotive force generated when the eye motion leads to the servo motion of the flexible contact body, and analyze the electromotive force. Accordingly, the eye motion triggered by a perceptual task can be analyzed objectively. | 1. An eye motion sensing method, comprising: sensing an eye motion by using a servo motion signal of an induced magnetic field formed by an annular permanent magnet implanted into a flexible contact body, with a magnetic field direction generated by the induced magnetic field, wherein the servo motion signal is caused by the eye motion, and the permanent magnet is distributed around a corresponding pupil area of the flexible contact body;applying at least four coils disposed externally on the same plane, and monitoring a servo motion of the permanent magnet according to an electromotive force in the coils, wherein center lines of the four coils are respectively located in four directions of the plane coordinate axis and extended to form a cross, the four coils are respectively located in four directions of the cross, and two coils on the same axis have opposite winding directions and are serially connected to be conducive to eliminating outside electromagnetic interference and induce the electromotive force generated by the servo action of the permanent magnet in the middle part of the two coils; and converting the electromotive force to restore an eye motion signal; and whereina magnetic field direction of an induced magnetic field is consistent with a cornea plane, and the plane disposed by the four coils is vertical to the magnetic field direction generated by the induced magnetic field. 2. The eye motion sensing method according to claim 1, wherein the converting comprises: performing a conversion operation on the electromotive force by using a trigonometric function, and then performing compensation. 3. The eye motion sensing method according to claim 2, wherein the method further comprises: storing the restored eye motion signal and uploading the eye motion signal to a data server. 4. The eye motion sensing method according to claim 1, wherein the method further comprises: storing the restored eye motion signal and uploading the eye motion signal to a data server. 5. The eye motion sensing method according to claim 1, wherein the method further comprises: storing the restored eye motion signal and uploading the eye motion signal to a data server. 6. A flexible contact body, which collaborates with external sensing coils to sense an eye motion by using a servo motion signal of an induced magnetic field formed by an annular permanent magnet, wherein the flexible contact body contacts an eye, the permanent magnet is implanted in the flexible contact body, with a magnetic field direction generated by the induced magnetic field, and the permanent magnet is distributed around a corresponding pupil area of the flexible contact body to generate an induced magnetic field that, by means of an eye motion, makes the permanent magnet generate the servo motion signal, wherein the external sensing coil comprises at least four coils on the same plane, and monitors the servo motion of the permanent magnet according to an electromotive force in the coil... | Shenzhen Zhiying Technologies Co., Ltd. | A61B003/14 A61B003/113 G01D005/14 G01D005/20 A61B003/00 A61B005/11 A61B005/00
US10064563 | B2 | 2018-09-04 | Apparatus and methods for detecting increase in intracranial pressure | 2015-06-11 | The disclosed subject matter related to methods and apparatus for determining brain swelling in a patient as well as predicting an increase in intracranial pressure in the patient. The apparatus can include a transducer such as an ultrasound transducer communicatively connected to a controller via wires or via wireless communications device(s). A monitor and/or alarm device can be provided to notify a practitioner when the controller has determined brain swelling is occurring and/or when an imminent increase in intracranial pressure is likely to occur. | 1. An apparatus for predicting intracranial pressure increase in a patient, comprising: a transducer configured for attachment to the patient's head;at least one of a monitor and an alarm device; anda controller communicatively connected to both the transducer and the at least one of the monitor and the alarm device, the controller configured to receive information from the transducer related to at least one of a location and a motion of a first tissue portion relative to at least one of a location and a motion of a second tissue portion,the controller further configured to predict an increase in the volume of an intracranial structure of the patient or intracranial pressure of the patient based on information that motion of the first tissue portion relative to the second tissue portion at a first time occurs at a first value that correlates to expansion of brain tissue, and at a second time occurs at a second value less than the first value that correlates to a decrease in motion of the brain tissue caused by the brain tissue contacting an intracranial structure, and the controller configured to output a signal to the at least one of the monitor and the alarm device if the controller predicts the increase in the volume of an intracranial structure or intracranial pressure. 2. The method of claim 1, wherein the transducer is an ultrasound transducer. 3. The apparatus of claim 1, further comprising: at least one accelerometer communicatively connected to the controller, the at least one accelerometer configured for attachment to at least one of the chest and the head of the patient. 4. The apparatus of claim 3, wherein the controller is configured to receive information from the at least one accelerometer and to use the information to determine whether motion of the first tissue portion is due to brain swelling or due to movement of at least one of the chest and head of the patient. 5. The apparatus of claim 1, further comprising: a respiratory sensor communicatively connected to the controller and configured to determine a respiratory function of the patient. 6. The apparatus of claim 1, further comprising: a cardiac sensor communicatively connected to the controller and configured to determine a cardiac function of the patient. 7. The apparatus of claim 1, further comprising: a respiratory sensor communicatively connected to the controller and configured to obtain respiratory information related to a respiratory function of the patient; anda cardiac sensor communicatively connected to the controller and configured to obtain cardiac information related to a cardiac function of the patient, whereinthe controller is configured to use the respiratory information and the cardiac information to calculate at least one of location and motion of the first tissue portion. 8. The apparatus of claim 1, wherein the first tissue portion is a first brain tissue portion, and the second tissue portion is a second brain tissue portion different from the fi... | NIHON KOHDEN CORPORATION | A61B005/00 A61B005/03 A61B005/11 A61B005/0205 A61B008/08 A61B005/024 A61B005/08 A61B008/15 A61B005/053
US10085695 | B2 | 2018-10-02 | Mental balance or imbalance estimation system and method | 2012-11-12 | The present invention relates to a mental balance or imbalance estimation system (100) and method for estimating a level of mental balance or imbalance of a user (1). The system comprises a skin conductance sensor (20) for sensing the skin conductance of the user (1), the skin conductance over time forming a skin conductance trace (22). The system further comprises a processing unit (10) for receiving and processing the skin conductance trace (22), the processing unit configured to determine at least one stimulus response (24) in the skin conductance trace (22), to determine an estimated cortisol level trace (28) of the user (1) based on the determined at least one stimulus response (24), and to determine the estimated level of mental balance or imbalance of the user (1) based on the estimated cortisol level trace (28). | 1. A device wearable by a user, the device comprising: a band to be wrapped around an appendage of a user;a casing coupled to the band, wherein the casing includes a display on a first side and a skin conductance sensor on a second, opposite side;a sensor system comprising: the skin conductance sensor positioned on the casing configured for sensing a skin conductance of the user; andan estimation system comprising:a processing unit operatively coupled to the display and configured to: receive from the skin conductance sensor information regarding the skin conductance of the user;determine one or more skin conductance traces based on the information regarding skin conductance of the user received over a known period of time;determine a plurality of stimulated responses in the one or more skin conductance traces;determine a plurality of estimated cortisol-level traces of the user based on the plurality of stimulated responses, wherein each respective estimated cortisol-level trace of the plurality of estimated cortisol-level traces extends an amount of time after a respective stimulated response of the plurality of stimulated responses;determine a quantification of a cumulative stress load of the user based on the plurality of estimated cortisol-level traces, wherein the quantification of the cumulative stress load is determined based on the plurality of estimated cortisol-level traces with respect to at least one threshold value; andoutput to the display information indicative of the quantification of the cumulative stress load in a form of a presentable level selected from a plurality of presentable mental imbalance levels. 2. The device of claim 1, wherein each of the plurality of stimulated responses is determined as a first order derivate of a corresponding skin conductance trace. 3. The device of claim 1, comprising: a transmitter transmitting the quantification of the cumulative stress load to a remote terminal. 4. The device of claim 1, wherein the quantification of the cumulative stress load is determined based on the plurality of estimated cortisol-level traces exceeding the at least one threshold level among a plurality of threshold levels. 5. The device of claim 1, wherein the estimation unit receives secondary sensor information from at least one remote secondary sensor. 6. The device of claim 1, wherein the information indicative of the quantification of the cumulative stress load includes at least three different states, wherein each of the at least three different states is a level of the quantified cumulative stress load. 7. The device of claim 6, wherein the at least three different states includes a colored speedometer with a first section in a first color that represents the first state, a second section in a second color that represents the second state, and a third section in a third color that represents the third state, wherein the first, second, and third colors are visually distinct from each other. 8. A system for ... | Koninklijke Philips N.V. | A61B005/00 A61B005/053 A61B005/16 A61B005/145 A61B005/1477
US10086171 | B2 | 2018-10-02 | Intravenous catheter insertion and blood sample devices and method of use | 2017-08-31 | A catheter insertion device includes a housing, a needle, a catheter, and a guide wire. The needle has a proximal end positioned in the housing and a distal end extending beyond a distal end of the housing. The catheter is positioned coaxially over the needle, and includes a flexible tube and a catheter hub on a proximal end of the flexible tube. A proximal portion of the flexible tube and the catheter hub are positioned in the housing. The guide wire has a proximal end positioned in the housing and a distal end positioned in a lumen of the needle. The catheter insertion device also includes a handle coupled to the catheter, wherein movement of the handle relative to the housing moves the catheter hub from a position in the housing to a position outside of the housing. | 1. A catheter insertion device, comprising: a housing;a needle having a proximal end positioned in the housing and a distal end extending beyond a distal end of the housing;a catheter positioned coaxially over the needle, the catheter having a proximal portion including a catheter hub, the proximal portion positioned in the housing in a first position;a guide wire including a proximal end positioned in the housing and a distal end positioned in a lumen of the needle; anda handle coupled to the catheter hub, wherein the handle is designed to enable movement of the catheter from the first position to a second position with respect to the housing, the proximal portion of the catheter positioned outside of the housing in the second position. 2. The catheter insertion device according to claim 1, further comprising a guide wire advancement member, wherein movement of the guide wire advancement member moves the guide wire relative to the needle. 3. The catheter insertion device according to claim 2, wherein the guide wire advancement member includes a guide wire carrier associated with the guide wire in the housing. 4. The catheter insertion device according to claim 2, wherein movement of the guide wire advancement member is initiated by a user. 5. The catheter insertion device according to claim 1, wherein the guide wire distal end comprises a coiled tip. 6. The catheter insertion device according to claim 1, wherein a distal end of the catheter extends beyond a distal end of the housing in the first position. 7. The catheter insertion device according to claim 1, wherein movement of the handle is initiated by a user. 8. The catheter insertion device according to claim 1, wherein the catheter hub comprises a seal. | Vascular Pathways, Inc. | A61B005/00 A61M025/06 A61B005/15 A61M025/01 A61M025/09 A61B017/34 A61B005/153 A61B005/154
US10098540 | B2 | 2018-10-16 | Hyperspectral imaging for detection of Parkinson's disease | 2017-03-03 | Described herein is the use of a visible near infrared (VNIR) hyperspectral imaging system as a non-invasive diagnostic tool for early detection of Parkinson's disease (PD). Also described herein is the use of a VNIR hyperspectral imaging system in high throughput screening of potential therapeutics against PD. | 1. A method for determining whether a subject has a disorder associated with amyloidopathy and/or amyloidosis or is predisposed for developing a disorder associated with amyloidopathy and/or amyloidosis, comprising using a visible near infrared (VNIR) hyperspectral imaging system to obtain a hyperspectral image (HSI) of the retina of the subject and determining whether the HSI is indicative of the formation of amyloid aggregates, wherein the presence of said amyloid aggregates indicates the subject has a disorder associated with amyloidopathy and/or amyloidosis or is predisposed for developing a disorder associated with amyloidopathy and/or amyloidosis, wherein the wavelengths used to obtain the HSI spectrum are in the VNIR range, wherein the method is non-invasive and does not comprise administration of dyes for detection of amyloid aggregates. 2. A method for determining whether a treatment is effective in treating or preventing a disorder associated with amyloidopathy and/or amyloidosis or preventing the progress of a disorder associated with amyloidopathy and/or amyloidosis, comprising using a visible near infrared (VNIR) hyperspectral imaging system to obtain a hyperspectral image (HSI) of the retina of a subject and determining whether the treatment causes a decrease in formation of amyloid aggregates that are indicative of a disorder associated with amyloidopathy and/or amyloidosis, wherein a decrease in formation of amyloid aggregates is indicative of an effective treatment, wherein the wavelengths used to obtain the HSI spectrum are in the VNIR range, wherein the method is non-invasive and does not comprise administration of dyes for detection of amyloid aggregates. 3. The method of claim 1, wherein the disorder associated with amyloidopathy and/or amyloidosis is cerebral amyloid angiopathy, familial amyloid polyneuropathy, Parkinson's disease, Huntington's disease, prolactinoma or a transmissible spongiform encephalopathy. 4. The method of claim 3, wherein the disorder associated with amyloidopathy and/or amyloidosis is Parkinson's disease (PD). 5. The method of claim 4, wherein the HSI spectrum is compared to at least a first previous HSI spectrum obtained from the subject at an earlier point in time, wherein a significant spectral difference between the HSI spectra indicates the subject has PD or is predisposed for developing PD. 6. The method of claim 4, wherein the HSI from the subject is compared to a control reference HSI spectrum and to an PD reference HSI spectrum to determine whether the image comprises spectral differences that are indicative of PD. 7. The method of claim 4, wherein the subject is from about 30 to 50 years old. 8. The method of claim 4, wherein the amyloid aggregates are soluble amyloid aggregates. 9. The method of claim 4, wherein the amyloid aggregates are insoluble amyloid aggregates. 10. The method of claim 2, wherein the disorder associated with amyloidopathy and/or amyloidosis is cerebral amyloi... | Regents of the University of Minnesota | A61B003/12 A61B005/04 G01J003/30 G01J003/40 G01J003/443 G01J009/00 G01N021/31 A61B003/14 A61B005/00
US10111593 | B2 | 2018-10-30 | Monitoring system for monitoring a patient and detecting delirium of the patient | 2012-09-28 | The present invention relates to a monitoring system (1, 2, 3) and a corresponding monitoring method for monitoring a patient and detecting delirium of the patient in an unobtrusive manner without the need of on-body sensors. The proposed monitoring system comprises a monitoring unit (10) for obtaining image data (30) of the patient over time, an image analysis unit (12) for detecting motion events of the patient from the obtained image data (30), an evaluation unit (14) for classifying the detected motion events into delirium-typical motion events and non-delirium-typical motion events, and a delirium determination unit (16) for determining a delirium score (32) from the duration, intensity, type, location and/or occurrence of delirium-typical motion events, said delirium score (32) indicating the likelihood and/or strength of delirium of the patient. | 1. A monitoring system for automated monitoring of a patient and detecting delirium of the patient, comprising: a monitoring unit for obtaining image data of the patient over time,an image analysis unit for detecting motion events of the patient from the obtained image data,an evaluation unit for classifying the detected motion events into delirium-typical motion events and non-delirium-typical motion events, wherein said evaluation unit is configured to determine high and/or low movement counts of detected motion events, anda delirium determination unit for determining a delirium score from the duration of high or low movement counts and/or the duration, intensity, type, location and/or occurrence of delirium-typical motion events, said delirium score indicating the likelihood and/or strength of delirium of the patient. 2. The monitoring system as claimed in claim 1, wherein said delirium determination unit is configured to indicate a higher likelihood and/or higher strength of delirium of the patient the longer, more intense and/or more often delirium-typical motion events occur. 3. The monitoring system as claimed in claim 1, wherein said delirium determination unit is configured to determine a delirium type indicator from the duration of high or low movement counts and/or from the duration, intensity, type, location and/or occurrence of delirium-typical motion events, said delirium type indicator indicating the type of delirium including hyperactive delirium, hypoactive delirium and mixed hyperactive and hypoactive delirium. 4. The monitoring system as claimed in claim 3, wherein said delirium determination unit is configured to determine the delirium type indicator to indicate hyperactive delirium if the accumulated duration of hyperactive periods in a first time interval exceeds a first duration threshold and to determine the delirium type indicator to indicate hypoactive delirium if the accumulated duration of hypoactive periods in said first time interval exceeds a second duration threshold. 5. The monitoring system as claimed in claim 1, wherein said delirium determination unit is configured to determine the delirium score to indicate non-delirium if there is a substantial difference of movement counts between day and night time and/or if the movement counts in a predetermined time interval are between a third and fourth movement count threshold. 6. The monitoring system as claimed in claim 1, wherein said monitoring unit is configured to continuously or at regular intervals obtain image data of the patient, in particular to obtain video data of the patient by use of a video camera. 7. The monitoring system as claimed in claim 1, further comprising an information determination unit for determining additional information about the patient from said image data and/or said detected motion events, said additional information including one or more of a mean activity of the patient in a predetermined time interval, detected motion patter... | KONINKLIJKE PHILIPS N.V. | H04N009/47 A61B005/00 A61B005/0476 A61B005/11 A61B005/16 A61B005/053
US10101319 | B2 | 2018-10-16 | Methods of detecting plasmodium infection | 2014-11-28 | The present invention relates to a method of identifying a subject with a Plasmodium infection. The present invention also relates to a method for monitoring a subject with a Plasmodium infection, for example, following treatment with an anti-malaria compound. Also provided are methods of identifying a compound to treat a Plasmodium infection. | 1. A method for identifying a human subject with a Plasmodium falciparum infection, the method comprising detecting one or more volatile organic compounds selected from the group consisting of allyl methyl sulphide, 1-methylthiopropane, (E)-1-methylthio-1-propene, and (Z)-1-methylthio-1-propene, in the subject or a sample obtained therefrom, wherein the levels of the one or more volatile organic compounds indicates a Plasmodium falciparum infection. 2. The method of claim 1, wherein the levels of the one or more volatile organic compounds also indicate the status of the Plasmodium falciparum infection. 3. The method of claim 1, wherein in the sample is selected from the group consisting of exhaled breath, condensate breath, saliva, blood, sweat, skin microbiota, skin volatile sample and urine. 4. The method of claim 3, wherein the sample is exhaled breath. 5. The method of claim 1 which further comprises comparing the level of the one or more volatile organic compounds to a suitable control. 6. The method of claim 1, wherein the detection or monitoring of the one or more volatile organic compound comprises the use of at least one technique selected from the group consisting of mass spectrometry (MS) (such as gas chromatography mass spectrometry (GCMS), liquid chromatography mass spectrometry (LCMS) and proton transfer reaction mass spectrometry (PTR-MS)); ion mobility spectrometry; field asymmetric ion mobility spectrometry; differential mobility spectrometry (DMS); electronic nose device; biosensor; an antibody-based detection system; colorimetric assays; infrared spectroscopy (IR spectroscopy) (such as near-infrared (NIR), Fourier Transform-Infrared (FTIR) spectroscopy and ring-down cavity spectroscopy); selected ion flow tube mass spectrometry (SIFT), fuel cell electrodes; light absorption spectroscopy; nanoparticle technology; flexural plate wave (FPW) sensors; electrochemical sensors; photoacoustic equipment; laser-based equipment; various ionization techniques and trained animal detection or combinations thereof. 7. The method according to claim 6, wherein the detection or monitoring of the one or more volatile organic compound comprises the use of at least one technique selected from the group consisting of gas chromatography mass spectrometry (GCMS), liquid chromatography mass spectrometry (LCMS), electronic nose device, biosensor, an antibody-based detection system, colorimetric assays, near-infrared (NIR), selected ion flow tube mass spectrometry (SIFT) and proton transfer reaction mass spectrometry (PTR-MS). 8. The method of claim 7, wherein the detection of the one or more volatile organic compound comprises the use of gas chromatography mass spectrometry (GCMS) or an electronic nose device. | Commonwealth Scientific and Industrial Research Organisation | G01N033/497 C12Q001/04 A61B005/08 C12Q001/18 G01N033/50 A61B005/00
US10099084 | B2 | 2018-10-16 | Balance board fitness training device | 2016-12-15 | A balance board fitness training device is provided. The fitness training device may include a deck having a top surface, a bottom surface, and opposing first and second side edges and opposing front and rear longitudinal edges together forming a perimeter of the deck; at least one wheel bracket structure positioned below the deck, the at least one wheel bracket structure rotatably supporting at least two wheels and configured so as to be movable relative to the deck about a pivot line at least partially extending between the opposing first and second side edges of the deck; and at least one resilient member connected to the at least one wheel bracket structure and the deck. | 1. A fitness training device, comprising: a deck comprising a top surface, a bottom surface, and opposing first and second side edges and opposing front and rear longitudinal edges together forming a perimeter of the deck;a wheel bracket structure positioned below the deck, the wheel bracket structure rotatably supporting first and second wheels and configured so as to be tiltable relative to the deck about a pivot line extending between the opposing first and second side edges of the deck; anda lock slidably coupled to the deck to be selectively positioned between the deck and the wheel bracket structure to selectively limit tilting of the wheel bracket structure relative to the deck. 2. The fitness training device of claim 1, wherein the lock is movable between a locked configuration in which the lock is engaged with the wheel bracket structure to limit relative movement between the wheel bracket structure and the deck, and an unlocked configuration in which the lock is disengaged from the wheel bracket structure to permit relative movement between the wheel bracket structure and the deck. 3. The fitness training device of claim 1, wherein the lock selectively engages an upper surface of the wheel bracket structure to releasably secure the lock in a locked configuration. 4. The fitness training device of claim 1, wherein the first and second wheels are positioned to rotate about an axis parallel to the pivot line. 5. The fitness training device of claim 1, wherein: each of the first and second wheels comprises a roller; andeach roller has an overall length and a maximum diameter less than the length. 6. The fitness training device of claim 5, wherein each roller includes a varying diameter that increases along the length of the roller from opposing ends of the roller towards a mid-point of the roller. 7. The fitness training device of claim 5, wherein each roller is positioned so that at least 50% of the maximum diameter is within the perimeter of the deck. 8. The fitness training device of claim 7, wherein approximately 100% of the maximum diameter is within the perimeter of the deck. 9. The fitness training device of claim 1, wherein: the fitness training device includes a rod coupled to the bottom surface of the deck;the wheel bracket structure includes a securement structure arranged to rotate about the rod to accommodate relative movement between the deck and the wheel bracket structure. 10. The fitness training device of claim 1, further comprising a resilient member configured to resist relative movement between the deck and the wheel bracket structure. 11. The fitness training device of claim 1, wherein: the wheel bracket structure includes first and second wheel brackets; andeach wheel bracket is positioned adjacent one of the opposing first and second side edges and perpendicular to a width of the deck. 12. The fitness training device of claim 1, wherein: the bottom surface includes a recess portion sized for receipt of a p... | Nautilus, Inc. | A63B026/00 A63B024/00 A63B022/20 A61B005/00 A63B071/06 A63B021/00 A63B021/068 A63B022/18 A63B023/035 G06F019/00 G09B019/00 A63F013/211 A63F013/24 A63F013/92 A63B021/02 A63B023/12 A63B023/04 A63B065/06 A63B069/00 A63B069/18 A63B071/00 A61B005/11 A63B021/015 A63B021/072 A63B022/16 A63B023/02
US10080842 | B2 | 2018-09-25 | System, method and article for controlling the dispensing of insulin | 2017-05-26 | An integrated circuit includes circuitry to control a process. The process includes adjusting fuzzy-logic control parameters based on received and retrieved blood glucose-related data, predicting blood glucose levels based on the received blood-glucose-related data, and generating control signals to control dispensing of insulin based on the received blood glucose-related data and the fuzzy-logic control parameters. The process may include predicting blood glucose levels based on the retrieved blood glucose-related data. The process may include transitioning between a post-meal correction protocol and a fasting protocol. The process may include transitioning from a post-meal correction protocol to a fasting protocol when a fasting criteria is satisfied. | 1. An integrated circuit including circuitry to control a process, the process comprising: adjusting fuzzy-logic control parameters based on received and retrieved blood glucose-related data;predicting blood glucose levels based on the received blood-glucose-related data; andgenerating control signals to control dispensing of insulin based on the received blood glucose-related data and the fuzzy-logic control parameters. 2. The integrated circuit of claim 1 wherein the process comprises predicting blood glucose levels based on the retrieved blood glucose-related data. 3. The integrated circuit of claim 1 wherein the process comprises selectively transitioning between a post-meal correction protocol and a fasting protocol. 4. The integrated circuit of claim 1 wherein the process comprises transitioning from a post-meal correction protocol to a fasting protocol when a fasting criteria is satisfied. 5. The integrated circuit of claim 1 wherein the process comprises transitioning from a fasting protocol to a post-meal correction protocol when a prandial event is detected. 6. The integrated circuit of claim 1 wherein the process comprises transitioning from a fasting protocol to a user-input protocol when a prandial event is detected. 7. The integrated circuit of claim 1 wherein the fuzzy-logic control parameters comprise fuzzy-logic multipliers. 8. The integrated circuit of claim 1 wherein the predicting blood glucose levels comprises predicting a subsequent blood glucose level based on a previously predicted blood glucose level. 9. The integrated circuit of claim 1 wherein the process comprises implementing at least one of a neural network and a dynamic Bayesian network. 10. The integrated circuit of claim 1 wherein the circuitry comprises a memory storing instructions, and the integrated circuit, in operation, executes the instructions. | Dose Safety | A61B005/00 A61M005/172 A61B005/145 G06F019/00 G06N005/04 G16H050/50
US10078713 | B2 | 2018-09-18 | Global mapping catheter contact optimization | 2015-12-24 | Cardiac catheterization is carried out by constructing a left atrial model of a heart of a living subject, selecting a global catheter that is dimensioned to conform to the left atrial model, representing the catheter in the left atrial model; extending the length axis of the catheter in the left atrial model to form an intersection with the foramen ovale, and reporting the intersection as a recommended site of transseptal puncture for insertion of the catheter therethrough. | 1. A method, comprising the steps of: constructing a left atrial model of a heart of a living subject, the heart having a left atrium, an interatrial septum and a foramen ovale in the septum, wherein constructing the left atrial model comprises forming a 3-dimensional bounding box centered on a point of the left atrial model that corresponds to a center of mass of the left atrium, the bounding box having borders, a length dimension, a width dimension and a height dimension;selecting a global catheter that is dimensioned to conform to the left atrial model, the catheter having a length axis, wherein selecting the global catheter comprises referencing a database of global catheters to identify a selected catheter that conforms to the bounding box according to predefined box-conforming criteria;representing the catheter in the left atrial model, wherein representing the catheter in the left atrial model comprises transforming the catheter into an ellipsoid having a surface and semi axes including a major semi axis and two minor semi-axes, wherein selecting a global catheter further comprises determining that the ellipsoid approximates the bounding box according to the predefined box-conforming criteria;in the left atrial model extending the length axis of the catheter to form an intersection with the foramen ovale; andreporting the intersection as a recommended site of transseptal puncture for insertion of the catheter therethrough. 2. The method according to claim 1, wherein the predefined box-conforming criteria comprises a deviation of the major semi axis of the ellipsoid from the length dimension of the bounding box that is within a first range. 3. The method according to claim 1, wherein the predefined box-conforming criteria comprises a deviation of a sum of the two minor semi-axes of the ellipsoid from a sum of the height dimension and the width dimension of the bounding box that is within a second range. 4. The method according to claim 1, wherein extending the length axis of the catheter comprises extending the major semi axis of the ellipsoid, the method further comprising the steps of: prior to extending the major semi axis of the ellipsoid performing a surface registration of the ellipsoid and the bounding box by adjusting the semi axes of the ellipsoid relative to the length dimension, the width dimension and the height dimension of the bounding box. 5. The method according to claim 4, wherein adjusting the semi axes of the ellipsoid comprises minimizing a root-mean-square deviation between the surface of the ellipsoid and the borders of the bounding box. | Biosense Webster (Israel) Ltd. | A61B034/10 G06F017/50 A61B005/0408 A61B005/042
US10105101 | B2 | 2018-10-23 | Methods, systems, and devices for optimal positioning of sensors | 2014-12-23 | A biomedical sensor has conducting elements disposed at least partly over a skin-facing surface. A sensing element detects a signal representative of a physiological parameter of a body using the conducting elements. A storage device stores a physiological model. A processor determines sensor placement quality by comparing the signal to the model and operates an indicator to indicate the determined quality. A method of measuring using the sensor includes computing a measurement acceptance criterion using numerous measurements, determining whether a subsequent test measurement corresponds to the measurement acceptance criterion obtained from the computing step, and indicating the results via the indicator. A system for measuring a physiological property of the body includes the sensor, a user interface device to receive measurements from the sensor, and a processor associated with the user interface device and configured to provide feedback if the measurement does not meet a selected acceptance criterion. | 1. A biomedical sensor, comprising: a) a sensor body having a skin-facing surface and an opposed surface;b) a plurality of conducting elements disposed at least partly over the skin-facing surface;c) a sensing element connected to the conducting elements, so that the sensing element detects a signal representative of a physiological parameter of a body facing the skin-facing surface using the conducting elements;d) an indicator spaced apart from the skin-facing surface, the indicator including plural separately-activatable visual indicators;e) a storage device storing a physiological model; andf) a processor coupled to the sensing element, the indicator, and the storage device, so that the processor determines a quality of sensor placement by comparing the signal to the stored physiological model and operates the indicator to provide a human-perceptible indication of the determined quality; andwherein the processor is configured to activate none of the visual indicators if the signal corresponds to an absence or failed detection of the physiological parameter; to activate a selected first positive number of the visual indicators if the signal is not consistent with the physiological model; and to activate a selected second positive number of the visual indicators if the signal is consistent with the physiological model, the selected second positive number being greater than the selected first positive number. 2. The sensor according to claim 1, wherein the physiological parameter is selected from the group consisting of blood pressure, pulse rate, pulse wave, skin conductance, galvanic skin response, temperature, electrocardiogram signal, blood glucose concentration, electroencephalogram signal, electromyogram signal, heart rate variability or combinations hereof. 3. The sensor according to claim 1, further including a motion sensor and a storage device storing a motion model corresponding to a selected location on the body, in which the processor is further configured to record motion data from the motion sensor, compare the recorded motion data to the stored motion model, and provide a human-perceptible indication of a result of the comparison. 4. The sensor according to claim 3, in which the processor is configured to provide a human-perceptible indication of the selected location if the recorded motion data do not correspond to the stored motion model. 5. The sensor according to claim 1, in which the processor is further configured to update the stored physiological model using the signal if the comparison indicates the detected physiological parameter corresponds to the stored physiological model. 6. A method of determining optimal placement of a sensor for measuring a physiological parameter of a user, the method comprising: a calibration step of measuring the physiological parameter of the body using a sensor a plurality of times to provide respective measurements;using a processor, automatically computing a measurement acceptance cri... | LifeScan, Inc. | A61B005/00 A61B005/0205 A61B005/06 A61B005/024 A61B005/0478 A61B005/0488 A61B005/053 A61B005/021 A61B005/145
US10070823 | B2 | 2018-09-11 | Mutation signal processing methods, devices and medical detecting apparatuses | 2015-08-10 | Mutation signal processing methods, devices and medical detecting apparatuses are described. The method includes detecting whether or not a mutation signal exists in an input signal; if the mutation signal exists in the input signal, processing the input signal by a filter to obtain an output signal, and updating a prestored difference value according to a difference value obtained by subtracting the output signal from the input signal; and if the mutation signal does not exist in the input signal, using a difference value obtained by subtracting the prestored difference value from the input signal as the output signal. | 1. A mutation signal processing method, comprising: processing an input signal using a mutational signal detector to determine whether or not a mutation signal exists in the input signal;if the mutation signal does not exist in the input signal; processing the input signal by a filter to obtain an output signal;using a subtractor to calculate a first difference value by subtracting the output signal from the input signal; andupdating a prestored difference value according to the first difference value;if the mutation signal exists in the input signal: using a subtractor to calculate a second difference value by subtracting the prestored difference value from the input signal; andoutputting the second difference value as the output signal. 2. The method according to claim 1, wherein the step of detecting whether or not a mutation signal exists in an input signal comprises: determining whether or not the mutation signal exists in the input signal according to amplitude variations of the input signal. 3. The method according to claim 1, wherein the filter is a filter with time-delay or a filter without time-delay. 4. The method according to claim 3, wherein the filter is a filter with time-delay, after the step of detecting whether or not a mutation signal exists in an input signal, the method further comprising: if the mutation signal does not exist in the input signal, updating a stored retaining signal according to the input signal;wherein the step of using a difference value, obtained by subtracting the prestored difference value from the input signal, as the output signal, specifically comprising:processing the stored retaining signal by the filter to obtain a filtered signal;updating the prestored difference value according to a difference value obtained by subtracting the filtered signal from the stored retaining signal; andobtaining the output signal by subtracting the prestored difference value from the input signal after a time-delay. 5. A mutation signal processing device, comprising: a mutation signal detector;a filter;a first subtractor; anda second subtractor, wherein an input end of the mutation signal detector is configured to receive an input signal, a first output end of the mutation signal detector is connected with an input end of the filter, a first input end of the first subtractor is connected with a first output end of the mutation signal detector and the input end of the filter, a second input end of the first subtractor is connected with an output end of the filter, a second output end of the mutation signal detector is connected with a first input end of the second subtractor, and a second input end of the second subtractor is connected with an output end of the first subtractor;the mutation signal detector determines whether or not a mutation signal exists in an input signal, when the mutation signal does not exist in the input signal, and outputs the input signal to the filter and the first subtractor by the first ou... | Shenzhen Mindray Bio-Medical Electronics Co., Ltd. | A61B005/00
US10067773 | B2 | 2018-09-04 | Compatibility checking for user interface customization | 2016-08-26 | Example embodiments of compatibility checking for user interface customization are described. In an example embodiment, a first user interface view including first data items is accessed, each of the first data items referencing a corresponding data item of a data source. Whether the first user interface view is referenced by a second user interface view is determined. Based on the first user interface view not being referenced by a second user interface view, changes to any of the first data items of the first user interface view are allowed during a design time of the first user interface view. Based on the first user interface view being referenced by the second user interface view, one or more of the first data items of the first user interface view being referenced by the second user interface view are identified, and changes to the identified data items are prevented. | 1. A system comprising: one or more hardware processors; anda memory storing instructions that, when executed by at least one of the one or more hardware processors, cause the system to perform operations comprising: accessing a first user interface view comprising a first plurality of data items, each of the first plurality of data items referencing a corresponding data item of a data source;determining whether the first user interface view is referenced by a second user interface view;based on the first user interface view not being referenced by a second user interface view, allowing changes to any of the first plurality of data items of the first user interface view during a design time of the first user interface view;based on the first user interface view being referenced by a second user interface view, identifying one or more of the first plurality of data items of the first user interface view being referenced by the second user interface view; andpreventing changes to at least the one or more of the first plurality of data items of the first user interface view during the design time of the first user interface view. 2. The system of claim 1, the determining whether the first user interface view is referenced by a second user interface view comprising determining whether the first user interface view is directly referenced by a second user interface view or indirectly referenced by a second user interface view through another user interface view. 3. The system of claim 1, the changes allowed comprising at least one of a deletion of one or more of the first plurality of data items of the first user interface view, a renaming of one or more of the first plurality of data items of the first user interface view, or changing an annotation of one or more of the first plurality of data items of the first user interface view. 4. The system of claim 3, the one or more of the first plurality of data items comprising at least one of a database field or a database association. 5. The system of claim 1, the operations further comprising: allowing changes to others of the first plurality of data items of the first user interface view not identified as being referenced by the second user interface view during the design time of the first user interface view. 6. The system of claim 5, the identifying one or more of the first plurality of data items of the first user interface view being referenced by the second user interface view comprising identifying one or more of the first plurality of data items of the first user interface view being referenced directly by the second user interface view or indirectly by the second interface view via another user interface view. 7. The system of claim 5, the preventing of changes to the one or more of the first plurality of data items of the first user interface view comprising preventing at least one of a deletion or a renaming of the one or more of the first plurality of data items of the first user interf... | SAP SE | A61B005/00 G06F009/451 G06F003/0484 G06F003/0481
US10064561 | B2 | 2018-09-04 | Blood pressure measurement apparatus, blood pressure measurement method, and blood pressure measurement program | 2015-03-27 | A CPU detects pulse waves in a pressure signal of a cuff detected during a period of reducing pressure applied by the cuff to a measurement site and acquires blood flow sound signals corresponding to blood flow sounds occurring in the pressure reduction period. Then, data for a pulse wave envelope that associates the amplitude values of the detected pulse waves with the pressurizing pressures at the pulse wave generation times, and data for a blood flow sound envelope that associates the amplitude values of the blood flow sound signals with the pressurizing pressures at the blood flow sound generation times are generated, and the data for the pulse wave envelope and the data for the blood flow sound envelope are used to determine whether or not there is periodic variation in the blood pressure during the pressure reduction period. | 1. A blood pressure measurement apparatus comprising: a cuff configured to be attached at a measurement site of a body;a pressurizing pressure adjustment unit configured to change a pressurizing pressure applied by the cuff to the measurement site;a pressure detection unit that detects pressure in the cuff during a period of changing the pressurizing pressure;a pulse wave detection unit that detects pulse waves in a cuff pressure signal that is a signal output from the pressure detection unit, the pulse waves being pressure components superimposed on the pressurizing pressure in synchronization with the body's pulse;a blood flow sound detection unit that detects blood flow sounds that occur during a period of changing the pressurizing pressure;a pulse wave envelope data generation unit that generates data for a pulse wave envelope that associates amplitude values of the pulse waves detected by the pulse wave detection unit with the pressurizing pressures at times when the pulse waves were generated;a blood pressure determination unit that determines a measured blood pressure value using the data for the pulse wave envelope;a blood flow sound envelope data generation unit that generates data for a blood flow sound envelope that associates amplitude values of blood flow sound signals, which are signals output from the blood flow sound detection unit, with the pressurizing pressures at times when the blood flow sounds were generated;a blood pressure variation determination unit that uses the data for the pulse wave envelope and the data for the blood flow sound envelope to determine whether or not there is periodic variation in the blood pressure during the period of changing the pressurizing pressure; anda control unit that performs control according to the determination result of the blood pressure variation determination unit,wherein if it is determined by the blood pressure variation determination unit that there is periodic variation in the blood pressure, the control unit corrects the data for the pulse wave envelope in accordance with the shape of the pulse wave envelope,wherein if it is determined by the blood pressure variation determination unit that there is periodic variation in the blood pressure, the blood pressure determination unit uses the data for the pulse wave envelope, which was corrected by the control unit, to determine the measured blood pressure value,wherein if the pulse wave envelope has a shape with a plurality of peak portions or a trapezoidal shape that rises accompanying an increase in the pressurizing pressure, subsequently flattens, and falls thereafter, and the blood flow sound envelope has a shape with a plurality of peak portions, each of the peak portions being determined based on peak amplitude values greater than trough amplitude values of adjacent trough portions by a threshold value, the blood pressure variation determination unit determines that there is periodic variation in the blood pressure, andwherein t... | OMRON HEALTHCARE Co., Ltd. | A61B005/02 A61B005/0225 A61B005/021 A61B005/022 A61B005/024 A61B005/00 A61B007/02
US10111591 | B2 | 2018-10-30 | Real-time monitoring systems and methods in a healthcare environment | 2015-08-26 | An apparatus for real time monitoring of a patient is provided and includes a memory element for storing data, a processor that executes instructions associated with the data, an interface that receives sensor data from a sensor that takes measurements from the patient and sends the sensor data according to the sensor's measurement latency, a latency calculator that frequently calculates a latency threshold that varies according to at least a health status of the patient, a timer that continuously monitors the sensor's measurement latency, a comparator that frequently compares the sensor's measurement latency with the calculated latency threshold, and a feedback module that automatically changes the sensor's measurement latency to match with the calculated latency threshold. | 1. An apparatus for real-time monitoring of a patient, comprising: a memory element that stores data;a processor that executes instructions associated with the data;an interface that receives sensor data from a sensor;a latency calculator that calculates a latency threshold that varies according to at least a health status of the patient and latency sensitivity factors;a timer that continuously monitors the sensor's measurement latency;a comparator that compares the sensor's measurement latency with the calculated latency threshold; anda feedback module that generates an alert if the sensor's measurement latency varies from the calculated latency threshold. 2. The apparatus of claim 1, wherein the health status of the patient is determined from at least the sensor data. 3. The apparatus of claim 1, wherein the timer monitors the sensor's measurement latency based on two consecutive receipts of the sensor data. 4. The apparatus of claim 1, wherein the apparatus comprises an adapter removably attached to the sensor. 5. The apparatus of claim 1, wherein the apparatus comprises an adapter integrated with the sensor. 6. The apparatus of claim 1, wherein the apparatus comprises an adapter that communicates wirelessly with the sensor. 7. The apparatus of claim 1, further comprising a network interface that receives various latency calculation settings and patient health status factors from a remote database in a network. 8. The apparatus of claim 7, wherein the apparatus communicates with the database through a clinical operating system executing remotely in the network. 9. The apparatus of claim 1, wherein an administration user interface facilitates configuring the latency calculator with algorithms to calculate the latency threshold. 10. The apparatus of claim 1, wherein the patient health status comprises a data construct of an aggregate of health conditions, population characteristics, diseases, symptoms, medications and medical status of the patient, indicative of a context of measurements by the sensor. 11. A real-time monitoring system, comprising: a first sensor interface that receives sensor data about a patient; anda computer system having a processor that executes software stored on a non-transient computer-readable memory, wherein the software constructs the following modules: a collection module that retrieves sensor data from a plurality of system sensors,a database module that stores a health status and a location of the patient,a latency module that calculates a latency threshold for at least one of the system sensors as a function of at least the health status and the location of the patient and a type of sensor information from the at least one of the system sensors, and further calculates a latency threshold for at least one other system sensor as a function of sensor information from the at least one other system sensor,an alert module that triggers an alert when a sensor's measurement latency exceeds the calculated latenc... | NANTHEALTH, INC. | A61B005/00 A61B005/0205 G06F019/00 A61B005/11
US10111618 | B2 | 2018-10-30 | Dual purpose wearable patch for measurement and treatment | 2017-03-13 | A dual purpose wearable patch includes a stretchable and permeable substrate, a sensing unit mounted in the stretchable and permeable substrate, wherein the sensing unit can conduct a measurement of a user to produce a measurement signal, one or more electrodes respectively attached to the stretchable and permeable substrate, a circuit substrate on the stretchable and permeable substrate, wherein the circuit substrate includes a circuit electrically connected with the one or more electrodes and the sensing unit, and a semiconductor chip mounted on the circuit substrate and in connection with the circuit. The semiconductor chip can receive the measurement signal from the sensing unit and can produce a treatment control signal to control the one or more electrodes to apply a voltage across the user's body. | 1. A dual purpose wearable patch, comprising: a stretchable and permeable substrate;a sensing unit mounted in the stretchable and permeable substrate, wherein the sensing unit includes a bottom portion adapted to be in direct contact with a user's skin, wherein the sensing unit comprises a temperature sensor in thermal contact with the bottom portion to conduct a measurement of a user to produce a measurement signal;one or more electrodes respectively attached to the stretchable and permeable substrate, wherein the one or more electrodes are configured to be in electrical contact with the user's skin and are configured to apply a voltage across the user's body;a circuit substrate on the stretchable and permeable substrate, wherein the circuit substrate comprises a circuit electrically connected with the one or more electrodes and the sensing unit; anda semiconductor chip mounted on the circuit substrate and in connection with the circuit, wherein the semiconductor chip is configured to receive the measurement signal from the sensing unit, wherein the semiconductor chip is configured to produce a treatment control signal to control the one or more electrodes to apply a voltage across the user's body. 2. The dual purpose wearable patch of claim 1, wherein the semiconductor chip is configured to produce a treatment control signal to control the one or more electrodes to apply a voltage across the user's body in response to a measurement signal. 3. The dual purpose wearable patch of claim 1, further comprising: a battery configured to supply power to the circuit and the semiconductor chip. 4. The dual purpose wearable patch of claim 1, wherein the semiconductor chip is configured to switch the circuit, the one or more electrodes, and the sensing unit into or off from a measurement mode and a treatment mode. 5. The dual purpose wearable patch of claim 1, wherein the sensing unit includes a second electrode that is configured to measure an electrical signal from the user's body in conjunction with the one or more electrodes attached to the stretchable and permeable substrate. 6. The dual purpose wearable patch of claim 1, wherein the temperature sensor is configured to measure the user's skin temperature, wherein the measurement signal comprises temperature data. 7. The dual purpose wearable patch of claim 6, wherein the sensing unit further includes a thermally conductive cup having the bottom portion mounted in a first opening in the stretchable and permeable substrate, wherein the temperature sensor is positioned inside and is in thermal conduction cup with the conductive cup, wherein the bottom portion of the thermally conductive cup is configured to be in contact with the user's skin. 8. The dual purpose wearable patch of claim 7, wherein the sensing unit comprises: a thermally-conductive adhesive that fixes the temperature sensor to an inner surface of the conductive cup; anda thermally insulating material in a top portion of the conductiv... | VivaLnk, Inc. | A61N001/00 A61B005/00 A61N001/36 A61B005/01 A61B005/11 A61B005/021 A61B005/024 A61N001/04
US10073155 | B2 | 2018-09-11 | Adjustment method of a magnetic resonance imaging apparatus | 2017-03-01 | An adjustment method of a magnetic resonance imaging apparatus includes: a cooling and excitation step in which work of transporting a superconducting magnet to a facility different from a facility where the superconducting magnet is to be installed, cooling a superconducting coil of the superconducting magnet with a refrigerant, and supplying a current from an external power supply for excitation is repeated until a predetermined rated current flows; a demagnetization and transportation step of demagnetizing the superconducting coil and transporting the superconducting magnet to the facility where the superconducting magnet is to be installed in a state where the superconducting coil is cooled by the refrigerant; and an installation step of installing the superconducting magnet in the facility where the superconducting magnet is to be installed and supplying a predetermined rated current from an external power supply to the superconducting coil in order to excite the superconducting coil. | 1. An adjustment method of a magnetic resonance imaging apparatus including a superconducting magnet, comprising: a cooling and excitation step of temporarily installing the superconducting magnet, which is manufactured in advance and then is transported to a work facility site, at the work site facility and cooling a superconducting coil of the superconducting magnet with a refrigerant, wherein, at the work site facility, supplying a current from an external power supply for excitation to the superconducting coil is executed until a predetermined rated current flows; anda demagnetization and transportation step of demagnetizing the superconducting coil excited by the rated current as a preliminary step and transporting the superconducting magnet from the work site facility in a state where the superconducting coil is cooled by the refrigerant. 2. The adjustment method according to claim 1, wherein a plant for condensing helium gas to liquid helium, a frame on which the superconducting magnet is mounted, a supply pipe used to send liquid helium from the plant to the superconducting magnet, and a recovery pipe used to send helium gas from the superconducting magnet to the plant are provided in the work site facility for excitation. 3. The adjustment method according to claim 1, wherein in the cooling and excitation step, a current value is increased with a predetermined increase rate when supplying a current from the external power supply to the superconducting coil, and a refrigerant is injected again and the current value from the external power supply is increased with a predetermined current value increase rate when a quench occurs in the superconducting coil and the refrigerant evaporates. 4. The adjustment method according to claim 1, wherein in the demagnetization and transportation step, the superconducting coil is transported while maintaining the superconducting coil at a liquid helium temperature or less after the demagnetization. 5. The adjustment method according to claim 4, wherein in the demagnetization and transportation step, the superconducting coil is stored for a predetermined number of days while maintaining the superconducting coil at the liquid helium temperature or less after the demagnetization. 6. The adjustment method according to claim 5, wherein in the demagnetization and transportation step, at least one of an operation of a cryocooler of the superconducting magnet and refrigerant supplementation is executed during the storage. | HITACHI, LTD. | G01R031/28 G01R033/38 A61B005/055 G01R033/3815 H01F006/02 H01F006/04 G01R003/00 G01R033/36
US10092189 | B2 | 2018-10-09 | Determining angular orientation for imaging | 2014-05-16 | The present disclosure provides an OCT imaging system having a variety of advantages. In particular, the OCT system of the present disclosure may provide a more intuitive interface, more efficient usage of controls, and a greater ability to view OCT imaging data. | 1. A method of imaging a sample using a rotary imaging system, the method comprising: generating a rotational position signal based on a sensor coupled to a fiber optic rotating joint (FORJ);acquiring image data based on the FORJ; andsynchronizing acquisition of the image data based on the rotational position signal,wherein the rotational position signal is based on a known position of the FORJ such that acquisition of the image data is synchronized to the known position of the FORJ,wherein the image data comprises a plurality of frames, the method further comprising generating a plurality of rotational position signals, each rotational position signal corresponding to one frame of the plurality of frames, and synchronizing acquisition of each frame to the corresponding rotational position signal. 2. The method of claim 1, wherein the known position comprises a north position of the FORJ. 3. The method of claim 1, wherein the known position comprises a 0 (zero) degree position of the FORJ. 4. The method of claim 1, further comprising generating a rotational speed signal based on the sensor coupled to the FORJ. 5. The method of claim 1, wherein the rotary imaging system is an optical coherence tomography (OCT) system. 6. The method of claim 5, wherein the OCT system is a frequency-domain OCT system. 7. A method of imaging a sample using a rotary imaging system, the method comprising: acquiring a plurality of image frames;generating a plurality of rotational position signals based on a sensor coupled to a fiber optic rotating joint (FORJ), each rotational position signal corresponding to an image frame within the plurality of image frames; andsynchronizing acquisition of each image frame to the corresponding rotational position signal,wherein each rotational position signal is generated based on a known position of the FORJ such that acquisition of each image frame is synchronized to the known position of the FORJ,wherein synchronizing acquisition comprises synchronizing acquisition of a first one of the plurality of image frames with a first one of the rotational position signals and synchronizing acquisition of a second one of the plurality of image frames with a second one of the rotational position signals. 8. The method of claim 7, wherein the known position comprises a designated north position of the FORJ. 9. The method of claim 7, wherein the known position comprises a designated 0 (zero) degree position of the FORJ. 10. The method of claim 7, further comprising generating a plurality of rotational speed signals based on the sensor coupled to the FORJ, each rotational speed signal corresponding to an image frame within the plurality of image frames. 11. The method of claim 7, the rotary imaging system is an optical coherence tomography (OCT) system. 12. The method of claim 11, wherein the OCT system is a frequency-domain OCT system. | NINEPOINT MEDICAL, INC. | A61B005/00 A61B005/06 G01B009/02
US10101429 | B2 | 2018-10-16 | Acoustic transmission device and process for tracking selected hosts | 2015-02-25 | A new acoustic tag and process are disclosed for identifying and tracking underwater hosts in up to three dimensions. The acoustic tag has an operation lifetime up to a year or longer at a pulse rate interval of about 15 seconds. The acoustic tag has a signal detection range up to at least about 500 meters that enhances detection probability. | 1. An acoustic transmission (tag) device, comprising: a power source;a tag circuit;a piezoelectric transducer;a housing configured to be associated with a host to be tracked and wherein the housing is coupled with the power source, the tag circuit and the piezoelectric transducer; andwherein the power source delivers a power source voltage to power the tag circuit, and the tag circuit delivers a selected voltage to the piezoelectric transducer that transmits an acoustic transmission signal at a selected signal intensity between about 159 dB and about 163 dB. 2. The acoustic device of claim 1, wherein the tag is configured to provide a tag lifetime of at least about 365 days at a pulse rate interval of about 15 seconds and a signal intensity of 161 dB. 3. The acoustic device of claim 1, wherein the tag circuit includes a dual boost converter sub-circuit that couples to two analog switches that deliver the selected voltage to the piezoelectric transducer. 4. The acoustic device of claim 1, wherein the tag circuit includes a dual boost converter sub-circuit that generates voltage potentials that alternate between about −3 volts and about +7 volts. 5. The acoustic device of claim 1, wherein the tag circuit delivers a selected voltage delivered to the piezoelectric transducer that is at least about 20 volts (peak-to-peak). 6. The acoustic device of claim 1, wherein the power source delivers a selectable power source voltage between about 1.8 V to about 3.0 V. 7. The acoustic device of claim 1, wherein the tag circuit expends an energy for transmission of the acoustic signal from the piezoelectric transducer of less than or equal to about 283 μJ per transmission at a signal intensity of 161 dB. 8. The acoustic device of claim 1, wherein the tag circuit expends an energy for transmission of the acoustic signal from the piezoelectric transducer of less than or equal to about 385 μJ per transmission at a signal intensity of 163 dB. 9. The acoustic device of claim 1, wherein the piezoelectric transducer delivers the acoustic signal over a transmission range up to at least about 500 meters at full intensity. 10. A method for tracking a selected host, comprising the steps of: associating an acoustic transmission (tag) device with a selected host to be tracked;while the acoustic transmission (tag) device is associated with the host, delivering a selected voltage from a tag circuit powered by a power source to a piezoelectric transducer in the acoustic transmission (tag) device to generate an acoustic transmission signal therein;while the acoustic transmission (tag) device is associated with the host, transmitting the acoustic transmission signal from the piezoelectric transducer at a selected signal intensity between about 159 dB and about 163 dB to track the selected host; andwhile the acoustic transmission (tag) device is associated with the host, transmitting the acoustic transmission signal externally of the host. 11. The method of claim 10, whe... | Battelle Memorial Institute | G01S001/72 G01S005/18 A61B005/07 G06K017/00 H04B001/034 A01K011/00 A61B005/00 A61B005/11 A01K061/90 G06K019/07
US10065009 | B2 | 2018-09-04 | Methods for positioning a medical device in a respiratory system | 2014-04-18 | A method for positioning a medical device in a respiratory system is provided. The method includes providing a medical device system including a positioning apparatus having a body section and an upper section, the upper section slidably coupled to the body section, a flexible guide rod, a visible light source, and a medical device for treating the patient slidably receivable on the flexible guide rod. The method also includes inserting the flexible guide rod into a treatment portion of a respiratory system, emitting visible light from the visible light source, visually observing, outside the patient's body, the emitted visible light, and slidably moving the medical device distally along the flexible guide rod toward the distal end of the flexible guide rod to a selected position relative to the distal end of the flexible guide rod and within said treatment portion of the respiratory system of the patient's body. | 1. A method for positioning a medical device in a respiratory system of a patient, the method comprising: providing a medical device system including a positioning apparatus configured to enable the insertion of a flexible guide rod into a passage of the patient's respiratory system and a guide tube in which the flexible guide rod is slidably received, the positioning apparatus having a body section and an upper section, the body section having a cylindrical central passage, the upper section slidably coupled to the body section such that the upper section slidably moves relative to the body section, and the upper section having a cylindrical passage, such that at least a portion of the cylindrical passage of the upper section and a portion of the cylindrical passage of the body section are parallel, the flexible guide rod having a distal end, a visible light source operatively connected to the flexible guide rod such that visible light from the visible light source can be emitted outward from adjacent the distal end of the flexible guide rod, and a medical device for treating the patient slidably receivable on the flexible guide rod;inserting the flexible guide rod and the guide tube together along a first respiratory system passage of the patient's respiratory system until a distal end of the flexible guide rod is located at a first rod location adjacent an opening to a second respiratory system passage of the patient's respiratory system extending transverse to the first respiratory system passage and an open distal end of the guide tube is located at a first tube location adjacent the opening to the second respiratory system passage;maintaining the guide tube in position so that the distal end of the guide tube is located generally at the first tube location;while performing the step of maintaining the guide tube in position, advancing the flexible guide rod through the guide tube so that the distal end of the flexible guide rod moves in a distal direction relative to the open distal end of the guide tube from the first rod location, to a second rod location in the second respiratory system passage;emitting visible light from the visible light source outward from adjacent the distal end of the flexible guide rod while performing the step of advancing the flexible guide rod such that the emitted visible light is transmitted outward from within the patient's respiratory system and through the patient's body as the flexible guide rod is advanced;visually observing, outside the patient's body, the emitted visible light that is transmitted outward through the patient's body to determine the location of the distal end of the flexible guide rod as the flexible guide rod is advanced; andslidably moving, after said performing the step of visually observing the emitted visible light that is transmitted outward through the patient's body, the medical device distally along the flexible guide rod toward the distal end of the flexible guide rod to a select... | P Tech, LLC | A61B005/06 A61M016/04 A61B008/08 A61B008/12 A61B008/00 A61M025/01 A61B001/00 A61B001/005 A61B001/015 A61B001/06 A61B001/07 A61M025/09 A61M025/02 A61M025/00
US10092232 | B2 | 2018-10-09 | User state selection based on the shape of the exhale stream | 2017-12-06 | The three-dimensional (3D) shape of the exhale stream from a user's nostrils is often correlated with the user's state (e.g., an emotional state and/or a certain health condition). Thus, identifying the shape of a user's exhale stream can help determine the user's state. In one embodiment, a system that selects a state of a user includes at least one inward-facing head-mounted thermal camera that takes thermal measurements of at least three regions below the nostrils (THS). THS are indicative of shape of the exhale stream (SHAPE). The system also includes a computer that generates feature values based on THS, which are indicative of the SHAPE, and utilizes a model to select the state of the user, from among potential states of the user, based on the feature values. Optionally, the system includes a user interface that present the user's selected state. | 1. A system configured to select a state of a user, comprising: at least one inward-facing head-mounted thermal camera (CAM) configured to take thermal measurements of at least three regions below the nostrils (THS);wherein THS are indicative of shape of the exhale stream (SHAPE); anda computer configured to select the state of the user, from among potential states of the user, based on THS. 2. The system of claim 1, wherein the computer is further configured to generate feature values based on THS, and to utilize a machine learning-based model to select the state of the user, from among potential states of the user, based on the feature values; whereby the feature values are indicative of the SHAPE; and wherein, for the same breathing rate, the computer is configured to select different states when THS are indicative of different shapes of the exhale stream (SHAPEs) that correspond to different potential states. 3. The system of claim 2, wherein the different potential states comprise different emotional states. 4. The system of claim 2, wherein the different potential states comprise at least one of: (i) different physiological responses, and (ii) healthy and unhealthy states. 5. The system of claim 2, wherein the machine learning-based model was trained based on: previous THS taken while the user was in a first potential state from among the potential states, and other previous THS taken while the user was in a second potential state from among the potential states. 6. The system of claim 2, wherein the machine learning-based model was trained based on: previous THS taken from users while the users were in a first potential state from among the potential states, and other previous THS taken while the users were in a second potential state from among the potential states. 7. The system of claim 1, wherein for the same breathing rate, respiration volume, and dominant nostril, the computer is configured to select different states when THS are indicative of different SHAPEs that correspond to different potential states. 8. The system of claim 1, wherein the at least one CAM comprises (i) at least three sensing elements (SV) pointed at different vertical positions below the nostrils where the exhale stream is expected to flow, and (ii) at least three sensing elements (SH) pointed at different horizontal positions below the nostrils where the exhale stream is expected to flow; wherein the larger the number of SV that detect the exhale stream, the longer the length of the exhale stream, and the larger the number of SH that detect the exhale stream, the wider the exhale stream. 9. The system of claim 1, wherein the at least three regions are located on (i) at least two positions below the nostrils having a vertical distance above 5 mm between their centers, and (ii) at least two positions below the nostrils having an horizontal distance above 5 mm between their centers. 10. The system of claim 1, further comprising a frame configured to be wo... | Facense Ltd. | A61B005/01 A61B005/16 A61B005/087 A61B005/091 A61B005/00 A61B005/08 H04N005/225 H04N005/33 G01J005/00 G02B027/01
US10114087 | B2 | 2018-10-30 | RF coil and magnetic resonance imaging apparatus | 2015-10-09 | An RF coil includes a puncture needle insertion assembly in which a plurality of holes into which a puncture needle is inserted are formed within a surface of the puncture needle insertion assembly. In the puncture needle insertion assembly, conductors of a plurality of elements of a coil that are being insulated from one another are laid to meander on a frame between the holes. | 1. A radio frequency (RF) coil for use in a magnetic resonance imaging (MRI) apparatus, said RF coil comprising: a puncture needle insertion assembly having a surface with a plurality of defined spaces through which a puncture needle can be inserted,wherein the puncture needle insertion assembly includes stacked layers of insulating material, each layer having laid thereon conductor elements of an RF coil that are insulated from conductor elements of an RF coil on another layer and that are laid to meander on a frame between the spaces. 2. The RF coil according to claim 1, wherein, in the puncture needle insertion assembly, the conductor elements are insulated conductors. 3. The RE coil according to claim 1, wherein, in the puncture needle insertion assembly, electronic components of the RF coil are disposed around an outer circumference of a group of the spaces on said surface. 4. The RF coil according to claim 1, wherein the puncture needle insertion assembly has a thickness in a direction transverse to a surface of the assembly determined by a relative relationship with a shape of the spaces. 5. The RF coil according to claim 1, wherein the puncture needle insertion assembly has a first part containing said conductor elements and a second detachable part disposed on a side which is configured to make contact with a subject when in use. 6. The RF coil according to claim 1, wherein the spaces are disposed in a grid pattern. 7. The RF coil according to claim 1, further comprising: a couchtop having a concave cavity,wherein the conductor elements of the RF coil are disposed along a circumference of the concave cavity. 8. A radio frequency (RF) coil for use in a magnetic resonance imaging (MRI) apparatus, said RF coil comprising: a puncture needle insertion assembly having a surface with a plurality of defined spaces through which a puncture needle can be inserted,wherein the puncture needle insertion assembly includes a first part having stacked layers of insulating material on which RF coil element conductors are located and a detachable second part disposed on a side that is configured to make contact with a subject when in use, wherein the RF coil element conductors are insulated from one another. 9. A magnetic resonance imaging (MRI) apparatus comprising: static and gradient magnetic field generators;RF (radio frequency) transmitter and receiver circuits;an RF coil that includes (a) a puncture needle insertion assembly having a plurality of defined spaces through which a puncture needle can be inserted within a surface thereof and (b) a plurality of RF coil conductor elements disposed on respectively corresponding stacked layers of insulating material and meandering between the spaces, wherein said conductor elements of the RE coil are insulated from one another; anda sequence controller configured to execute an MRI sequence of parallel imaging based on acquiring magnetic resonance signals using said conductor elements of the RF coil. | TOSHIBA MEDICAL SYSTEMS CORPORATION | A61B005/055 G01R033/28 G01R033/3415 G01R033/34 A61B090/11 A61B010/04 A61B017/34
US10113987 | B2 | 2018-10-30 | Washable analyte meters, sealed connectors, and methods of manufacturing and using same | 2014-08-11 | An analyte meter to detect an analyte concentration level in a bio-fluid sample may be cleaned and disinfected with a cleaning liquid without harming electrical and internal meter components. In some embodiments, the analyte meter is washable and immersable and may include a sealed sensor connector, sealed battery connector, and possibly a sealed USB connector that may be subjected to a cleaning liquid without the liquid entering an internal chamber of the analyte meter and contacting internal electronic components. In some embodiments, a sealed display screen and sealed keypad are provided such that liquids are prevented from entering the internal chamber. Manufacturing methods and systems utilizing the analyte sensors are provided, as are numerous other aspects. | 1. An analyte meter, comprising: a meter housing having a first part and a second part interfacing each other to form an internal chamber;an analyte sensor electrical connector having a sensor port configured to receive an analyte sensor through a port entryway of the sensor port; andat least one wash port coupled to the sensor port and separate from the port entryway, the at least one wash port configured to receive a cleaning fluid;wherein the analyte sensor electrical connector includes at least two electrodes at a first wall of the analyte sensor electrical connector, and the at least one wash port is disposed in a second wall opposite the at least two electrodes to facilitate application of the cleaning fluid onto the at least two electrodes and out through the port entryway. 2. An analyte meter, comprising: a meter housing having a first part and a second part interfacing each other to form an internal chamber;an electronic circuit within the internal chamber; andan analyte sensor electrical connector including: a sealed electrical connection through the first part or the second part into the internal chamber,a sensor port configured to receive an analyte sensor through a port entryway of the sensor port, andat least one wash port coupled to the sensor port and separate from the port entryway, the at least one wash port configured to receive a cleaning fluid;wherein the analyte sensor electrical connector includes at least two electrodes at a first wall of the analyte sensor electrical connector, and the at least one wash port is disposed in a second wall opposite the at least two electrodes to facilitate application of the cleaning fluid onto the at least two electrodes and out through the port entryway. 3. The analyte meter of claim 2, wherein the first part and the second part comprise a sealed interface forming the internal chamber as a hermetically-sealed internal chamber. 4. The analyte meter of claim 2, wherein the analyte sensor electrical connector comprises a connector body received in a recessed pocket of the first part or second part. 5. The analyte meter of claim 2, wherein the at least one wash port comprises a plurality of wash ports each disposed opposite a respective electrode and having an elongated slot shape. 6. The analyte meter of claim 2, comprising a sealing layer provided between the analyte sensor electrical connector and the first part or the second part. 7. The analyte meter of claim 2, further comprising a display screen sealed to the first part or the second part such that fluids are prevented from entering the internal chamber from between the display screen and the first or second part. 8. The analyte meter of claim 2, further comprising a battery connector sealed to the first part or the second part such that fluids are prevented from entering the internal chamber from between the battery connector and the first or second part. 9. The analyte meter of claim 2, further comprising a universal serial bu... | ASCENSIA DIABETES CARE HOLDINGS AG | G01N027/327 B08B003/04 H01R013/52 H01R043/14 A61B005/145 A61B005/1468
US10110603 | B2 | 2018-10-23 | Systems, devices, and methods for authentication in an analyte monitoring environment | 2016-12-02 | Systems, devices, and methods are provided that allow the authentication of devices within analyte monitoring systems. The analyte monitoring systems can be in vivo systems and can include a sensor control device with a sensor and accompanying circuitry, as well as a reader device for communicating with the sensor control device. The analyte monitoring systems can interface with a trusted computer system located at a remote site. Numerous techniques of authentication are disclosed that can enable the detection of counterfeit components, such as a counterfeit sensor control device. | 1. A method of authentication in an in vivo analyte monitoring system, comprising: receiving a private key by a reader device, wherein the private key is supplied by a package for a sensor control device, wherein the sensor control device comprises a sensor and analyte monitoring circuitry and the sensor is adapted to be inserted into the body of a user;authenticating the private key using a public key stored within the reader device;if the reader device determines that the private key is authentic and if the sensor has been inserted into the body of the user, then: reading, with the reader device, information indicative of an analyte level of the user from the sensor control device; anddisplaying the analyte level on a display of the reader device; andif the reader device determines that the private key is not authentic, then terminating operation of the reader device with the sensor control device. 2. The method of claim 1, wherein receiving the private key by the reader device comprises: scanning a barcode on the package for the sensor control device with an optical scanner of the reader device, wherein the barcode is representative of the private key. 3. The method of claim 1, wherein receiving the private key by the reader device comprises: scanning the package for the sensor control device with a near field communication (NFC) device, wherein the package comprises an element adapted to provide information representative of the private key in response to an NFC scan. 4. The method of claim 1, wherein the private key is printed on the package for the sensor control device and, wherein the method further comprises reading, by a human, the private key from the package, and wherein the private key is input manually into the reader device. 5. The method of claim 1, further comprising sending an identification request from the reader device over the local wireless communication path to the sensor control device, wherein the sensor control device sends an identifier to the reader device in response to receipt of the identification request. 6. The method of claim 1, wherein the reader device communicates with the sensor control device over a local wireless communication path using: a near field communication (NFC) protocol; a radio frequency identification (RFID) protocol; a Bluetooth protocol; or a Bluetooth Low Energy protocol. 7. The method of claim 1, wherein the reader device is a smart phone, a tablet, a smart glass, or a smart glasses. 8. A method of authentication in an in vivo analyte monitoring system, comprising: digitally signing data with a private key, wherein the private key has a corresponding public key, wherein the digitally signed data includes at least one calibration parameter for a sensor of a sensor control device, wherein the sensor control device comprises the sensor and analyte monitoring circuitry, wherein the sensor is configured to be inserted into a body of a user, and wherein the at least one calibration paramet... | ABBOTT DIABETES CARE INC. | H04L029/06 A61B005/1486 A61B005/00 H04W004/80 H04W012/06 H04W004/02 A61B005/145 A61B005/1495 G06F007/58
US10082395 | B2 | 2018-09-25 | Scaling of electrical impedance-based navigation space using inter-electrode spacing | 2012-10-03 | An algorithm to correct and/or scale an electrical current-based coordinate system can include the determination of one or more global transformation or interpolation functions and/or one or more local transformation functions. The global and local transformation functions can be determined by calculating a global metric tensor and a number of local metric tensors. The metric tensors can be calculated based on pre-determined and measured distances between closely-spaced sensors on a catheter. | 1. A method for determining the position of a medical device including a first impedance-based position sensor and a second impedance-based position sensor, the method comprising: detecting a plurality of respective positions, in a global space, of the first impedance-based position sensor and the second impedance-based position sensor in a first, non-orthonormal coordinate system associated with a current-based electrical field;measuring a plurality of distances between said respective positions;determining a global transformation function using the measured distances between said respective positions;dividing the global space into a plurality of local volumes based on the measured distances between said respective positions;determining a local transformation function for each local volume according to a known distance between the first sensor and the second sensor and according to said measured distances between said respective positions;applying said local transformation function to said detected respective positions of the first sensor and the second sensor in the first coordinate system to: determine corresponding respective positions of the first sensor and the second sensor in a second, orthonormal, coordinate system, andcorrect for local inconsistencies and variations in the respective positions of the first sensor and the second sensor in the first coordinate system; andbased on the respective positions of the first sensor and the second sensor in the second, orthonormal, coordinate system, guiding navigation of the medical device to a treatment site. 2. The method of claim 1, wherein the medical device is a first medical device, the method further comprising: detecting a position of a third sensor coupled to a second medical device in said first coordinate system; andapplying said transformation function to said detected position of the third sensor to relate said detected position of the third sensor to said second coordinate system. 3. The method of claim 2, wherein the first medical device is the second medical device. 4. The method of claim 1, wherein at least one of the first position sensor and the second position sensor is configured to generate an electrical signal indicative of its position for an electrical field-based positioning system. 5. The method of claim 1, further comprising: establishing an interpolation function according to said local transformation function;receiving a signal from a third sensor indicative of a position of the third sensor within said first coordinate system; andapplying said interpolation function to said position of the third sensor to determine a position of the third sensor in a third coordinate system. 6. A method for determining the location of a first or second impedance-based position sensor, the method comprising: detecting a plurality of respective positions, in a global space, of the first impedance-based position sensor and the second impedance-based sensor in a first, non-orthonor... | ST. JUDE MEDICAL, ATRIAL FIBRILLATION DIVISION, INC. | G01C021/00 A61B005/06 A61B034/20 A61B018/14 A61B018/00
US10105179 | B2 | 2018-10-23 | Catheter sensing and irrigating | 2017-05-02 | Ablation systems of the present disclosure facilitate the safe formation of wide and deep lesions. For example, ablation systems of the present disclosure can allow for the flow of irrigation fluid and blood through an expandable ablation electrode, resulting in efficient and effective cooling of the ablation electrode as the ablation electrode delivers energy at a treatment site of the patient. Additionally, or alternatively, ablation systems of the present disclosure can include a deformable ablation electrode and a plurality of sensors that, in cooperation, sense the deformation of the ablation electrode, to provide a robust indication of the extent and direction of contact between the ablation electrode and tissue at a treatment site. | 1. A catheter comprising: a catheter shaft having a proximal end portion and a distal end portion;an irrigation element positioned relative to the catheter shaft to direct irrigation fluid distal to the distal end portion of the catheter shaft; andan ablation electrode coupled to the distal end portion of the catheter shaft,wherein the ablation electrode envelops the irrigation element,the ablation electrode comprises struts coupled to one another at joints to define collectively a plurality of cells,each cell of the plurality of cells is bounded,the struts of the ablation electrode are configured to conduct and deliver ablative energy along their entirety, andthe coupled struts are movable relative to one another such that a maximum radial dimension of the ablation electrode increases by at least a factor of two as the coupled struts move relative to one another to transition the ablation electrode from a compressed state, in the presence of external force, to an uncompressed state, in the absence of external force. 2. The catheter of claim 1, wherein the struts are in electrical communication with one another to form a single electrical conductor. 3. The catheter of claim 1, wherein the ablation electrode includes an inner portion and an outer portion, opposite the inner portion, and the inner portion is in fluid communication with the outer portion through the plurality of cells. 4. The catheter of claim 1, wherein, in the uncompressed state, at least some of the struts extend circumferentially with respect to an axis defined by the proximal end portion and the distal end portion of the catheter shaft. 5. The catheter of claim 1, wherein the catheter shaft defines a center axis extending from the proximal end portion to the distal end portion, and at least some of the cells of the plurality of cells have a respective symmetry plane passing through the respective cell and containing the center axis of the catheter shaft. 6. The catheter of claim 1, wherein the catheter shaft defines a center axis extending from the proximal end portion to the distal end portion, and at least some of the cells of the plurality of cells have a respective symmetry plane passing through a distal end of the cell, a proximal end of the cell, and the center axis. 7. The catheter of claim 1, wherein at least some of the cells of the plurality of cells have a larger area in the uncompressed state of the ablation electrode than in the compressed state of the ablation electrode. 8. The catheter of claim 1, wherein, in the compressed state, strain in the ablation electrode is less than about ten percent. 9. The catheter of claim 1, wherein at least some of the plurality of cells are substantially diamond-shaped in the uncompressed state. 10. The catheter of claim 1, wherein the struts are formed of nitinol. 11. The catheter of claim 1, wherein a combined area of the plurality of cells along an outer surface of the ablation electrode is greater than a combined sur... | Affera, Inc. | A61B018/14 A61B018/12 A61M003/02 A61M025/00 A61B005/00 A61B001/00 A61B018/00 A61B090/00 A61B017/00
US10082547 | B2 | 2018-09-25 | Operation of the magnet of a magnetic resonance imaging (MRI) system | 2015-03-11 | Some implementations provide a method for safe operation of a magnetic resonance imaging (MRI) system, the method including: determining, at least in part by using a sensor device, location information that indicates a location of an MR-incompatible object relative to the MRI system, the MRI system generating a polarizing magnetic field for imaging a subject; based on the determined location information, determining, by a control unit associated with the MRI system, that the MR-incompatible object poses an operational hazard to the MRI system; and in response to determining that the MR-incompatible object poses an operational hazard to the MRI system, reducing, by the control unit, a strength of the polarizing magnetic field. | 1. A magnetic resonance imaging (MRI) system, comprising: a housing having a bore in which a subject to be imaged is placed;a main magnet accommodated by said housing and configured to generate a polarizing magnet field with the bore;pulse generating coils configured to generate and apply radio frequency (RF) pulses in sequence to scan the subject;gradient coils configured to provide perturbations to the polarizing magnet field that encode MRI signals acquired in response to the applied RF pulses; anda control unit coupled to the main magnet and configured to:access location information that indicates a location of an MR-incompatible object relative to the MRI system;based on the location information, determine whether the MR-incompatible object poses an operational hazard to the MRI system; andin response to determining that the MR-incompatible object poses an operational hazard to the MRI system, reduce a strength of the polarizing magnetic field. 2. The MRI system of claim 1, wherein the polarizing magnetic field is substantially uniform. 3. The MRI system of claim 1, wherein the control unit is configured to receive location information of the MR-incompatible object from a sensor mounted on the MR-incompatible object. 4. The MRI system of claim 3, wherein the sensor comprises one of: a Gauss meter, a Hall probe, a magnetic field probe, or an optical tracker. 5. The MRI system of claim 1 further comprising a camera, wherein the control unit is configured to process images from the camera to determine the location information of the MR-incompatible object. 6. The MRI system of claim 1 further comprising a current sensor, wherein the control unit is configured to process a signal from the current sensor to detect a change in a current that powers the main magnet, the change being induced by a motion of the MR-incompatible object within the polarizing magnetic field. 7. The MRI system of claim 1, wherein, to reduce the strength of the polarizing magnetic field, the control unit is configured to initiate a shutdown of the main magnet. | Synaptive Medical (Barbados) Inc. | G01V003/00 G01R033/28 A61B005/00
US10083280 | B2 | 2018-09-25 | Device and method for food management | 2017-03-27 | A medical device is disclosed. The medical device includes an RFID reader for receiving information from at least one RFID transponder. The medical device also includes a memory for storing a database and at least one processor for processing information. Also, a remote controller for a medical device is disclosed. The remote controller includes an information receiver for receiving information related to food. The infusion device also includes a memory for storing a database and at least one processor for processing information. A method for use in a medical device is also disclosed. The method includes receiving information from an RFID transponder related to food. Also, the processing the information by comparing the information to a database is included in the method. The method also includes determining the acceptability of the food and providing information related to acceptability to the user. | 1. A first medical device comprising: a bar code scanner for reading information from at least one bar code of at least one food item; andat least one processor for processing information, wherein said first medical device is a remote controller for a second medical device, wherein said processor configured to: process scanned information from said at least one bar code;receive input of an estimate of amount of said at least one food item to be ingested by a user;calculate estimated bolus amount of insulin required by said user based upon at least one blood glucose value; andprovide information related to said bolus amount to said user. 2. The first medical device of claim 1, wherein said second medical device is an infusion device. 3. The first medical device of claim 1, wherein said second medical device comprising a glucose monitoring device. 4. The first medical device of claim 1, wherein said first medical device further comprising a cell phone. 5. The first medical device of claim 4, wherein said first medical device further comprising a blood glucose meter. 6. The first medical device of claim 1, wherein said first medical device is a glucose monitoring device. 7. The first medical device of claim 1, wherein the processor further configured to compare said scanned information to a database. 8. The first medical device of claim 7, wherein said database comprising user profile information. 9. The first medical device of claim 7, wherein said database comprising information relating to said at least one food item. 10. The first medical device of claim 7, wherein said database is a learning database. 11. The first medical device of claim 1, further comprising a display for displaying at least a portion of said information. 12. A first medical device comprising: a bar code scanner for reading information from at least one bar code of at least one food item; andat least one processor for processing information, wherein said first medical device is a remote controller for a second medical device, wherein said processor configured to: process scanned information from said at least one bar code;determine acceptability of said food item;receive input of an estimate of amount of said food item to be ingested by a user;calculate estimated bolus amount of insulin required by said user based upon at least one blood glucose value; andprovide information related to said bolus amount and said acceptability of said food to said user. 13. The first medical device of claim 12, wherein said second medical device is an infusion device. 14. The first medical device of claim 12, wherein said second medical device comprising a glucose monitoring device. 15. The first medical device of claim 12, wherein said first medical device further comprising a cell phone. 16. The first medical device of claim 15, wherein said first medical device further comprising a blood glucose meter. 17. The first medical device of claim 12, wherein said first medical devi... | DEKA Products Limited Partnership | G08B013/14 G06F019/00 A61B005/00 A61M005/142 A61M005/172 G06Q050/24 G16H010/60
US10092271 | B2 | 2018-10-09 | Ultrasound transducer probe and methods | 2012-04-13 | There is set forth herein a uterine probe having one or more transducer for detecting a uterine parameter. The one or more parameter can be a fetal heart rate. The one or more parameter can be uterine contraction. In one embodiment a uterine probe can include a transducer operative to emit sound waves for detection of a fetal heart rate (FHR). In one embodiment a uterine probe can include a transducer operative to emit sound waves for detection of a uterine contraction. The one or more transducer can be of a common technology or can be of different technology. In one embodiment a uterine probe can include one or more transducer that is operative to be driven in different signaling configurations. A first signaling configuration can be a signaling configuration for detection of a fetal heart rate. A second signaling configuration can be a signaling configuration for detection of uterine contraction. | 1. An ultrasound probe comprising: a first transducer;a second transducer;a carrier supporting the first transducer and the second transducer;a first lens associated to the first transducer, the first lens having a diverging lens setting; anda second lens associated to the second transducer, the second lens having a diverging lens setting, wherein the probe includes a center disposed transducer and three or more peripherally disposed transducers including the first transducer and the second transducer, wherein the peripherally disposed transducers have associated lenses and wherein the center disposed transducer is devoid of an associated lens, wherein the carrier supports the first transducer and the second transducer so that a line extending perpendicularly through an active front face surface of the first transducer and a line extending perpendicularly through an active front face surface of the second transducer are non-parallel. 2. The ultrasound probe of claim 1, wherein the first transducer has a first imaging axis, wherein the second transducer has a second imaging axis, and wherein the first imaging axis and the second imaging axis are non-parallel to one another. 3. The ultrasound probe of claim 1, wherein the ultrasound probe includes a third transducer, wherein the ultrasound probe includes a third lens associated to the third transducer, the third lens having a diverging lens setting. 4. The ultrasound probe of claim 1, wherein the carrier is provided by a material member that includes the first lens and the second lens. 5. The ultrasound probe of claim 1, the probe being configured so that a distal end of the probe defines a generally concave shape with a center region of the distal end extending to a lesser extent than a plurality of points outward relative to the center region. 6. An ultrasound probe comprising: a first transducer;a second transducer;a carrier supporting the first transducer and the second transducer;wherein the first transducer is associated to a first lens, the first lens having a diverging lens setting, wherein other than the first transducer the ultrasound probe is absent of a transducer that is associated to the first lens; andwherein the second transducer is associated to a second lens, the second lens having a diverging lens setting, wherein other than the second transducer the ultrasound probe is absent of a transducer that is associated to the second lens, wherein the carrier supports the first transducer and the second transducer so that a line extending perpendicularly through an active front face surface of the first transducer and a line extending perpendicularly through an active front face surface of the second transducer are non-parallel. 7. The ultrasound probe of claim 6, wherein the first transducer has a first imaging axis, wherein the second transducer has a second imaging axis, and wherein the first imaging axis and the second imaging axis are non-parallel to one another. 8. The ultras... | CORNELL UNIVERSITY | A61B008/00 A61B008/08 A61B005/00
US10070789 | B2 | 2018-09-11 | Hospital bed having wired and wireless network connectivity | 2017-09-08 | A hospital bed is programmable with new firmware that is downloaded to the bed over a network. The firmware is downloaded to the bed automatically from a remote computer device. The remote computer device receives a message from the hospital bed which includes data regarding the version number of the bed's current firmware, and if the version number indicates that the firmware is an outdated version, the remote computer device downloads a new version of the firmware to the bed. | 1. A hospital bed for use in a healthcare facility having a network, the hospital bed comprising: a frame configured to support a patient,bed control circuitry carried by the frame and configured to control a plurality of functions of the hospital bed and configured to monitor status of the plurality of functions, andcommunication circuitry carried by the frame and coupled to the bed control circuitry, the communication circuitry being configured to receive software applications via a wired connection with the network and via a wireless connection with the network. 2. The hospital bed of claim 1, wherein the software applications include one or more of the following: nurse call system software, admission-discharge-tracking (ADT) system software, electronic medical records (EMR) system software, workflow system software, or medical records archiving system software. 3. The hospital bed of claim 1, wherein the bed circuitry stores bed data related to the plurality of functions, a first subset of the bed data is transmitted from the communication circuitry via the wired connection, and a second subset of bed data is transmitted from the communication circuitry via the wireless connection. 4. The hospital bed of claim 1, wherein the bed control circuitry cooperates with the communication circuitry to send a message including data indicative of a version number of current firmware of the hospital bed, and wherein the communication circuitry is configured to receive a new version of firmware if the version number of current firmware of the hospital bed corresponds to at least one outdated firmware version. 5. The hospital bed of claim 4, wherein the bed control circuitry includes flash memory into which the new version of firmware is programmed. 6. The hospital bed of claim 5, wherein the bed control circuitry cooperates with the communication circuitry to send a firmware-downloaded message off of the hospital bed if the flash memory is successfully programmed with the new version of firmware. 7. The hospital bed of claim 1, further comprising an indicator coupled to the bed control circuitry and wherein the indicator is operated to indicate that the communication circuitry is successfully communicating over the network of the healthcare facility. 8. The hospital bed of claim 7, wherein the indicator comprises a light emitting diode (LED). 9. The hospital bed of claim 1, wherein the bed control circuitry cooperates with the communication circuitry to transmit a bed ID to at least one remote computer device of the network of the healthcare facility. 10. The hospital bed of claim 1, wherein the communication circuitry is configured to receive one or more messages indicating which functions of the hospital bed are to be monitored by the bed control circuitry. 11. The hospital bed of claim 1, wherein the bed control circuitry cooperates with the communication circuitry to determine, upon power up of the hospital bed, if a static Internet Protocol... | Hill-Rom Services, Inc. | A61B005/02 A61B005/00 A61B005/11 A61G007/018 G06F019/00 G07C003/00 G08B005/22 G08B021/22 G06F008/65 H04L029/08 A61B005/024 A61G012/00 G16H040/20 G16H040/40
US10111592 | B2 | 2018-10-30 | Biosensor | 2016-04-28 | A biosensor includes light emitting elements and a light receiving element disposed on a principal surface of a wiring board; a light shielding portion disposed between a light-emitting-element sealing portion and a light-receiving-element sealing portion; a base medium having light transmitting properties, disposed in parallel with the wiring board with the light shielding portion therebetween; an adhesion layer having light transmitting properties, configured to bond the base medium with the light-emitting-element sealing portion, the light-receiving-element sealing portion, and the light shielding portion; and a first electrocardiograph electrode attached to a principal surface of the base medium. The refractive index of the base medium is set to be higher than that of the adhesion layer, and a surface of the first electrocardiograph electrode which is adjacent to the base medium is roughened so that stray light passing through the base medium will be scattered. | 1. A biosensor comprising: a wiring board;a light emitting element and a light receiving element disposed on a principal surface of the wiring board;a light-emitting-element sealer disposed on the principal surface of the wiring board and adjacent to the light emitting element to seal the light emitting element;a light-receiving-element sealer disposed on the principal surface of the wiring board and adjacent to the light emitting element to seal the light receiving element;a light shielding portion disposed between the light-emitting-element sealer and the light-receiving-element sealer; anda cover with light transmitting properties disposed in parallel with the wiring board with the light emitting element, the light receiving element and the light shielding portion disposed therebetween,wherein the cover comprises a roughened bottom surface that faces towards the light emitting element and the light receiving element and that is configured to scatter light passing through the cover. 2. The biosensor according to claim 1, wherein the light emitting element comprises a pair of light emitting devices configured to emit light beams at different wavelengths. 3. The biosensor according to claim 1, wherein the light-emitting-element sealer and the light-receiving-element sealer each comprise a circular truncated cone shape that surrounds the light emitting element and the light receiving element, respectively. 4. The biosensor according to claim 1, wherein the cover is at least partially divided into a first portion adjacent to the light emitting element and a second portion adjacent to the light receiving element. 5. The biosensor according to claim 1, wherein the roughened bottom surface of the cover does not extend to cover the light emitting element and the light receiving element in a direction normal thereto. 6. A biosensor comprising: a wiring board;a light emitting element and a light receiving element disposed on a principal surface of the wiring board;a light-emitting-element sealer disposed on the principal surface of the wiring board and adjacent to the light emitting element to seal the light emitting element;a light-receiving-element sealer disposed on the principal surface of the wiring board and adjacent to the light emitting element to seal the light receiving element;a light shielding portion disposed between the light-emitting-element sealer and the light-receiving-element sealer; anda cover with light transmitting properties disposed in parallel with the wiring board with the light emitting element, the light receiving element and the light shielding portion disposed therebetween,wherein the cover is at least partially divided such that an angle between a direction in which the cover is partially divided and a straight line connecting the light emitting element and the light receiving element in a plane parallel to the principal surface of the wiring board is less than or equal to 50°. 7. The biosensor according to claim 6, w... | MURATA MANUFACTURING CO., LTD. | A61B005/0205 A61B005/00 A61B005/0245 A61B005/0408 A61B005/0478 A61B005/0492 A61B005/1455
US10080614 | B2 | 2018-09-25 | Method and system for image processing to determine patient-specific blood flow characteristics | 2015-12-30 | Embodiments include a system for determining cardiovascular information for a patient. The system may include at least one computer system configured to receive patient-specific data regarding a geometry of the patient's heart, and create a three-dimensional model representing at least a portion of the patient's heart based on the patient-specific data. The at least one computer system may be further configured to create a physics-based model relating to a blood flow characteristic of the patient's heart and determine a fractional flow reserve within the patient's heart based on the three-dimensional model and the physics-based model. | 1. A method for image analysis to perform vascular assessment during a session of vascular catheterization of a subject, the method comprising: receiving a plurality of angiographic images imaging a portion of the vasculature of the subject, wherein the portion of the vasculature comprises a stenosis, and wherein the plurality of angiographic images are obtained during the session;producing, by automatic processing of the plurality of angiographic images, a first vascular tree model modeling the portion of the vasculature;determining automatically a second vascular tree model by modifying the first vascular tree model to model an opening of the stenosis;performing a simulation of a blood flow characteristic through the first vascular tree model and a simulation of the blood flow characteristic through the second vascular tree model reflecting the opening of the stenosis;determining automatically, a percentage change in the blood flow characteristic caused by opening the stenosis, using the simulation of the blood flow characteristic through the first vascular tree model and the simulation of the blood flow characteristic through the second vascular tree model reflecting opening of the stenosis; andidentifying characteristics of a treatment option based on the determined percentage change in the blood flow characteristic;wherein the receiving, producing, determining, and identifying are performed while the subject remains in the session and catheterized. 2. The method of claim 1, wherein the percentage change in the blood flow characteristic comprises calculations based on change of a vascular width. 3. The method of claim 1, wherein said determining automatically and said automatic processing comprise formation of a static perfusion model. 4. The method of claim 1, wherein said determining automatically comprises linear modeling of vascular flow characteristics. 5. The method of claim 1, wherein said first vascular tree model comprises vascular center lines and vascular widths therealong. 6. The method of claim 1, further comprising calculating an FFR characteristic for at least one vascular segment of the first vascular tree model. 7. The method of claim 6, wherein calculating said FFR characteristic comprises: producing the second vascular tree model based on said first vascular tree model, where vascular width is represented as larger in said second vascular tree model than in the first vascular tree model; andcomparing said first vascular tree model and said second vascular tree models. 8. The method of claim 7, wherein said comparing comprises comparing flow modeled in said first vascular tree model and said second vascular tree model for said at least one vascular segment. 9. The method of claim 6, wherein said FFR characteristic is a predictor of a pressure measurement-determined FFR index. 10. The method of claim 1, further comprising: imaging said portion of the vasculature to produce a further plurality of angiographic images a... | HeartFlow, Inc. | A61B006/00 A61B034/10 G06F017/10 A61B034/00 A61B005/02 A61B005/026 G06G007/60 G06F019/26 A61B005/00 A61B005/029 A61B006/03 A61B008/06 A61B008/08 G01R033/563 A61B005/107 G06T007/00 G06T017/00 G06K009/00 G06K009/62 A61B005/021 G06F017/50 G06F019/12 A61B005/024 A61B005/22 G06F019/00 G06K009/46 G06T007/20 G06T011/00 G06T011/20 A61M005/00 G06K009/52 A61B005/055 A61B005/11 G06T017/20 G06T015/10 G06T011/60 G06T007/60 A61B008/02 A61B008/04 G06T007/70 G06T007/73 G06T007/11 G06T007/12 G06T007/13 G06T007/149 G06T007/62 G01R033/56 G16H010/60 G16H050/30 G16H050/50 A61B090/00
US10098560 | B2 | 2018-10-16 | System and method to identify sources associated with biological rhythm disorders | 2015-09-29 | A system and method are provided to define a driver of a source associated with a cardiac rhythm disorder of a human heart. A plurality of cardiac signals associated with sensors arranged spatially in relation to an area of the heart are processed to determine a sequence of arcs of rotation in relation to the sensors over a time interval. Rotational directions of the arcs of rotation in the sequence are determined. The area of the heart is identified as controlling the source when the rotational directions of the arcs of rotation in the sequence continue in a same rotational direction in excess of a threshold. | 1. A method of identifying an area of a human heart, the area associated with control of a source of a cardiac rhythm disorder of the human heart, the method comprising: processing a plurality of cardiac signals associated with sensors arranged spatially in relation to the area of the heart to determine at least one sequence of activation in relation to the sensors over a time interval, the area comprising a first region and a second region associated with the source;determining a rotational direction of the at least one sequence of activation; andidentifying the first region as associated with controlling the second region when the at least one sequence of activation continues to rotate in the rotational direction with a substantial degree of rotation over the time interval as indicated by a rotational counter incremented in excess of a threshold. 2. The method of claim 1, wherein the sensors define vertices of the area of the heart. 3. The method of claim 2, wherein the area comprises a plurality of areas of the heart defined by the vertices, the plurality of areas associated with controlling the source of the cardiac rhythm disorder. 4. The method of claim 1, wherein the method further comprises generating an indicator associated with the area of the heart as controlling the source. 5. The method of claim 4, wherein the method further comprises corresponding the indicator to the sensors arranged spatially in relation to the area of the heart. 6. The method of claim 5, wherein corresponding the indicator to the sensors arranged spatially in relation to the area of the heart comprises overlaying the indicator over a representation of the plurality of cardiac signals. 7. The method of claim 1, wherein determining the rotational direction of the at least one sequence of activation further comprises: determining arcs of rotation of the at least one sequence in relation to the sensors over the time interval; anddetermining rotational directions of the arcs of rotation. 8. The method of claim 7, wherein identifying the area of the heart as associated with controlling the source further comprises determining that the rotational directions of the arcs of rotation continue in the rotational direction in excess of the threshold. 9. The method of claim 7, wherein determining a rotational direction of an arc of rotation comprises: selecting a first cardiac signal and a second cardiac signal from the plurality of cardiac signals;determining indices of rotational activity among the first cardiac signal and the second cardiac signal at a plurality of time points during the time interval; andcombining the indices of rotational activity to define the rotational direction of the arc of rotation. 10. The method of claim 9, wherein determining an index of rotational activity comprises: calculating a phase difference among the first cardiac signal and the second cardiac signal at a time point of the time interval; anddetermining whether the phase differenc... | The Regents of the University of California Topera, Inc. The United States of America as Represented by the Department of Veterans Affairs | A61B005/024 A61B005/042 A61B005/00 A61B005/046
US10074037 | B2 | 2018-09-11 | System and method for determining optimal operating parameters for medical imaging | 2016-06-03 | Systems and methods for determining optimized imaging parameters for imaging a patient include learning a model of a relationship between known imaging parameters and a quality measure, the known imaging parameters and the quality measure being determined from training data. Optimized imaging parameters are determined by optimizing the quality measure using the learned model. Images of the patient are acquired using the optimized imaging parameters. | 1. A method for determining optimized imaging parameters for imaging a patient, comprising: learning a model of a relationship between known imaging parameters and a quality measure, the known imaging parameters and the quality measure being determined from training data, wherein the quality measure is based on a signal-to-noise ratio (SNR) determined as a ratio between an average intensity value of pixels in a first region of interest in a target structure in an image and an average intensity value of pixels in a second region of interest outside of the target structure in the image;determining optimized imaging parameters by optimizing the quality measure using the learned model, the optimized imaging parameters comprising parameters of an image acquisition device and patient parameters for imaging the patient, the optimized imaging parameters being constrained to be within a range of the known imaging parameters; andacquiring images of the patient using the image acquisition device based on the optimized imaging parameters. 2. The method as recited in claim 1, wherein optimizing the quality measure using the learned model comprises maximizing the quality measure. 3. The method as recited in claim 1, wherein the quality measure is further based on an additional metric, the additional metric comprising at least one of a contrast-to-noise ratio, a resolution, a measure of motion artifacts, and a measure of ghosting. 4. The method as recited in claim 3, wherein the additional metric is selected based on a procedure being performed. 5. The method as recited in claim 1, wherein the known imaging parameters comprise parameters for operating the image acquisition device. 6. The method as recited in claim 1, wherein optimizing the quality measure comprises optimizing the quality measure using an interior point algorithm. 7. The method as recited in claim 1, wherein learning the model comprises learning the model using a regression analysis. 8. An apparatus for determining optimized imaging parameters for imaging a patient, comprising: means for learning a model of a relationship between known imaging parameters and a quality measure, the known imaging parameters and the quality measure being determined from training data, wherein the quality measure is based on a signal-to-noise ratio (SNR) determined as a ratio between an average intensity value of pixels in a first region of interest in a target structure in an image and an average intensity value of pixels in a second region of interest outside of the target structure in the image;means for determining optimized imaging parameters by optimizing the quality measure using the learned model, the optimized imaging parameters comprising parameters of an image acquisition device and patient parameters for imaging the patient, the optimized imaging parameters being constrained to be within a range of the known imaging parameters; andmeans for acquiring images of the patient using the optimized imagi... | Siemens Healthcare GmbH | G06K009/00 G06K009/62 A61B005/055 A61B005/00 A61B006/03 A61B008/00 G06N099/00 G06T007/00 G01R033/54
US10105516 | B2 | 2018-10-23 | Catheter with improved torque transmission | 2016-01-29 | A catheter has a deflection beam and a single continuous puller wire to effectuate bi-directional deflection. A joint between a catheter body and a deflectable distal section effectively transmits torque from a control handle. The joint includes two open-shaped brackets, each affixed to a respective side of the flat deflection beam to form a closed-shaped hollow body that bridges and circumferentially encircles the beam. Each bracket has through-holes into which thermoplastic material of the catheter body and the deflectable distal section can melt and migrate to form interlocking nodes. | 1. A catheter, comprising: an elongated catheter body comprising a first tubular structure having first central lumen, a distal end and a proximal end, the first tubular structure having a layer of thermoplastic material;a deflectable section having a second tubular structure having a second central lumen, and a proximal end that is distal of the proximal end of the catheter body, the second tubular structure having a layer of thermoplastic material;a joint between the distal end of the first tubular structure and the proximal end of the second tubular structure, the joint including a first half cylindrical bracket with two first edges and a second half cylindrical bracket with two second edges, each bracket having at least one receiving formation;a beam having a generally rectangular cross-section with first and second opposing surfaces, at least a portion of the beam extending through the joint; andwherein the two first edges are affixed to the first surface of the beam and the two second edges are affixed to the second surface of the beam such that the first and second brackets form a hollow body surrounding the portion of the beam, a distal portion of the hollow body being covered by the layer of thermoplastic material of the second tubular structure, a proximal portion of the hollow body being covered by the layer of thermoplastic material of the first tubular structure, the layers of thermoplastic materials of the first and second tubular structures each having at least one node extending into the receiving formation. 2. The catheter of claim 1, wherein an outer surface of each of the first half cylindrical bracket and the second half cylindrical bracket is coated with an adhesive adapted to bond with the layers of thermoplastic materials. 3. The catheter of claim 1, wherein each receiving formation has a circular cross-section. 4. The catheter of claim 1, wherein the receiving formations of each bracket are arranged in a predetermined offset pattern. 5. The catheter of claim 1, wherein the first edges of the first half cylindrical bracket are affixed to outer edges of the first surface of the beam and the second edges of the second half cylindrical bracket are affixed to outer edges of the second surface of the beam. 6. The catheter of claim 1, wherein the beam divides the hollow body longitudinally. 7. The catheter of claim 1, wherein each layer of thermoplastic material is covered by a braided mesh. 8. The catheter of claim 7, wherein each layer of braided mesh is covered by an elastomeric material. 9. The catheter of claim 1, wherein each bracket is made of a high strength spring material. 10. The catheter of claim 9, wherein the high strength spring material is selected from the group consisting of stainless steel, nitinol and phosphor bronze. 11. The catheter of claim 1, further comprising a puller wire having first and second main sections and a U-bend section therebetween, the U-bend section anchored to a distal end of the... | BIOSENSE WEBSTER (ISRAEL) LTD. | A61M031/00 A61M025/01 A61B018/14 A61M025/00 A61B018/00 A61B034/20 A61B005/042
US10111622 | B2 | 2018-10-30 | Evaluation of the quality of electrode contact with a skin surface | 2016-12-14 | An instrument that utilizes body contact electrodes evaluates the quality of the connections made between the electrodes and the body. An electrode contact quality evaluation circuit performs the quality evaluation, such as by determining contact impedances for the electrodes. The corresponding contact quality of each electrode is conveyed to the user. | 1. A system comprising: an injection, a sense and a return skin-contacting electrode;a current source, wherein the current source applies an AC test current to the injection skin-contacting electrode, the AC test current having a first polarity and a first magnitude,a driven return coupled between the sense skin-contacting electrode and the return skin-contacting electrode, wherein the driven return accepts a return of the AC test current through the return skin-contacting electrode, wherein the driven return operates to keep a voltage at the sense skin contacting electrode centered at an isolated ground potential, and wherein the driven return generates a return current that is supplied to the injection skin-contacting electrode, the return current having a polarity opposite to the first polarity;a processor, the processor executing instructions for performance of a simultaneous test to determine the quality of skin contact of both the injection and return skin-contacting electrodes, wherein execution of the instructions cause the processor to: determine both a first differential voltage between the injection and sense skin-contacting electrodes and a second differential voltage between the sense and return skin-contacting electrodes after application of the AC test current and the return current; anddetermine a first and second magnitude of a contact impedance for each of the injection and return skin-contacting electrodes, respectively, based on the first and second differential voltages, wherein the first and second magnitudes of contact impedance are representative of a quality of skin contact of the injection and return skin-contacting electrodes, respectively. 2. The system of claim 1, wherein the processor is further caused to prevent use of the injection and/or return skin-contacting electrode in a patient-based measurement of electrical activity when the impedance of the injection and/or return skin-contacting electrode exceed a threshold impedance. 3. The system of claim 2, wherein the patient-based measurement of electrical activity comprises: an electrocardiograph (ECG), an electroencephalograph (EEG), or an electromyography (EMG). | WELCH ALLYN, INC. | A61B005/04 A61B005/00 A61B005/0478 A61B005/0492 A61B005/0424 A61B005/0408 A61B005/053 A61B005/0428
US10080860 | B2 | 2018-09-25 | System and method for determining timing of sensory stimulation during sleep | 2014-09-19 | The present disclosure pertains to a system configured to determine timing of sensory stimulation provided to a subject to increase sleep slow waves during a sleep session. The system generates output signals conveying information related to a sleep stage of the subject during the sleep session with one or more sensors; detects slow wave sleep in the subject based on the output signals; controls one or more sensory stimulators to provide first sensory stimulation to the subject to induce sleep slow waves; determines a representative slow wave; and determines timing of second stimulation provided to the subject, the second stimulation configured to increase sleep slow waves in the subject during the sleep session, the timing determination based on the representative slow wave. | 1. A system configured to determine timing of sensory stimulation provided to a subject to increase sleep slow waves during a sleep session, the system comprising: one or more sensory stimulators configured to provide sensory stimuli to the subject during the sleep session;one or more sensors configured to generate output signals conveying information related to a sleep stage of the subject during the sleep session; andone or more physical computer processors configured by machine-readable instructions to execute computer program modules, the computer program modules comprising: a slow wave sleep detection module configured to detect slow wave sleep in the subject based on the output signals;a probing stimulation module configured to, responsive to detection of slow wave sleep, control the one or more sensory stimulators to provide first sensory stimulation to the subject to induce sleep slow waves, the first sensory stimulation comprising one or more individual probing stimuli;a combination module configured to determine a representative slow wave, the representative slow wave determined based on the induced sleep slow waves, the representative slow wave comprising a combination of individual induced sleep slow waves evoked by the one or more individual probing stimuli that have been aligned in time with respect to timing of the one or more individual probing stimuli; anda stimulation timing module configured to determine timing of second stimulation provided to the subject, the second stimulation configured to increase sleep slow waves in the subject during the sleep session, the timing determination based on the representative slow wave. 2. The system of claim 1, further comprising a control module configured to control the one or more sensory stimulators to deliver the second stimulation to the subject with the timing determined by the stimulation timing module. 3. The system of claim 1, wherein the combination module is configured such that the representative slow wave includes a first electrical activity peak and a second electrical activity peak, and wherein the stimulation timing module is configured to determine the timing of the second stimulation based on an amount of time between the first electrical activity peak and the second electrical activity peak. 4. The system of claim 1, wherein the probing stimulation module is configured such that the first sensory stimulation comprises three or more individual probing stimuli delivered to the subject with random intervals of time between the individual probing stimuli, and wherein the random intervals of time between the individual probing stimuli are at least two seconds. 5. The system of claim 1, wherein the stimulation timing module is configured such that the timing of the second stimulation comprises a regular, repeating interval of time between individual stimuli delivered to the subject. 6. A method for determining timing of sensory stimulation provided to a subject to increase... | Koninklijke Philips N.V. | A61M021/02 A61B005/048 A61B005/00 A61B005/04 A61M021/00
US10066938 | B2 | 2018-09-04 | Altimeter, electronic timepiece, and program | 2016-05-04 | An electronic timepiece includes a display unit, an altitude measurement unit that measures an altitude, a RAM that stores an ascent integrated altitude plan value which is a plan value of an ascent integrated altitude value, and a CPU that calculates the ascent integrated altitude value obtained by integrating an altitude variation amount during an ascent, based on an altitude measured by the altitude measurement unit, that calculates an ascent achievement ratio which is an achievement ratio of the ascent integrated altitude value with respect to the ascent integrated altitude plan value, and that causes the display unit to display the ascent achievement ratio. | 1. An altimeter comprising: a display unit;an altitude measurement unit that measures an altitude;an altitude integration unit that calculates an ascent integrated altitude value obtained by integrating an altitude variation amount during an ascent, based on the altitude measured by the altitude measurement unit;a storage unit that stores an ascent integrated altitude plan value which is a plan value of the ascent integrated altitude value;an achievement ratio calculation unit that calculates an ascent achievement ratio which is an achievement ratio of the ascent integrated altitude value with respect to the ascent integrated altitude plan value; anda display control unit that causes the display unit to display the ascent achievement ratio. 2. The altimeter according to claim 1, wherein the altitude integration unit calculates a descent integrated altitude value obtained by integrating an altitude variation amount during a descent, based on the altitude measured by the altitude measurement unit,wherein the storage unit stores a descent integrated altitude plan value which is a plan value of the descent integrated altitude value,wherein the achievement ratio calculation unit calculates a descent achievement ratio which is an achievement ratio of the descent integrated altitude value with respect to the descent integrated altitude plan value, andwherein the display control unit causes the display unit to display the descent achievement ratio. 3. The altimeter according to claim 1, further comprising: an input unit that receives an input,wherein if the input unit receives a predetermined input, the achievement ratio calculation unit sets the integrated altitude plan value, based on the integrated altitude value previously calculated by the altitude integration unit, and calculates the achievement ratio, based on the set integrated altitude plan value. 4. The altimeter according to claim 3, wherein the storage unit stores an absolute value of the ascent integrated altitude value obtained when the predetermined input is received, as the descent integrated altitude plan value,wherein the altitude integration unit calculates the descent integrated altitude value based on the altitude obtained when the predetermined input is received, andwherein the achievement ratio calculation unit calculates the descent achievement ratio which is an achievement ratio of the descent integrated altitude value with respect to the descent integrated altitude plan value. 5. The altimeter according to claim 2, further comprising: an input unit that receives an input,wherein if the input unit receives a predetermined input, the achievement ratio calculation unit causes the storage unit to store a value obtained by adding an absolute value of the ascent integrated altitude value and an absolute value of the descent integrated altitude value which are obtained when the predetermined input is received, as the ascent integrated altitude plan value and the descent integrated ... | SEIKO INSTRUMENTS INC. | G01C005/00 G01C005/06 A61B005/00 A63B029/00 A61B005/11
US10076247 | B2 | 2018-09-18 | System and method for evaluating tissue | 2014-08-21 | A sensor system for measuring an elastic modulus and a shear modulus and a method for evaluating a tissue. The invention pertains to a method for determining the presence of and/or characterizing abnormal growths, using a piezoelectric finger sensor (PEFS) system. The PEFS system may be particularly useful for screening for tumors and various forms of cancer. Additionally, the PEFS system may be useful for various dermatological applications. | 1. A method for evaluating tissue to obtain information useful to predict a presence of abnormal tissue, comprising steps of: (a) applying a first compressive force to a first location on normal tissue of the subject using at least one sensor comprising a piezoelectric material and a driving electrode for applying a driving force to said sensor;(b) detecting a first displacement of said piezoelectric material resulting from application of said first compressive force on said normal tissue while applying said driving force to said sensor;(c) applying a second compressive force to a second location on said tissue of said subject using said at least one sensor;(d) detecting a second displacement of said piezoelectric material resulting from application of said second compressive force on said second location on said tissue while applying said driving force to said sensor; and(e) comparing said first and second displacements. 2. The method of claim 1, further comprising an evaluating step to predict the presence of abnormal tissue. 3. The method of claim 2, wherein said evaluating step predicts type of abnormal tissue. 4. The method of claim 1, wherein said abnormal tissue is cancerous tissue. 5. The method of claim 1, wherein said at least one sensor is an array comprising a plurality of sensors arranged to be capable of each simultaneously applying compressive force to at least one location on said tissue. 6. The method of claim 1, wherein said compressive force is an indentation compressive force. 7. The method of claim 1, wherein step of applying a compressive force to said location on said tissue further comprises the step of applying a set of voltages to said driving electrode. 8. The method of claim 1, further comprising, screening, identifying or diagnosing a type of cancer selected from the group consisting of breast cancer, prostate cancer, skin cancer, or liver cancer. 9. The method of claim 1, wherein the tissue is heterogeneously dense breast tissue. 10. A method for evaluating tissue to obtain information useful to predict a presence of abnormal tissue, comprising a step of: (a) applying a first compressive force to a first location on normal tissue of the subject using at least one sensor comprising a piezoelectric material and a driving electrode for applying a driving force to said sensor;(b) detecting a first displacement of said piezoelectric material resulting from application of said first compressive force on said normal tissue while applying said driving force to said sensor;(c) determining from said first displacement a first net compressive force at said first location exerted by a combination of the compressive force applied at said first location and a countering compressive force resulting from tissue deformation;(d) applying a second compressive force to a second location on said tissue of the subject using at least one sensor comprising a piezoelectric material and a driving electrode for applying a driving forc... | - | A61B005/103 A61B005/00 G01N029/06 A61B008/08 A61B008/00
US10111621 | B2 | 2018-10-30 | Disposable printed conductive lead elements for medical applications | 2015-07-01 | A conductive lead that connects a medical sensor or probe to a monitoring or analytical machine. The conductive lead is flexible, lightweight and can be manufactured at a very low cost. The conductive lead has a dielectric flexible substrate. Conductive ink is printed upon the flexible substrate. The conductive ink forms contact pads and connection lines on the flexible substrate. The connection lines electrically interconnect the various conductive pads. An insulation layer covers the connection lines The insulation layer can be dialectic ink that is printed atop the conductive ink. Peel-away protective covers are used to cover the contact pads. Any one of the contact pads can be exposed for use by removing the protective cover that covers it. The contact pads are used to electrically interconnect with both the sensor and the machine. | 1. A conductive lead for connecting a medical sensor to a machine, said conductive lead comprising: a dielectric flexible substrate extending a first length between a first end and a second end;a first contact pad printed on said dielectric flexible substrate proximate said first end;a second contact pad printed on said dielectric flexible substrate proximate said second end;a connection line that extends said first length to create a single electrical pathway from said first contact pad to said second contact pad, wherein said first contact pad, said second contact pad and said connection line are all printed from a common conductive ink;peel-away protective covers that cover said first contact pad and said second contact pad; andan insulation layer applied over said peel-way protective covers and said connection line, wherein said peel-way protective covers and said connection line are interposed between said flexible substrate and said insulation layer, wherein said first contact pad and said second contact pad can be exposed by removal of said peel-away protective covers. 2. The conductive lead according to claim 1, wherein said flexible substrate is coated with a primer and said common conductive ink is printed upon said primer. 3. The conductive lead according to claim 1, wherein said insulation layer is a printed dielectric ink. 4. The conductive lead according to claim 1, wherein said peel-away protective covers are printed atop said first contact pad and said second contact pad. 5. The conductive lead according to claim 1, wherein said flexible substrate is a plastic film having a film thickness between 5 mils and 20 mils. 6. The conductive lead according to claim 1, wherein said first contact pad and said second contact pad are at least twice as wide as said connection line. 7. The conductive lead according to claim 1, further including a sensor that connects to the human body, wherein said second contact pad electrically interconnects to said sensor. 8. The conductive lead according to claim 1, wherein said common conductive ink contains silver. 9. The conductive lead according to claim 1, further including at least one additional contact pad printed along said first length of said dielectric flexible substrate between said first end and said second end, wherein said connective line interconnects with said at least one additional contact pad. 10. A conductive lead for connecting a medical sensor to a machine, said conductive lead comprising: a dielectric flexible substrate extending a first length between a first end and a second end;a first contact pad printed on said dielectric flexible substrate proximate said first end;a second contact pad printed on said dielectric flexible substrate proximate said second end;a plurality of connection lines that extends said first length to create electrical pathways from said first contact pad to said second contact pad, wherein said first contact pad, said second contact pad and said co... | Nikohed USA Inc. | A61B005/00 A61B005/0416
US10116133 | B2 | 2018-10-30 | Electrical means to limit current in battery operated patient-connected medical devices | 2012-02-07 | A system (116, 120) for electrically limiting leakage current in a patient-connected medical device (100). The system (116, 120) includes a first set (116) of one or more switching devices (118) that selectively connect a first power output (124) of a battery compartment (110) of the patient-connected medical device (100) with a first power input (126) of electronic components (102) of the patient-connected medical device (100) based on a first polarity of input voltage from the battery compartment (110). The system (116, 120) further includes a second set (120) of one or more switching devices (122) that selectively connect a second power output (128) of the battery compartment (110) of the patient-connected medical device (100) with a second power input (130) of the electronic components (102) based on a second polarity of the input voltage, wherein the first polarity is opposite the second polarity. | 1. A system for electrically limiting leakage current in a patient-connected medical device, comprising: a first set of one or more switching devices that selectively connect a first power output of a battery compartment of the patient-connected medical device with a first power input of electronic components of the patient-connected medical device controlled directly by a first polarity of input voltage from the battery compartment; and,a second set of one or more switching devices different from the first set of one or more switching devices that selectively connect a second power output of the battery compartment of the patient-connected medical device with a second power input of the electronic components controlled directly by a second polarity of the input voltage, wherein the first polarity is opposite the second polarity;wherein the first and second sets of one or more switching devices are disposed on opposing sides of the battery compartment. 2. The system according to claim 1, wherein the battery compartment is designed so battery connection terminals are inaccessible when all batteries of a specified type are installed in the battery compartment. 3. The system according to claim 1, wherein the first power output and/or the second power output are connected to the first power input and/or the second power input using one or more electronic switches. 4. The system according to claim 3, wherein the electronic switches include one or more of field effect transistors (FETs), Triodes for Alternating Current (TRIACs), and relays. 5. The system according to claim 1, wherein the first power output is connected with the first power input and/or the second power output is connected with the second power input, when the input voltage is total input voltage. 6. The system according to claim 5, wherein the total input voltage is a voltage output by the battery compartment when completely filled with batteries. 7. The system according to claim 1, wherein the first power output is indirectly connected with the first power input and/or the second power output is indirectly connected with the second power input. 8. The system according to claim 1, wherein the first power output and the first power input are positive and the second power output and the second power input are negative. 9. The system according to claim 1, wherein the first set selectively connects the first power output with the first power input based on the second power output, and the second set selectively connects the second power output with the second power input based on the first power output. 10. The system according to claim 1, wherein the first set includes a first switching device in series with a second switching device and the second set includes a third switching device, wherein the first switching device is controlled by the second power output, the second switching device is controlled by third switching device and/or the second power output, and the third switc... | KONINKLIJKE PHILIPS N.V. | H01H035/00 H02H011/00 A61B005/0428 A61N001/39 H02H005/12 H01M002/10 H01H011/00
US10108262 | B2 | 2018-10-23 | User physical attribute based device and content management system | 2017-10-23 | Systems and methods for device and content management include determining a user is viewing virtual reality content from a user device, and receiving, through a network from the user device, body information associated with the user while the user is viewing the virtual reality content. A user device management configuration associated with the body information is determined. A user device management action is retrieved using the user device management configuration. A notification associated with the user device management action that causes the user device to perform the user device management action and modify the virtual reality content being viewed by the user is sent through the network to the user device. | 1. A system, comprising: a non-transitory memory; andone or more hardware processors coupled to the non-transitory memory and configured to read instructions from the non-transitory memory to cause the system to perform operations comprising: determining a user is performing a first task using a user device;receiving, by a system provider device through a network, medical history information associated with the user;determining, by the system provider device, a user device management configuration based on the medical history information;receiving, by the system provider device through the network from the user device, user device usage information associated with the user;determining, by the system provider device, a user device management action based on the user device usage information and the user device management configuration, andsending, through the network to the user device, a notification associated with the user device management action that causes the user device to perform the user device management action. 2. The system of claim 1, wherein the operations further comprise: determining a pre-existing health condition associated with the user using the medical history information, wherein the user device management action is further based on the pre-existing health condition. 3. The system of claim 2, wherein the operations further comprise: receiving, by the system provider device through the network from the user device, body information associated with the user; wherein the user device management action if further based on the body information. 4. The system of claim 3, wherein the pre-existing health condition includes a pre-existing heart health condition. 5. The system of claim 4, wherein the body information includes a heart rate greater than a heart rate threshold. 6. The system of claim 1, wherein the user device management action includes a user device break action. 7. A method, comprising: determining a user is performing a first task using a user device;receiving, by a system provider device through a network, medical history information associated with the user;determining, by the system provider device, a user device management configuration based on the medical history information;receiving, by the system provider device through the network from the user device, user device usage information associated with the user;determining, by the system provider device, a user device management action comprising altering a visual content on the user device associated with the first task based on the user device usage information and the user device management configuration, andcausing the user device management action to be performed on the user device. 8. The method of claim 7, further comprising: determining a pre-existing health condition associated with the user based on the medical history information, wherein the user device management action is further based on the pre-existing health condition. 9. The method of cl... | PAYPAL, INC. | G09G005/00 G06F003/01 A61B005/00 A61B003/10 A61B005/11 G02B027/01 G06K009/00 G06T019/00 H04L029/08 A61B003/113 A61B003/14
US10076356 | B2 | 2018-09-18 | Subcutaneous needle insertion mechanism | 2013-04-08 | A subcutaneous access device has a skin attachment plate coated with an adhesive layer. The skin attachment plate is moveably linked by a retraction mechanism to a needle support with fixedly positioned needles. In the ready-to-use position the skin attachment plate is spaced away from the needle support and covers the fixedly positioned needles. Subcutaneous insertion of the needles is effected by attachment of the skin attachment plate with the adhesive layer to the skin and releasing the retraction mechanism, thus triggering the pulling of the attached skin with high velocity against the tip of the needles. | 1. A device for subcutaneous access adapted to insert a needle into an individual's skin by effecting a relative movement between a surface of the skin and the needle, the device comprising: a device body, including a needle support, and the needle is fixedly held by the needle support in the device body;a skin attachment plate, including an adhesive surface adapted for attachment to the skin, the skin attachment plate being placed between the device body and the skin, and the device body and the skin attachment plate being movable relative to one another by linear guideways, with one end of the linear guideways being fixedly connected to the skin attachment plate and another end of the linear guideways being movably connected to the device body; andthe linear guideways, the linear guideways including inner tubes connected to the skin attachment plate, the inner tubes being telescopically slidable in outer tubes that are connected to the device body, and the linear guideways being provided with retraction mechanisms, the retraction mechanisms being spring-type mechanisms arranged between the skin attachment plate and the movable end of the linear guideways and configured such that in a ready-to-use position, with the skin attachment plate spaced from the device body, the spring-type mechanisms are held pre-stressed by a withholding mechanism and, actuated by a release element, shoot into a relaxed state so that the device body with the fixedly held needle and the skin attachment plate move towards one another. 2. The subcutaneous access device according to claim 1, wherein in the ready-to-use position the skin attachment plate is pushed away from the needle support and shields a tip of the needle, and upon actuation of the retraction mechanism, effects subcutaneous insertion of the needle by the tip of the fixedly held needle and the skin, which is attached by the adhesive surface, moving towards one another. 3. The subcutaneous access device according to claim 1, wherein the release element comprises a sliding bolt mechanism actuated by pressing a handle or knob. 4. The subcutaneous access device according to claim 1, wherein the skin attachment plate is attached to the needle support by a sliding mechanism, keeping the skin attachment plate and the needle support parallel in the ready-to-use position and throughout movement relative to each-other. 5. The subcutaneous access device according to claim 1, wherein the skin attachment plate is attached to the needle support by an axially sliding mechanism. 6. The subcutaneous access device according to claim 1, wherein the skin attachment plate is attached to the needle support by a linearly sliding mechanism at an angle different from axial. 7. The subcutaneous access device according to claim 1, wherein the skin attachment plate is fixed at one locus of its periphery to the needle support by a hinge-type mechanism, an opposite part of the periphery being pushed away from the needle support a... | PharmaSens AG | A61B005/1455 A61B017/34 A61M005/158 A61M005/142 A61B005/145 A61B005/1495 A61M005/145 A61B017/00
US10112011 | B2 | 2018-10-30 | Time averaged basal rate optimizer | 2014-06-17 | Systems and methods for integrating a continuous glucose sensor, including a receiver, a medicament delivery device, a controller module, and optionally a single point glucose monitor are provided. Integration may be manual, semi-automated and/or fully automated. | 1. A method for optimizing a basal rate profile for use with continuous insulin therapy, comprising: providing a programmed basal rate profile for insulin therapy, wherein the basal rate profile comprises an insulin delivery schedule that includes one or more blocks of time, and wherein each block of time defines an insulin delivery rate;periodically or intermittently updating the programmed basal rate profile based on a retrospective analysis of continuous glucose sensor data over a predetermined time window; andadjusting the basal rate profile of the updated programmed basal rate profile in response to real time continuous glucose sensor data indicative of actual or impending hyperglycemia or hypoglycemia, wherein adjusting comprises dynamically increasing or decreasing the basal rate of the updated programmed basal rate profile in real time in response to real time continuous glucose sensor data indicating actual hyperglycemia, impending hyperglycemia, actual hypoglycemia, or impending hypoglycemia. 2. The method of claim 1, wherein the programmed basal rate profile is pre-programmed by a patient or healthcare provider. 3. The method of claim 1, wherein the basal rate profile is selected by a user from a list of predetermined basal rate profiles. 4. The method of claim 1, further comprising iteratively repeating the providing and periodically or intermittently updating, wherein the programmed basal rate profile is an updated basal rate profile from a previous iteration. 5. The method of claim 4, wherein the previous iteration is from about one day to one week previous to the iteration. 6. The method of claim 1, wherein the basal rate profile consists of a single rate of insulin infusion over 24 hours. 7. The method of claim 1, wherein the basal rate profile comprises a plurality of rates associated with different time blocks spanning 24 hours. 8. The method of claim 1, wherein the retrospective analysis comprises a time-averaging of the continuous glucose sensor data. 9. The method of claim 1, wherein the periodically or intermittently updating the programmed basal rate profile is further based on a retrospective analysis of insulin data over a predetermined time window. 10. The method of claim 9, wherein the retrospective analysis comprises a time-averaging of the insulin data. 11. The method of claim 1, wherein the predetermined time window is about 3 days to about 7 days. 12. The method of claim 1, wherein the periodically or intermittently updating is performed once a day. 13. The method of claim 1, wherein the periodically or intermittently updating is triggered by an event. 14. The method of claim 1, wherein the periodically or intermittently updating is triggered based on a recognized pattern in the data. 15. The method of claim 14, wherein the recognized pattern comprises a measure of glycemic variability. 16. The method of claim 1, wherein the updated basal rate profile more closely matches the patients' daily insulin d... | DexCom, Inc. | A61M031/00 A61M005/172 A61B005/145 G06F019/00
US10092360 | B2 | 2018-10-09 | Method and system for image processing and patient-specific modeling of blood flow | 2016-04-01 | Embodiments include a system for determining cardiovascular information for a patient. The system may include at least one computer system configured to receive patient-specific data regarding a geometry of the patient's heart, and create a three-dimensional model representing at least a portion of the patient's heart based on the patient-specific data. The at least one computer system may be further configured to create a physics-based model relating to a blood flow characteristic of the patient's heart and determine a fractional flow reserve within the patient's heart based on the three-dimensional model and the physics-based model. | 1. A system for patient-specific image processing comprising: a data storage device storing instructions for patient-specific image processing; anda processor configured to execute the instructions to perform a method comprising:receiving or generating data associated with non-invasively produced time-varying medical images of a vasculature having at least one change in blood flow or blood vessel morphology during a cardiac cycle of a patient;receiving measurements of an observed value of the blood vessel morphology and an observed value of blood flow using the received or generated data;generating a three-dimensional dynamic model of the vasculature for simulation processing based on the non-invasively received time-varying medical images;identifying one or more boundary conditions of the three-dimensional dynamic model for adjustment;iteratively predicting at least one of a value of a blood vessel morphology and a value of blood flow using the generated three-dimensional dynamic model, and iteratively adjusting the identified boundary conditions, until the predicted values are in conformity with at least one of the observed value of the blood vessel morphology and the observed value of the blood flow; andsimulating the three-dimensional dynamic model using the adjusted boundary conditions to non-invasively calculate a blood flow-characteristic. 2. The system according to claim 1, wherein simulating the dynamic model further comprises: performing structure analysis, fluid analysis, or structural fluid interaction analysis with the three-dimensional dynamic model using the identified boundary condition; andcalculating at least one of a predicted value of a time-varying dynamic index and a predicted value of a time-varying blood flow. 3. The system according to claim 1, wherein iteratively adjusting the identified boundary conditions comprises modifying the identified boundary conditions of the three-dimensional dynamic model, and wherein a predicted value is in conformity with an observed value if a difference between the predicted value and the observed value does not exceed a predetermined threshold. 4. The system according to claim 1, further comprising: determining a time-varying morphology quantity by performing image processing of the one or more time-varying medical images; andmodifying at least a portion of the three-dimensional dynamic model for simulation processing based on the time-varying morphology quantity and the one or more time-varying medical images. 5. The system according to claim 4, further comprising setting an analysis target region to a lesion region or a treatment target. 6. The system according to claim 1, wherein the blood flow characteristic comprises a fractional flow reserve. 7. The system according to claim 1, further comprising: determining a space distribution of a time-varying dynamic index, based on a three-dimensional dynamic model using the identified boundary condition. 8. The system according to clai... | HeartFlow, Inc. | G06K009/00 A61B034/10 G06F017/10 A61B034/00 A61B005/02 A61B005/026 G06G007/60 G06F019/26 A61B005/00 A61B005/029 A61B006/03 A61B006/00 A61B008/06 A61B008/08 G01R033/563 A61B005/107 G06T007/00 G06T017/00 G06K009/62 A61B005/021 G06F017/50 G06F019/12 A61B005/024 A61B005/22 G06F019/00 G06K009/46 G06T007/20 G06T011/00 G06T011/20 A61M005/00 G06K009/52 A61B005/055 A61B005/11 G06T017/20 G06T015/10 G06T011/60 G06T007/60 A61B008/02 A61B008/04 G06T007/70 G06T007/73 G06T007/11 G06T007/12 G06T007/13 G06T007/149 G06T007/62 G01R033/56 G16H010/60 G16H050/30 G16H050/50 A61B090/00
US10092692 | B2 | 2018-10-09 | Method and system for modulating neural activity | 2017-10-13 | Methods and related systems for modulating neural activity by repetitively blocking conduction in peripheral neural structures with chemical blocking agents are disclosed. Methods and systems for reversing effects of chemical blocking agents and/or for producing substantially permanent conduction block are also disclosed. | 1. A neural modulation system comprising: an activity signal input structure adapted to receive an activity signal indicative of an activity state of at least a portion of a body of the subject innervated by the peripheral neural structure from a sensor operatively connected to the activity signal input structure; anda signal processing portion including circuitry for distinguishing a first activity state of the at least a portion of the body of the subject innervated by the peripheral neural structure from a second activity state of the at least a portion of the body of the subject innervated by the peripheral neural structure from the activity signal received at the activity signal input structure;circuitry for generating an ultrasonic stimulus control signal for driving production of an ultrasonic stimulus by an ultrasonic stimulus source, the ultrasonic stimulus configured to reversibly modulate neural activity in at least a portion of a peripheral neural structure of the subject during at least a portion of the first activity state, wherein the circuitry for generating the ultrasonic stimulus control signal is configured to generate the ultrasonic stimulus control signal based at least in part upon the activity signal; andcircuitry for generating a secondary stimulus control signal for driving production of a secondary stimulus adapted to modulate neural activity by a secondary stimulus source. 2. The neural modulation system of claim 1, wherein the circuitry for generating the secondary stimulus control signal includes circuitry for generating a control signal for driving production of at least one of an electrical stimulus, a magnetic stimulus, an ultrasonic stimulus, an optical stimulus, a thermal stimulus, or a chemical stimulus by a secondary stimulus source. 3. The neural modulation system of claim 1, including the ultrasonic stimulus source and the secondary stimulus source. 4. The neural modulation system of claim 3, wherein the secondary stimulus source includes at least one of an electrical stimulus source, a magnetic stimulus source, an ultrasonic stimulus source, an optical stimulus source, a thermal stimulus source, or a chemical stimulus source. 5. The neural modulation system of claim 3, wherein the secondary stimulus source includes a second ultrasonic stimulus source. 6. The neural modulation system of claim 3, wherein the secondary stimulus source is configured to operate in combination with the ultrasonic stimulus source to reversibly modulate neural activity in the at least a portion of the peripheral neural structure of the subject. 7. The neural modulation system of claim 6, wherein the secondary stimulus source includes a chemical stimulus source, an electrical stimulus source, or a magnetic stimulus source. 8. The neural modulation system of claim 3, wherein the secondary stimulus source is configured to oppose or reverse the reversible modulation of neural activity by the ultrasonic stimulus source. 9. The ne... | Gearbox, LLC | A61N001/18 A61M035/00 A61M005/142 A61B005/00 A61M005/172 A61B005/0402 A61M005/168 A61M037/00 A61B005/0476 A61B005/0205 A61B005/021
US10085805 | B1 | 2018-10-02 | Robotically shaping a guide wire tip | 2014-03-17 | A robotic system for driving a guide wire into a human patient includes a robotic tool to change shape the tip of the guide wire and a robotic control system providing signals to operate the guide wire shaping tool. | 1. A process for deforming a shape of a tip of a guide wire with a robotic system having a drive for a percutaneous procedure and including a control system providing control signals to operate a tip shaping mechanism comprising: feeding a portion of the guide wire having the tip into the tip shaping mechanism having a first member and a second cooperating member;operating the tip shaping mechanism to move the first member relative to the second cooperating member with the tip of the guide wire therebetween to cause the tip of the guide wire to be deformed such that the tip is directed away from a longitudinal axis of the guide wire; andwherein the guide wire is fed into the tip shaping mechanism with a drive mechanism and a diverter to divert the guide wire from a straight line from the drive mechanism to the tip shaping mechanism;feeding the guide wire with the deformed tip into a guide catheter. 2. The process of claim 1 wherein the guide wire is fed to the tip shaping mechanism following a first path, then withdrawing the guide wire with the deformed tip into a feeding mechanism and then feeding the guide wire with the deformed tip along a second path into the guide catheter. 3. The process of claim 1 wherein the tip shaping mechanism lies along a path that leads into the guide catheter. 4. The process of claim 1 including providing a simulation of the deformed tip along path—the guide wire is to follow. 5. The process of claim 1 wherein the operation of the tip shaping mechanism involves moving the guide wire along the longitudinal axis of the guide wire. 6. The process of claim 5 wherein a speed at which the guide wire is moved past the tip shaping mechanism is used to affect the tip shape. 7. The process of claim 5 wherein an angle between the guide wire of the tip shaping mechanism is used to affect the tip shape. 8. The process of claim 1 wherein a portion of the tip shaping mechanism includes elastomeric material. 9. The process of claim 1, wherein feeding the guide wire with the deformed tip into the guide catheter includes using the robotic system to robotically feed the guide wire. 10. A system for providing a guide wire with a deformed tip to a guide catheter for a percutaneous procedure with a robotic system with a control system providing control signals to operate a tip shaping mechanism, comprising: a guide catheter;the tip shaping mechanism causes the tip of the guide wire to be plastically deformed such that the tip is directed away from a longitudinal axis of the guide wire; anda drive mechanism that feeds the guide wire to the tip shaping mechanism and feeds the guide wire with the deformed tip into a guide catheter;the tip shaping mechanism including a diverter configured to divert the guide wire from a straight line from the drive mechanism to the tip shaping mechanism;wherein the tip shaping mechanism is positioned intermediate the drive mechanism and the guide catheter. 11. The system of claim 10 wherein the ti... | CORINDUS, INC. | A61B005/00 A61F002/02 A61B019/00 A61M025/09
US10070824 | B2 | 2018-09-11 | Method of detecting and predicting neurocardiogenic syncope | 2013-11-25 | A method of detecting an early onset of neurocardiogenic syncope in a patient uses respiratory functions as a predictor of the syncope. According to the method, at least one sample of baseline minute ventilation, tidal volume and respiratory rate of the patient is obtained. The detection unit is set to detect an increase in tidal volume and in minute ventilation over a predetermined respiratory period. The detecting unit also detects any rate of change in respiratory rate and sends a signal to a microprocessor to determine whether the increase in minute ventilation is a sole function of increased tidal volume. The impending syncope is diagnosed if variance in respiratory rate is less than 25% in relation to the sampled baseline during the predetermined period of time. | 1. A method of detecting an impending neurocardiogenic syncope in a patient, comprising the steps of: obtaining at least one sample of baseline minute ventilation, tidal volume and respiratory rate of the patient;detecting an increase in tidal volume over a predetermined period of respiration;detecting an increase in minute ventilation over said predetermined period of respiration;detecting any change in respiratory rate over said predetermined period of respiration;storing at least one data associated with the increase in minute ventilation; anddetecting impending syncope when(a) the increase in minute ventilation is attributable to an increase in tidal volume; and(b) the change in respiratory rate is less than 25% in relation to the at least one sampled baseline respiratory rate during the predetermined period of respiration, wherein the steps of detecting an increase in minute ventilation, detecting an increase in tidal volume, detecting any change in respiratory rate, and detecting impending syncope each occur, at least in part, in a microprocessor. 2. The method of claim 1, comprising a step of generating an alarm signal after the impending syncope is detected. 3. The method of claim 1, wherein the step of obtaining at least one sample of baseline minute ventilation, tidal volume, and respiratory rate of the patient is performed by measuring transthoracic impedance or directly by exhaled volumes. 4. The method of claim 1, wherein impending syncope is detected when the detected increase in tidal volume is more than a 75% increase from the baseline. 5. A non-transitory computer readable medium for storing instructions for performing the method of claim 1 when executed. 6. A method of preventing neurocardiogenic syncope in operators of equipment, comprising the steps of: obtaining at least one sample of baseline minute ventilation, tidal volume and respiratory rate of the equipment operator;detecting an increase in tidal volume over a predetermined period of respiration of said equipment operator;detecting an increase in minute ventilation over said predetermined period of respiration of said equipment operator;detecting any change in respiratory rate over said predetermined period of respiration of said equipment operator;storing at least one data associated with the increase in minute ventilation; andalerting the equipment operator of impending syncope when(a) the increase in minute ventilation is attributable to an increase in tidal volume; and(b) the change in respiratory rate is less than 25% in relation to the at least one sampled baseline respiratory rate during the predetermined period of respiration, wherein the steps of detecting an increase in minute ventilation, detecting an increase in tidal volume, and detecting any change in respiratory rate each occur, at least in part, in a microprocessor. 7. A method of preventing neurocardiogenic syncope in operators of equipment according to claim 6 wherein the alert to the equipment o... | PHYSIOVOYANCE, LLC | A61B005/00 A61B005/08 A61B005/091
US10085665 | B2 | 2018-10-02 | Non-invasive system and method for monitoring lusitropic myocardial function in relation to inotropic myocardial function | 2016-10-07 | A system and method for non-invasively monitoring the hemodynamic state of a patient by determining on a beat-by-beat basis the ratio of lusitropic function to inotropic function as an index of myocardial well-being or pathology for use by clinicians in the hospital or by the patient at home. In one embodiment of the system a smartphone running an application program that is connected through the internet to the cloud processes electronic signals, first, from an electrocardiogram device monitoring electrical cardiac activity, and second, from a seismocardiogram device monitoring mechanical cardiac activity in order to determine such ratio as an instantaneous measurement of the hemodynamic state of the patient, including such states as sepsis, myocardial ischemia, and heart failure. | 1. A system for non-invasive monitoring of cardiac activity of a patient comprising: a non-invasive electronic heart function measurement device providing electronic outputs related to lusitropic and inotropic electrical cardiac activity;a non-invasive mechanical heart function measurement device providing mechanical outputs related to lusitropic and inotropic mechanical cardiac activity;a converting unit connected to said mechanical heart function measurement device for converting said mechanical outputs of said device into electronic outputs related to said mechanical cardiac activity;a computer platform comprising a processing unit and a display;a connection from the output of said electronic heart function measurement device to the input of said processing unit; anda connection from the output of said converting unit to the input of said processing unit;whereby said processing unit processes said inputs relating to said electronic outputs related to said electrical cardiac activity and said electronic outputs related to said mechanical cardiac activity in order to determine intervals between such inputs relating to electrical cardiac activity and such inputs relating to mechanical cardiac activity and comparing such intervals with the results of such comparisons being output to said display providing for real time monitoring of lusitropic myocardial function, inotropic myocardial function, and the ratio of lusitropic myocardial function to inotropic myocardial function on a beat by beat basis in order to assess myocardial well-being or myocardial pathology of a patient. 2. The system of claim 1 in which the non-invasive electronic heart function measurement device is at least one electrode that is mounted in an electrocardiogramic lead. 3. The system of claim 2 in which the electrocardiogramic lead is lead II. 4. The system of claim 1 in which the non-invasive mechanical heart function measurement device is a microphone. 5. The system of claim 1 in which the non-invasive mechanical heart function measurement device is an accelerometer. 6. The system of claim 1 in which the computer platform is a smartphone connected to the internet. 7. The system of claim 1 in which said connections are wireless. 8. The system of claim 6 in which said smartphone is blue tooth capable. 9. The system of claim 8 in which said connections are blue tooth connections. 10. The system of claim 1 in which said non-invasive electronic heart function measurement device, said non-invasive mechanical heart function measurement device, and said converting unit are resident on an electronic skin tattoo circuit. 11. The system of claim 10 in which said connections are wireless. 12. The system of claim 10 in which said electronic skin tattoo circuit is blue tooth capable. 13. The system of claim 12 in which said connections are blue tooth connections. 14. The system of claim 13 in which said computer platform is a smartphone connected to the internet. 15. The sy... | THE COOPER HEALTH SYSTEM | A61B005/0452 A61B005/044 A61B005/04 A61B005/00 A61B005/11 A61B007/04
US10111633 | B2 | 2018-10-30 | Local FFR estimation and visualisation for improved functional stenosis analysis | 2014-12-04 | A system (IPS) and related method for fractional flow reserve, FFR, simulation. The simulation for a range of FFR values for a vasculature portion is based on a composite transfer function which is combined from a weighted sum of global effect transfer functions he, each representing a distinct physical effect that causes a pressure drop. The weights we are gotten from a previous training phase against pressure pi versus flow rate fi 5 sample measurements associated with respective vasculature geometries. The simulated range of FFR values is visualized in a graphics display (GD) as a function of pressure and flow rate values within respective intervals. | 1. An image processing system, comprising: an input port for receiving at least one image including a projection view of an object of interest;a segmenter configured to segment the image to obtain an object segmentation for the object as per the projection view;a partitioner configured to partition the segmentation into components;an adaptation unit configured to adapt at least one of a plurality of local effect transfer functions to a local geometry of the object as recorded in respective ones of the components to obtain a plurality of global effect transfer functions;a combiner configured to combine the plurality of global effect transfer functions into a composite transfer function for the object;an evaluator configured to compute from the composite transfer function a fractional flow reserve (FFR) estimate for a fluid flowing through the object, wherein the evaluator operates to compute a range of FFR estimates by varying physical and physiological parameters;a visualizer configured to render for display on a display unit the range of FFR estimates as a function of at least one the physical and physiological parameters; andthe display unit operating to display the range of FFR estimates in their functional dependence,wherein the physical and physiological parameters include at least one of pressure and flow rate, and wherein the range of FFR estimates is displayed as a function of the at least one of pressure and flow rate. 2. The image processing system of claim 1, wherein the physical and physiological parameters include is at least one of a hematocrit, a blood viscosity, and a blood density. 3. The image processing system of claim 1, wherein the local transfer functions are linearly combined based on weights previously learned from pressure versus flow rate sample measurements. 4. The image processing system of claim 1, wherein the image is acquired by one of a planar X-ray apparatus of the C-arm type and a rotational C-arm system. 5. An image processing method, comprising acts of: receiving at input port of an image processing (IPS) system at least one image including a projection view of an object of interest;segmenting the image by a segmenter of the IPS system to obtain an object segmentation for the object as per the projection view;partitioning by a partitioner of the IPS system the segmentation into components;adapting at least one of a plurality of local effect transfer functions to the local geometry of the object as recorded in respective ones of the components to obtain a plurality of global effect transfer functions;combining by a combiner of the IPS system the plurality of global effect transfer functions into a composite transfer function for the object;from the composite transfer function, computing by an evaluator of the IPS system a fractional flow reserve (FFR) estimate for a fluid flowing through the object including computing a range of FFR estimates by varying physical and physiological parameter, wherein the physi... | KONINKLIJKE PHILIPS N.V. | G06K009/00 A61B006/00 A61B005/00 A61B005/02 G06T007/00 G16H050/50 G06F019/00 A61B005/026 A61B006/03
US10085657 | B2 | 2018-10-02 | Body-worn pulse oximeter | 2009-09-14 | The invention provides a body-worn system that continuously measures pulse oximetry and blood pressure, along with motion, posture, and activity level, from an ambulatory patient. The system features an oximetry probe that comfortably clips to the base of the patient's thumb, thereby freeing up their fingers for conventional activities in a hospital, such as reading and eating. The probe secures to the thumb and measures time-dependent signals corresponding to LEDs operating near 660 and 905 nm. Analog versions of these signals pass through a low-profile cable to a wrist-worn transceiver that encloses a processing unit. Also within the wrist-worn transceiver is an accelerometer, a wireless system that sends information through a network to a remote receiver, e.g. a computer located in a central nursing station. | 1. A system for monitoring both blood pressure and oxygen saturation values from a patient, comprising: a pulse oximetry sensor comprising: a first radiation source configured to emit a first optical radiation at a first wavelength;a second radiation source configured to emit a second optical radiation at a second wavelength;a substrate comprising a first substantially planar surface which comprises the emitting surface of the first and second radiation sources;a photodetector configured to detect the first optical radiation emitted by the first radiation source after the first optical radiation passes through a portion of the patient to generate a first signal, and the second optical radiation emitted by the second radiation source after the second optical radiation passes through a portion of the patient to generate a second signal;a substrate comprising a second substantially planar surface which comprises the receiving surface of the photodetector;and a finger-ring housing comprising the first and second radiation sources and the photodetector, the finger-ring housing configured to attach to a base of the patient's thumb such that the first optical radiation emitted by the first radiation source and the second optical radiation emitted by the second radiation source pass through the thumb tissue and are received by the princeps pollicis artery before reaching the photodetector, wherein the first and second radiation sources are proximal to one another and separated from the photodetector by an included angle between 35-55 degrees, wherein the included angle is the angle formed between a first line drawn parallel to the first planar surface and a second line drawn parallel to the second planar surface;a second sensor comprising: at least two electrodes, each configured to attach to the patient and measure electrical signals and an electrical circuit configured to receive and process the electrical signals to determine a time-dependent electrical signal; anda processing unit configured to be worn on the patient's arm and connected to the pulse oximetry sensor to receive the first and second time-dependent signals, and to the second sensor to receive the time-dependent electrical signal, the processing unit comprising a processor configured to process: i) the first and second time-dependent signals to determine AC signals, or signals derived therefrom, to determine the oxygen saturation value; and ii) at least one of the AC signals and the electrical signal, or signals derived therefrom, to determine the blood pressure value. 2. The system of claim 1, wherein the processing unit further comprises a motion sensor. 3. The system of claim 2, wherein the motion sensor is an accelerometer. 4. The system of claim 1, wherein the processing unit further comprises an input port for receiving a cable. 5. The system of claim 4, wherein the cable further comprises an accelerometer. 6. The system of claim 4, wherein the cable further comprises an ECG ci... | SOTERA WIRELESS, INC. | A61B005/1455 A61B005/0245 A61B005/00 A61B005/021 A61B005/022 A61B005/0452 A61B005/11
US10105087 | B2 | 2018-10-23 | Contact activated lancet device | 2010-06-14 | A lancet device including a housing and a lancet structure having a puncturing element. The lancet structure disposed within the housing and adapted for movement between a retaining or pre-actuated position wherein the puncturing element is retained within the housing, and a puncturing position wherein the puncturing element extends through a forward end of the housing. The lancet device includes a drive spring disposed within the housing for biasing the lancet structure toward the puncturing position, and a retaining hub retaining the lancet structure in the retracted position against the bias of the drive spring. The retaining hub includes a pivotal lever in interference engagement with the lancet structure. An actuator within the housing pivots the lever, thereby moving the lancet structure toward the rearward end of the housing to at least partially compress the drive spring, and releasing the lever from interference engagement with the lancet structure. | 1. A lancet device, comprising: a housing;a shield coaxially and movably associated with the housing;a puncturing element disposed within the housing and adapted for movement between a pre-actuated position wherein the puncturing element is retained within the housing and a puncturing position wherein the puncturing element extends through a forward end of the housing; anda removable sterile tab member associated with the shield,wherein the shield is movably associated with the housing to move from a first position extending outward from the housing to a second position at least partially retracted into the housing and wherein the sterile tab member comprises a closed distal surface and a depending hollow skirt protruding proximally relative to the distal surface, the depending hollow skirt at least partially encompassing the shield such that a distal lip of the depending hollow skirt contacts a terminal surface of the shield and a terminal proximal surface of the depending hollow skirt contacts a terminal surface of the housing to prevent axial movement of the shield relative to the housing and to enclose a forward opening of the housing with the depending hollow skirt and a forward opening of the shield with the distal surface of the tab member. 2. The lancet device of claim 1, wherein the housing defines at least one finger grip indentation, and wherein the at least one finger grip indentation comprises a concave surface shape facing substantially transversely away from an axis passing axially through the puncture element. 3. The lancet device of claim 2, wherein the concave surface shape is chosen from the group consisting of a semicircle, an ellipse, a hyperbola, and a parabola. 4. The lancet device of claim 2, further comprising a second opposed finger grip indentation, and wherein a substantially horizontal longitudinal plane passing substantially centrally through the housing is approximately equidistant between the finger grip indentations. 5. The lancet device of claim 4, wherein the finger grip indentations are bilaterally symmetric about the horizontal longitudinal plane. 6. The lancet device of claim 1, wherein the tab member is spaced a distance from the puncturing element. 7. A lancet device comprising: a housing;a lancet structure comprising a puncturing element, the lancet structure disposed within the housing and adapted for movement between a pre-actuated position wherein the puncturing element is retained within the housing and a puncturing position wherein the puncturing element extends through a forward end of the housing;a sterile tab member extending distally from the puncturing element and protecting the puncturing element prior to use;a drive spring disposed within the housing for biasing the lancet structure toward the puncturing position; anda shield extending through the forward end of the housing and axially movable with respect to the housing,wherein the tab member is removably associated with the shield and c... | Becton, Dickinson and Company | A61B017/14 A61B017/32 A61B005/151 A61B005/15 A61B017/00
US10111608 | B2 | 2018-10-30 | Method and apparatus for providing data processing and control in medical communication system | 2008-04-14 | Methods and apparatus for providing data processing and control for use in a medical communication system are provided. | 1. A method for notifying a user about an alarm condition without causing interruption to a predetermined routine, the method comprising: executing a concurrent passive notification routine on an analyte monitoring device, the concurrent passive notification routine comprising monitoring analyte levels received from a sensor for the alarm condition;executing the predetermined routine comprising one or more of performing a finger stick blood glucose test, calibrating a sensor unit, configuring a device setting, reviewing historical glucose data, reviewing historical alarms, events, or entries in a data log, managing a data communication setting, transferring data to a data processing terminal, or reviewing a higher priority alarm condition;in response to detecting the alarm condition by the concurrent passive notification routine during the execution of the predetermined routine, outputting to a user interface a first indication associated with the alarm condition, wherein the first indication is outputted during the execution of and without interruption to the predetermined routine; andin response to a termination or a completion of the predetermined routine, outputting to the user interface by the concurrent passive notification routine a second indication for the alarm condition associated with the first indication. 2. The method of claim 1, wherein the first indication includes one or more of a visual, audible, or vibratory indicator. 3. The method of claim 1, wherein the second indication includes one or more of a visual, audible, or vibratory indicator. 4. The method of claim 1, wherein the first indication includes a temporary indicator, and further, wherein the second indication includes a predetermined alarm associated with the detected alarm condition. 5. The method of claim 1, wherein the first indication is active during the execution of the predetermined routine, and is inactive at the end of the predetermined routine. 6. The method of claim 1, wherein the second indication is active at the end of the predetermined routine. 7. The method of claim 1, wherein each of the first indication and the second indication includes one or more of a visual text notification alert, a backlight indicator, a graphical notification, an audible notification, or a vibratory notification. 8. The method of claim 1, wherein the predetermined routine is executed to completion without interruption. 9. The method of claim 1, wherein when the alarm condition is detected during the execution of the predetermined routine, the first indication is output as a temporary alarm notification that does not disrupt the predetermined routine. 10. An apparatus for notifying a user about an alarm condition without causing interruption to a predetermined routine, the apparatus comprising: a user interface; anda data processing unit operatively coupled to the user interface, the data processing unit configured to: execute a concurrent passive notification routine on... | ABBOTT DIABETES CARE INC. | A61B005/00 G06F019/24 A61B005/145 A61B005/1486 A61B005/1495
US10098327 | B2 | 2018-10-16 | Core-temperature-based herd management system and methods | 2012-11-26 | A system and method for managing a herd of animals possibly requiring medical treatment, such as cows in a feedlot. The animals are herded individually into a chute, where identification data is collected from a tag, and core temperature data is collected using a special non-contacting core temperature sensor. The animal is tagged with a color coded tag representing a range of temperatures into which that animal's temperature falls. The animal is then delivered to a pen corresponding to that range of temperatures, where appropriate medicinal treatment is automatically dosed and applied to the animal. | 1. A method of managing a herd of animals for purposes of health evaluation and treatment, the method comprising: placing a number of animals serially in a manufactured livestock chute, the chute for restraining the animals;determining for each animal if the animal has a machine-readable identification tag thereon;if the animal does not have a machine-readable identification tag thereon, placing a machine-readable identification tag on the animal while in the chute;electronically receiving identification data from the animal's identification tag at an electronic data processor;measuring the core temperature of the animal while in the chute;electronically receiving an indication of the core temperature at the data processor, wherein the data processor is programmed to determine a health category for the animal based at least in part on the core temperature indication and to determine a dosing amount for medicinally treating the animal based at least in part on the core temperature indication;treating the animal in accordance with the dosing amount while in the chute;tagging the animal with one of a number of color codes, the color code corresponding to the health category of the animal;routing the animal from the chute to one of at least two holding pens based on the health category of the animal, each pen comprising a gate;electronically sending the dosing amount to medicine-delivering equipment associated with the holding pens; andreporting, by the data processor, of identification data and core temperature data of animals passing through the chute within specified time periods. 2. The method of claim 1, wherein the identification tag is an electronically readable identification tag. 3. The method of claim 1, wherein measuring the core temperature comprises using a non-invasive thermal detector for sensing the core temperature of the animal while in the chute. 4. The method of claim 3, wherein using a non-invasive thermal detector comprises positioning the thermal detector in front of an eye of the animal such that thermal radiation from within the eye is able to pass from the eye, wherein the detector comprises a hand-held housing, a power supply, circuitry, and a data transmitter; said housing having a window to allow passage of thermal radiation into an interior space of said housing; the window of said housing being positionable, through said window, and into said interior space of said housing; a thermal radiation transducer within said interior space, the thermal radiation transducer being adapted to generate transducer output corresponding to the thermal radiation passing into said interior space through said window; said circuitry being adapted to produce a core temperature signal based at least in part on the thermal radiation emitted from the eye of the animal. 5. The method of claim 1, further comprising treating the animal in accordance with the dosing amount while it is located in one of the pens. 6. The method of claim 1, wher... | - | A01K029/00 A61B005/01 A61M005/172 G06F019/00 A61D007/00
US10085642 | B2 | 2018-10-02 | Multi-modal imaging of blood flow | 2011-06-06 | The application features methods, devices, and systems for measuring blood flow in a subject. The computer-implemented methods include receiving functional magnetic resonance imaging (fMRI) data that provides information on at least one of volume or oxygenation of blood at one or more locations in a body over a first predetermined length of time. The methods also include receiving near-infrared spectroscopic (NIRS) imaging or measurement data representing at least one of blood concentration or oxygenation at a first portion of the body over a second predetermined length of time. The methods further include deriving, from the fMRI data corresponding to a second portion of the body, a time varying data set representing changes in blood oxygenation or volume or both blood oxygenation and volume at the second portion over the first predetermined length of time and determining, by a computing device, a time delay and a value of a similarity metric corresponding to a part of the spectroscopic imaging data that most closely matches the time varying data set. The time delay represents a difference between a first time in which blood flows from a third portion in the body to the first portion and a second time in which blood flows to the second portion from the third portion. The value of the similarity metric represents an amount of blood at the second portion. An estimate of a characteristic of at least one of blood flow or blood volume in the second portion at a given time is determined based on the time delay and the value of the similarity metric. | 1. A computer-implemented method for measuring at least one of blood flow or volume in a subject, the method comprising: receiving functional magnetic resonance imaging (fMRI) data that provides information on at least one of volume or oxygenation of blood at one or more locations in a body over a first predetermined length of time;receiving spectroscopic measurement data representing at least one of blood concentration or oxygenation at a first portion of the body over a second predetermined length of time;deriving, from the fMRI data corresponding to a second portion of the body, a time varying data set representing changes in at least one of blood oxygenation or volume at a second portion of the body over the first predetermined length of time;determining a time delay and a value of a similarity metric corresponding to a part of the spectroscopic imaging data that most closely matches the time varying data set, the time delay representing a difference between a first time in which blood flows from a third portion in the body to the first portion and a second time in which blood flows to the second portion from the third portion, and the value of the similarity metric representing an amount of blood at the second portion; anddetermining, based on the time delay and the value of the similarity metric, an estimate of a characteristic of at least one of blood flow or blood volume in the second portion at a given time. 2. The method of claim 1, wherein the fMRI data is acquired from a plurality of fMRI scans performed over the first predetermined time period and at a predetermined frequency. 3. The method of claim 1, wherein the second predetermined length of time includes, and is longer than, the first predetermined length of time. 4. The method of claim 1, further comprising filtering, using a digital or analog filter, the time-varying spectroscopic measurement data to reduce noise. 5. The method of claim 1, wherein determining the time delay further comprises: dividing the spectroscopic measurement data into a plurality of segments, each segment corresponding to a particular time shift;identifying a segment from the plurality of segments that matches the time varying data set derived from the fMRI data from the second portion of the body; andestimating the time delay based on the particular time shift of the identified segment. 6. The method of claim 5, further comprising cross-correlating each segment of the plurality of segments with the time varying data set derived from the fMRI data from the second portion of the body, wherein a peak cross-correlation amplitude represents the value of the similarity metric. 7. The method of claim 5, further comprising performing multiple linear model fits using the plurality of segments. 8. The method of claim 5, wherein a first segment from the plurality of segments partially overlaps a second segment from the plurality of segments. 9. The method of claim 1, further comprising rendering, on a displ... | McLean Hospital Corporation | A61B005/00 A61B005/026 A61B005/055 A61B005/1455 A61B005/02 A61B005/0295
US10070807 | B2 | 2018-09-11 | Detection and evaluation of user grip with a handheld tool | 2015-09-01 | Techniques and mechanisms for detecting and evaluating grip by a user operating a handheld tool. In an embodiment, the tool includes a handle, one or more pressure sensors disposed in or on the handle, and an attachment arm. An output from the one or more sensors is generated while a user-assistive device is coupled to a distal end of an attachment arm of the tool. Logic of the tool calculates a grip metric based on the sensor output, and the tool transmits, based on the grip metric, a signal including medical diagnostic information. In another embodiment, the user-assistive device includes a utensil attachment or a personal hygiene attachment. | 1. A tool, comprising: a handle;an attachment arm extending from the handle and having a distal end configured to accept and hold a user-assistive device;one or more sensors disposed within the handle, the one or more sensors configured to sense a pressure exerted on the handle by a hand of a user while a user-assistive device is coupled to the distal end of the attachment arm;a memory disposed within the handle;grip evaluation logic coupled to the one or more sensors to receive from the one or more sensors an output indicative of the pressure, the grip evaluation logic comprising circuitry configured to calculate a grip metric based on the output and further configured to record into the memory a plurality of grip metrics acquired over time along with a type of the user-assistive device coupled to the distal end of the attachment arm for each of the grip metrics; anda communication interface coupled to the grip evaluation logic, the communication interface configured to output from the tool a signal including medical diagnostic information based on the grip metric. 2. The tool of claim 1, wherein the grip metric indicates whether a threshold amount of grip force has been applied to the handle. 3. The tool of claim 2, wherein the grip metric indicates whether the threshold amount of grip force has been applied to the handle for a threshold period of time. 4. The tool of claim 1, the communication interface further to generate a prompt to indicate that the user is to perform a grip action of a diagnostic test. 5. The tool of claim 1, the grip evaluation logic further to evaluate the grip metric based on reference information including one or more threshold values of a diagnostic test criteria. 6. The tool of claim 1, the communication interface to send the signal from the tool to a remote device via a network, wherein based on the signal, the remote device performs a diagnostic test to evaluate the user. 7. The tool of claim 1, wherein the user-assistive device comprises a kitchen utensil. 8. The tool of claim 1, wherein the user-assistive device comprises an attachment to perform a personal hygiene task. 9. The tool of claim 1, wherein the user assistive device comprises one of a kitchen utensil, a personal grooming tool, or a personal hygiene tool for performing a personal task including at least one of eating, grooming, or makeup application, and wherein the one or more sensors are positioned within the handle to sense the pressure while the personal task is performed by the user. 10. The tool of claim 1, wherein the grip metrics include one or more of a rate of change of grip pressure, a frequency of grip pulses, or a duration of each grip. 11. The tool of claim 1, wherein the grip evaluation logic further comprises circuitry configured to record a time stamp into the log with each of the plurality of grip metrics acquired over time. 12. The tool of claim 1, wherein the grip evaluation logic further comprises circuitry configured to... | Verily Life Sciences LLC | A61B001/24 A63B023/16 A61B005/11 G01L005/00 A61B005/00 A61B005/22 A47G021/02 G16H050/20
US10105055 | B2 | 2018-10-23 | Systems and methods for communicating data | 2017-11-07 | An external medical device including monitoring circuitry and communication circuitry. The monitoring circuitry monitors a cardiac condition of a patient using the external medical device. For example, the communication circuitry initiates a communication link with a remote location. The remote location can be selected based on data associated with at least one of the external medical device and the patient using the external medical device. In some examples, supporting data can be transmitted to the remote location. | 1. A wearable medical device configured to communicate with a remote location, the wearable medical device comprising: monitoring circuitry configured to monitor a cardiac condition of a patient using the wearable medical device; andcommunication circuitry configured to: provide a prompt to the patient that requests the patient indicate a nature of a communication,determine a category of data associated with a communication link from a set of data categories based on the patient indicated nature of the communication,select the remote location from a plurality of remote locations based on the determined category of the data, andinitiate the communication link to the remote location based on the determined category of the data. 2. The wearable medical device of claim 1, wherein the plurality of remote locations comprise an emergency response location, a technician location, a physician location, and a relative or caregiver location. 3. The wearable medical device of claim 2, wherein the communication circuitry is configured to determine the category of the data as one of monitored physiological data, patient symptom data, location/position data, patient profile and preferences data, treatment data, and device parameter data. 4. The wearable medical device of claim 3, wherein if the determined category is patient symptom data, the communication circuitry is configured to provide the data to the technician location for reviewing or editing the data before providing the data to the physician location. 5. The wearable medical device of claim 3, wherein if the determined category is device data, the communication circuitry is configured to provide the data to the technician location. 6. The wearable medical device of claim 5, wherein the data is associated with an error code, wherein the error code is associated with a device error of the device, and wherein the communication circuitry is configured to determine the data based on the patient indicated nature of the communication. 7. The wearable medical device of claim 3, wherein if the determined category is treatment data, the communication circuitry is configured to provide the data to the relative or caregiver location. 8. The wearable medical device of claim 1, wherein the communication circuitry is configured to at least one of provide the data to the remote location via the communication link and initiate an audio and/or video communication link with the remote location. 9. The wearable medical device of claim 1, wherein the data is associated with the cardiac condition of the patient using the wearable medical device monitored by the monitoring circuitry, and wherein the communication circuitry is configured to provide options to a user for selecting a current symptom of the patient,receive a selection of the current symptom of the patient, andtransmit the data in association with the current symptom of the patient to the remote location via the communication link. 10. The wearable medi... | ZOLL Medical Corporation | G08C019/22 A61B005/00 A61B005/0402 A61N001/39 A61B005/0404 A61N001/04 A61N001/362 G06F019/00 G16H040/67 A61B005/021 A61B005/024 A61B005/11 A61N001/37
US10111601 | B2 | 2018-10-30 | Extended wear electrocardiography monitor optimized for capturing low amplitude cardiac action potential propagation | 2017-07-10 | Physiological monitoring can be provided through a lightweight wearable monitor that includes two components, a flexible extended wear electrode patch and a reusable monitor recorder that removably snaps into a receptacle on the electrode patch. The wearable monitor sits centrally on the patient's chest along the sternum oriented top-to-bottom. The placement of the wearable monitor in a location at the sternal midline, with its unique narrow “hourglass”-like shape, significantly improves the ability of the wearable monitor to cutaneously sense cardiac electrical potential signals, particularly the P-wave and the QRS interval signals indicating ventricular activity in the ECG waveforms. In particular, the ECG electrodes on the electrode patch are tailored to be positioned axially along the midline of the sternum for capturing action potential propagation in an orientation that corresponds to the aVF lead used in a conventional 12-lead ECG that is used to sense positive or upright P-waves. | 1. An ambulatory electrocardiography and physiology monitor optimized for capturing low amplitude cardiac action potential propagation, comprising: a disposable extended wear electrode patch comprising: a flexible backing comprising stretchable material defined as an elongated strip with a narrow longitudinal midsection, each end of the flexible backing comprising an adhesive contact surface;a pair of electrocardiographic electrodes comprised on the contact surface of each end of the flexible backing, each electrocardiographic electrode conductively exposed for dermal adhesion;a non-conductive receptacle affixed to a non-contacting surface of the flexible backing and comprising an electro-mechanical docking interface, the docking interface comprising a first set of electrical contact mating pads, a second set of electrical contact mating pads, and at least one additional electrical contact mating pad;a battery within a compartment on a bottom surface of the non-conductive receptacle and electrically interfaced to the first set of the electrical contact mating pads of the docking interface; anda flexible circuit comprising a pair of flexible circuit traces affixed at each end of the flexible backing with each circuit trace connecting one of the electrocardiographic electrodes to one of the electrical contact mating pads of the second set of the electrical contact mating pads of the docking interface; anda physiology sensor adapted to sense physiological data and connecting to the at least one additional electrical contact mating pad; andan ambulatory electrocardiography monitor recorder comprising: a wearable housing adapted to securely fit into the non-conductive receptacle;an external connector comprising a set of electrical contacts protruding from a surface of the wearable housing that fits within the non-conductive receptacle, the set of electrical contacts electrically and mechanically contacting the first set of the electrical contact mating pads of the docking interface, the second set of the electrical contact mating pads of the docking interface, and the additional electrical contact mating pad; andelectronic circuitry provided within the wearable housing and removably connected via the external connector to the electrocardiographic electrodes via the second set of the electrical contact mating pads of the docking interface, to the battery via the first set of the electrical contact mating pads of the docking interface, and to the physiology sensor via the additional electrical contact mating pad, the electronic circuitry further comprising: a low power micro-controller interfaced to the physiology sensor via the external connector and operable to execute over an extended period under modular micro program control as specified in firmware and to draw power from the battery via the external connector;an electrocardiographic front end circuit under the control of the micro-controller adapted to sense cardiac electrical potential differenti... | Bardy Diagnostics, Inc. | A61B005/0408 A61B005/0432 A61B005/0452 A61B005/00 A61B005/0205
US10105181 | B2 | 2018-10-23 | Microwave energy-delivery device and system | 2017-03-21 | An ablation system including an image database storing a plurality of computed tomography (CT) images of a luminal network and a navigation system enabling, in combination with an endoscope and the CT images, navigation of a locatable guide and an extended working channel to a point of interest. The system further includes one or more fiducial markers, placed in proximity to the point of interest and a percutaneous microwave ablation device for applying energy to the point of interest. | 1. An ablation system, comprising: a microwave ablation device: a feedline including a distal radiating section;a balun disposed on an outer conductor of the feedline; anda temperature sensor disposed on the balun and configured to sense a temperature of the balun;a cooling system operatively coupled to the microwave ablation device and configured to provide a fluid to the microwave ablation device during an ablation procedure;a hub configured to couple the cooling system to the microwave ablation device; andan energy source operatively coupled to the microwave ablation device and configured to provide microwave energy to the microwave ablation device in response to the temperature of the balun. 2. The ablation system according to claim 1, wherein the cooling system comprises a cooling unit operatively coupled to the microwave ablation device and configured to cool the fluid provided to the microwave ablation device. 3. The ablation system according to claim 1, wherein the microwave ablation device further comprises: an inner tubular member; andan outer tubular member. 4. The ablation system according to claim 1, wherein the microwave ablation device further comprises a balun short electrically connecting the balun to the outer conductor. 5. The ablation system according to claim 3, wherein the feedline, the inner tubular member, and the outer tubular member are arranged columinally and define a first gap between the feedline and the inner tubular member and a second gap between the inner tubular member and the outer tubular member to enable fluid flow through the microwave ablation device. 6. The ablation system according to claim 5, wherein the hub comprises a first port and a second port, and wherein the first gap is in fluid communication with the first port, and the second gap is in fluid communication with the second port. 7. The ablation system according to claim 6, wherein the hub comprises a hub cap operatively engaged with a distal portion of the hub, the hub cap configured to receive the microwave ablation device. 8. The ablation system according to claim 7, wherein the hub further comprises a hub divider configured to define a first chamber and a second chamber, wherein the first chamber is in fluid communication with the first port and the second chamber is in fluid communication with the second port. 9. The ablation system of claim 3, further comprising a temperature sensing system operatively coupled to the microwave ablation device and configured to sense a temperature profile of tissue proximate the distal radiating section of the feedline. 10. The ablation system of claim 9, wherein the microwave ablation device further comprises a temperature sensor on the outer tubular member, the temperature sensor being operatively coupled to the temperature sensing system and configured to sense the temperature of tissue adjacent the outer tubular member. 11. The ablation system of claim 10, wherein the energy source is configured... | Covidien LP | A61B005/05 A61B018/18 A61B034/20 A61B006/03 A61B034/10 A61B018/00 A61B090/00
US10092199 | B2 | 2018-10-09 | MR imaging apparatus and method for generating a perfusion image with motion correction | 2015-04-01 | A magnetic resonance method and system are provided for generating real-time motion-corrected perfusion images based on pulsed arterial spin labeling (PASL) with a readout sequence such as a 3D gradient and spin echo (GRASE) image data acquisition block. The real-time motion correction is achieved by using a volumetric 3D EPI navigator that is provided during an intrinsic delay in the PASL sequence, which corrects for motion prospectively and does not extend the image data acquisition time as compared to a similar non-motion-corrected imaging procedure. | 1. An MR imaging system for generating a real-time motion-corrected magnetic resonance perfusion image of a region of interest, comprising: an RF (Radio Frequency) signal generator and a magnetic field gradient generator configured to provide an RF pulse and magnetic field gradient sequence for acquisition of MR image data,said RF pulse and magnetic field gradient sequence comprising: a pulse sequence for selectively tagging blood protons in a volume upstream of the region of interest, the pulse sequence comprising: a pre-saturation pulse;at least one of an adiabatic tagging pulse or an adiabatic control pulse;a first delay followed by a plurality of periodic saturation pulses;a first background suppression pulse provided at least one of during and directly after a plurality of periodic suppression pulses;a second background suppression pulse provided after the plurality of periodic suppression pulses;a second delay sufficient to allow the tagged blood protons to flow into the region of interest; andan outer volume suppression pulse;3D volume navigator data generated by a 3D volume navigator following said plurality of periodic suppression pulses and at least one of directly preceding or directly following the second background suppression pulse; anda readout sequence for acquiring RF image data for the region of interest, andan image processing unit of the MR imaging system configured to: generate motion-corrected images based on the RF image data and the 3D volume navigator data; andgenerate a perfusion image by subtracting a first image based on a first set of RF image data obtained using the adiabatic control pulse from a second image based on a second set of RF image data obtained using the adiabatic tagging pulse. 2. The MR imaging system of claim 1, wherein the pulse sequence comprises a Q2TIPS sequence. 3. The MR imaging system of claim 1, wherein the readout sequence comprises a 3D gradient and spin echo sequence. 4. The MR imaging system of claim 1, wherein the readout sequence comprises a 3D segmented gradient echo EPI sequence. 5. The MR imaging system of claim 1, wherein the 3D volume navigator directly precedes the second background suppression pulse. 6. The MR imaging system of claim 1, wherein the 3D volume navigator directly follows the second background suppression pulse. 7. The MR imaging system of claim 1, wherein the motion-corrected images are generated based on the 3D volume navigator data using a root-mean-square (RMS) error technique. 8. The MR imaging system of claim 1, wherein the motion-corrected images are generated based on the 3D volume navigator data using a mutual information error technique. 9. A method for generating a real-time motion-corrected magnetic resonance perfusion-weighted image, comprising the steps of: (a) choosing an arbitrary region of interest to image;(b) magnetically tagging upstream blood protons outside said arbitrary region of interest to image using a pre-saturation pulse, an adiabat... | Siemens Healthcare GmbH The General Hospital Corporation | A61B005/026 A61B005/055 G01R033/563 G01R033/567 A61B005/00 G01R033/561
US10098575 | B2 | 2018-10-16 | Methods and systems for determining physiological information based on distortion information | 2015-01-23 | Methods and systems are provided for determining physiological information based on distortion factors and physiological signals. Physiological signals are received by a system. The system may receive or determine a value indicative of oxygen saturation. The distortion factors may be calculated based on the value indicative of oxygen saturation and the physiological signals. The distortion factors may be used to determine physiological information. | 1. A system for operating a physiological monitor, the system comprising: an input configured for receiving physiological signals, the physiological signals comprising a first physiological signal and a second, subsequent physiological signal, the first physiological signal and the second, subsequent physiological signal each comprising a first component corresponding to a first wavelength of light and a second component corresponding to a second wavelength of light; andone or more processors configured to perform operations comprising: receiving a value indicative of oxygen saturation;determining a distortion factor corresponding to one of the first and second wavelengths of light based on the first component of the received first physiological signal, the second component of the received first physiological signal, and the value indicative of oxygen saturation; anddetermining physiological information using the distortion factor and the second, subsequent physiological signal. 2. The system of claim 1, wherein determining the physiological information comprises: determining an AC component of the second, subsequent physiological signal;determining a baseline component of the second, subsequent physiological signal; anddetermining a value indicative of perfusion using the AC component, the baseline component, and the distortion factor. 3. The system of claim 2, wherein determining the value indicative of perfusion comprises determining the value indicative of perfusion using the following expression:AC⁢⁢componentbaseline⁢⁢component*1distortion⁢⁢factor. 4. The system of claim 1, wherein the first component and the second component correspond to tissue at a first depth, wherein the second, subsequent physiological signal further comprises a third component corresponding to the first wavelength of light and a fourth component corresponding to the second wavelength of light, wherein the third component and the fourth component correspond to tissue at a second depth; wherein determining the physiological information comprises determining regional oxygen saturation using the first component, the second component, the third component, the fourth component, and the distortion factor. 5. The system of claim 4, wherein determining regional oxygen saturation comprise determining the regional oxygen saturation using an equation of the form:[Δ⁢⁢Aλ1,d-sΔ⁢⁢Aλ2,d-s]=[Wdis,λ1,sWdis,λ2,s]· [RSO2·[β02⁢HB,λ1β02⁢HB,λ2]+(1-RSO2)·[βHHB,λ1βHHB,λ2]]. 6. The system of claim 1, wherein the one or more processors are further configured to perform operations comprising determining a value indicative of changes in the distortion factor over time, wherein the physiological information comprises confidence information associated with the physiological signal. 7. The system of claim 1, wherein the one or more processors are further configured to perform operations comprising: determining a value indicative of changes in the distortion factor over time;comparing the value ... | Covidien LP | A61B005/1455 A61B005/02 A61B005/00 A61B005/0295 A61B005/024 A61B005/021
US10111595 | B2 | 2018-10-30 | Method for checking tooth positions | 2013-06-25 | The invention relates to a method for checking tooth positions, wherein an initial three-dimensional volume exposure (1) of teeth (2, 3, 4) to be checked is implemented, wherein the position and orientation of the teeth (2, 3, 4) to be checked are determined based on the initial volume exposure (1); wherein the teeth to be checked are natural teeth (2, 3, 4) comprised of tooth stumps (6, 7, 8) and tooth roots (9, 10, 11) and/or are artificial teeth comprised of artificial tooth stumps and implants; wherein the positional relationship and orientation of the tooth stumps (6, 7, 8) relative to the tooth roots (9, 10, 11) and/or to the implants are determined in particular. For checking, a first optical surface monitoring exposure (25) of the teeth (2, 3, 4) is implemented, wherein using the positional relationship thus determined the position and orientation of the tooth roots (9, 10, 11) and/or of the implants relative to one another and/or relative to a jawbone (5) are determined based on the position of the surfaces (13, 14, 15) of the tooth stumps (6, 7, 8) from the optical surface monitoring exposure (25). | 1. A method for checking tooth positions, the method comprising: determining a positional relationship between a surface of a tooth stump and a position of a tooth root or implant based on three-dimensional volume data from an initial radiographic exposure,wherein (i) the tooth stump and the tooth root are part of a same tooth, or (ii) the tooth stump is attached to the implant;calculating an initial position and orientation of the tooth root or implant relative to a jawbone using the positional relationship between the surface of the tooth stump and the position of the tooth root or implant; andcalculating an altered position and orientation of the tooth root or implant relative to the jawbone using (i) non-radiographic data of the surface of the tooth stump acquired after the initial radiographic exposure, and (ii) the determined positional relationship between the surface of the tooth stump and the position of the tooth root or implant,wherein the altered position and orientation of the tooth root or implant is different from the initial position and orientation of the tooth root or implant. 2. The method according to claim 1, further comprising: generating a three-dimensional model of the tooth stump and the tooth root or implant based on the three-dimensional volume data from the initial radiographic exposure; androtating and/or displacing the three-dimensional model until a surface of the three-dimensional model corresponding to the tooth stump fits with a surface of the tooth stump in the non-radiographic data. 3. The method according to claim 1, wherein the determining of the positional relationship between the surface of the tooth stump and the position of the tooth root or implant is also based on initial optical image data of an initial optical image of the surface of the tooth stump. 4. The method according to claim 3, wherein the three-dimensional volume data and the initial optical image data are generated within a time period of 4 hours or less. 5. The method according to claim 1, wherein the three-dimensional volume data is generated by three-dimensional CT x-ray acquisition. 6. The method according to claim 1, wherein the three-dimensional volume data is generated by three-dimensional MRI acquisition. 7. The method according to claim 1, wherein the non-radiographic data is optical image data generated by an optical measurement device using a strip projection method. 8. The method according to claim 1, wherein the non-radiographic data is generated from a digitized impression of the tooth. 9. The method according to claim 1, further comprising: displaying on a display device the altered position and orientation of the tooth root or implant relative to the jawbone. 10. The method according to claim 1, further comprising: registering the surface of the tooth stump in the three-dimensional volume data from the initial radiographic exposure; andsearching the non-radiographic data for the registered surface of the tooth stump ... | Sirona Dental Systems GMBH | A61C005/00 A61B005/00 A61B005/055 A61B006/03 A61B006/14 A61C009/00 A61C008/00 A61B006/00 A61C007/00
US10085654 | B2 | 2018-10-02 | Medical device | 2015-11-06 | A display assembly includes a liquid crystal display (LCD) frame, a printed circuit board (PCB), and a front housing. The LCD frame includes at least one LCD frame obround boss. The PCB includes at least one PCB obround slot, where the PCB obround slot is sized to be larger in length and diameter than the at least one LCD frame obround boss. The LCD frame is secured to a printed circuit assembly. The front housing includes a display opening and an elastomeric bezel positioned on the front housing, where the elastomeric bezel is configured to position a liquid crystal display within the display opening. | 1. A display assembly, comprising: a liquid crystal display frame including a liquid crystal display and at least one liquid crystal display frame obround boss;a printed circuit board including at least one PCB obround slot, wherein the at least one PCB obround slot is sized to be larger in length and diameter than the at least one liquid crystal display frame obround boss, the liquid crystal display frame being secured to the printed circuit board such that the liquid crystal display frame can float horizontally relative to the printed circuit board; anda front housing including a display opening and an elastomeric bezel positioned on the front housing, the elastomeric bezel being configured to position the liquid crystal display within the display opening; andthe sole connection between the liquid crystal display and the front housing being via the elastomeric bezel. 2. The display assembly of claim 1, wherein the liquid crystal display frame is fixed relative to the printed circuit board in a z-axis direction. 3. The display assembly of claim 2, wherein the liquid crystal display frame is fixed relative to the printed circuit board by a fastener. 4. The display assembly of claim 3, wherein the fastener is a screw that is screwed into the at least one liquid crystal display frame obround boss. 5. The display assembly of claim 4, wherein a head diameter of the screw is larger than a width of the at least one PCB obround slot. 6. The display assembly of claim 1, wherein the at least one liquid crystal display frame obround boss is positioned within the at least one PCB obround slot to secure the liquid crystal display frame to the printed circuit assembly. 7. The display assembly of claim 6, wherein a height of the at least one liquid crystal display frame obround boss is greater than a thickness of the printed circuit board. 8. The display assembly of claim 7, where a fastener head is prevented from seating on the printed circuit board because of the height of the at least one liquid crystal display frame obround boss. 9. A display assembly of a medical device, the display assembly comprising: a liquid crystal display frame including a liquid crystal display and at least one liquid crystal display frame obround boss;a printed circuit board including at least one PCB obround slot; wherein the at least one PCB obround slot is sized to be larger in length and diameter than the at least one liquid crystal display frame obround boss,the liquid crystal display frame being secured to the printed circuit board such that the liquid crystal display frame can float horizontally relative to the printed circuit board; andwherein the at least one liquid crystal display frame obround boss is positioned within the at least one PCB obround slot to secure the liquid crystal display frame to the printed circuit board; andwherein a height of the at least one liquid crystal display frame obround boss is greater than a thickness of the printed circuit board; ... | WELCH ALLYN, INC. | G02F001/1333 A61B005/022 A61B005/0235 A61B005/00 H02J001/00 H02J007/00 A61B005/0205 H05K001/02 A61B005/021 A61B050/13 H05K001/18
US10076250 | B2 | 2018-09-18 | Detecting physiological responses based on multispectral data from head-mounted cameras | 2017-12-06 | Described herein are systems and methods for detecting a physiological response based on multispectral data. In one embodiment, a system includes an inward-facing head-mounted thermal camera (CAM) that takes thermal measurements of a first region of interest (THROI1) on a user's face, and an inward-facing head-mounted visible-light camera (VCAM) that takes images of a second region of interest (IMROI2) on the face. The first and second regions of interest overlap, and the system includes a computer that detects the physiological response based on THROI1, IMROI2, and a model. Optionally, the model was trained based on previous THROI1 and IMROI2 of the user taken during different days. Optionally, the physiological response is indicative of an occurrence of an emotional state of the user, such as joy, fear, sadness or anger. | 1. A system configured to detect a physiological response, comprising: an inward-facing head-mounted thermal camera (CAM) configured to take thermal measurements of a first region of interest (THROI1) on a user's face;an inward-facing head-mounted visible-light camera (VCAM) configured to take images of a second region of interest (IMROI2) on the face;wherein the first region of interest (ROI1) and the second region of interest (ROI2) overlap; anda computer configured to detect the physiological response based on THROI1 and IMROI2. 2. The system of claim 1, wherein the computer is further configured to detect the physiological response by generating feature values based on THROI1 and IMROI2, and to utilize the utilizing a machine learning-based model to calculate a value indicative of the extent of the physiological response based on the feature values. 3. The system of claim 2, wherein the machine learning-based model was trained based on previous THROI1 and IMROI2 of the user taken during different days, and the physiological response is indicative of an occurrence of at least one of the following emotional states of the user: joy, fear, sadness, and anger. 4. The system of claim 2, wherein the machine learning-based model was trained based on previous THROI1 and IMROI2 of the user taken during different days, and the physiological response is indicative of an occurrence of one or more of the following: stress, mental workload, an allergic reaction, a headache, dehydration, intoxication, and a stroke. 5. The system of claim 2, wherein the machine learning-based model was trained based on previous THROI1 and IMROI2 taken during different days, and the physiological response is a physiological signal selected from among: a heart rate, a breathing rate, and an extent of frontal lobe brain activity. 6. The system of claim 1, wherein ROI2 covers at least half of ROI1, each of CAM and VCAM weighs below 10 g, is physically coupled to a frame configured to be worn on the user's head, and is located less than 15 cm from the face; and further comprising a second thermal camera that is located less than 15 cm from the face, is physically coupled to the frame, and is configured to take thermal measurements of a third region of interest (THROI3) on the face; the center of ROI1 is to the right of the center of the third region of interest (ROI3), and the symmetric overlapping between ROI1 and ROI3 is above 50%; whereby to detect the physiological response, the computer is configured to account for facial thermal asymmetry, based on a difference between THROI1 and THROI3. 7. The system of claim 1, wherein ROI2 covers at least half of ROI1, each of CAM and VCAM weighs below 10 g, is physically coupled to a frame configured to be worn on the user's head, and is located less than 15 cm from the face; and further comprising a second visible-light camera (VCAM2) that is physically coupled to the frame and is configured to take images of a third ROI (IMROI3) ... | Facense Ltd. | G01J005/12 A61B005/01 A61B005/00 A61B005/16 H04N005/225 H04N005/33 G06K009/00 G02B027/01 G01J005/00
US10080531 | B2 | 2018-09-25 | Traumatic injury self-treatment and medical information apparatus and related methods | 2016-04-21 | Embodiments of medical device(s) configured for use by a debilitated or single handed user including flexible strap sections, a semi-rigid strap section configured to be formed into at least a partially enclosing semi-rigid shape by the user, and a ratcheting strap retraction unit or buckle coupled to one end of the first flexible strap section and an oversized buckle on an opposing end of the first strap section. A semi-rigid strap section is configured to insert into and be drawn into the oversized buckle and formed into an enclosing shape, maneuvered by the user over an injured appendage past a point of injury, then folded back over the oversized buckle; next the user operates the ratcheting strap retraction unit or buckle to constrict the strap sections to apply enclosing pressure to the injured appendage. Embodiments can further comprise an injector medical case module and a medical condition monitoring system. | 1. A self-treatment medical apparatus comprising: a strap assembly (SA) including a first and second strap section, said first strap section comprises a flexible or semi-rigid structure with a non-slip coating;a buckle coupled with a first side of said second strap section, said buckle configured to receive a first end of said first strap section with a non-interference fit;a selectively lockable ratchet rotatably coupled with a second end of said second strap section and configured to rotatably draw in said second strap section;a first medical module coupled with said strap assembly comprising a case and at least one injury treatment substance injection module disposed within the case; anda second medical module comprising a heart rate monitor, a display, an activation switch section, a memory, a transmitter/receiver comprising a near or longer range system, wherein the second module further includes a display showing information comprising, casualty location, date/time of activation of the self-treatment medical apparatus and heart rate information and a controller or processor, coupled with the strap assembly, wherein said controller or processor is configured with a timer section configured to receive an input from the activation switch section and display a time since application of the self-treatment medical apparatus. 2. An apparatus as in claim 1, wherein said near or longer range system is configured to be operable for communicating with another communication system which is in turn connected with a remote medical monitoring system used by doctors in remote locations. 3. A method of use of a medical device embodiment comprising: providing a self-treatment medical apparatus comprising: a strap assembly including a first and second strap section, said first strap section comprises a flexible semi-rigid structure adapted to be bendable and retain its position after bending up to a first force, said first strap section comprises a non-slip coating;a buckle coupled with a first side of said second strap section, said buckle configured to receive a first end of said first strap section with a non-interference fit;a selectively lockable ratchet rotatably coupled with a second end of said second strap section and configured to rotatably draw in said second strap section;a first medical module coupled with said strap assembly comprising a case and at least one injury treatment substance injection module disposed within the case; anda second medical module comprising a heart rate monitor, a display, an activation switch section, a memory, a transmitter/receiver comprising a near or longer range system, wherein the second module further includes a display showing a plurality of injury event data generated by said second medical module comprising heart rate, medical module or user identification data, location, and activation warning transmitted via said receiver/transmitter configured to start reporting position, time of activation, heart rate, a... | The United States of America, as represented by the Secretary of the Navy | A61B017/132 A61B005/00 A61M005/00 A61B005/024 A61B005/11 G01S019/42 A61M005/20 A61B017/00
US10076920 | B2 | 2018-09-18 | Card with integrated fingerprint authentication | 2012-08-03 | A card, such as a credit or identification card, including an authenticating element for authenticating the card with a service provider, a fingerprint reader integral with the card for reading a fingerprint provided by a user of the card, and a processing element for comparing the fingerprint provided by the user to a fingerprint of an owner of the card to confirm that the user is the owner. In one variation, there is also provided a means for determining whether an object presented to the fingerprint reader is a finger of the user presenting the card. | 1. A card comprising: an authentication element for authenticating the card with a service provider via a terminal, the card having a front surface;a photoplethysmogram device for determining whether a fingerprint provided by a finger of a user is from a live person, the photoplethysmogram device including a light emitting diode for illuminating the skin of the user and a photo diode for measuring changes in light absorption in the finger of the user;a fingerprint reader integral with the card for reading the fingerprint of the user;the fingerprint reader including an array of conductive elements that form capacitors when in contact with the finger of the user to generate an array of capacitances;a processing element for comparing the changes in light absorption with predetermined reference values stored on the card indicative of cardiovascular activity in a finger and for comparing the fingerprint of the user to a fingerprint of an owner of the card to confirm the user is the owner,wherein the processing element is configured to activate the fingerprint reader to read the fingerprint of the user after confirming, based on the comparison of the changes in light absorption with the predetermined reference values, cardiovascular activity in the finger of the user; andwherein the photo diode, the light emitting diode, and the fingerprint reader are co-planar with the front surface of the card. 2. The card according to claim 1, wherein upon a condition in which the fingerprint of the user is not confirmed as the fingerprint of the owner of the card, preventing communication between the card and the terminal. 3. The card according to claim 1, wherein the terminal provides power to the card. 4. A system comprising a terminal providing power to a card, wherein the terminal issues commands to the card to scan a fingerprint of a finger of a user and compare it against a fingerprint of an owner stored in memory on the card; and wherein the terminal receives a signal from the card confirming whether the comparison was successful together with identification information of the owner; said identification information being signed using a private key of the card, the card comprising: a photoplethysmogram device for determining whether the fingerprint provided by the user is from a live person, the photoplethysmogram device including a light emitting diode for illuminating the skin of the user and a photo diode for measuring changes in light absorption in the finger of the user;a fingerprint reader integral with the card for reading the fingerprint of the user; the fingerprint reader including an array of conductive elements that form capacitors when in contact with the finger of the user to generate an array of capacitances;a processing element for comparing the changes in light absorption with predetermined reference values stored on the card indicative of cardiovascular activity in a finger and for and comparing the fingerprint of the user to the fingerpri... | - | G06K009/00 B42D025/313 A61B005/024 G06Q020/34 G06Q020/40 G06K019/073 G07C009/00 G07F007/08 G07F007/10 B42D025/00
US10077110 | B2 | 2018-09-18 | Monitoring for movement disorders using unmanned aerial vehicles | 2016-05-18 | Aspects include methods, systems and computer program products for evaluating a patient for a movement disorder. The method comprises defining a patient to be evaluated and deploying a unmanned aerial vehicle (UAV) to a location of the patient. The UAV includes a patient evaluation feature and at least one sensor operably coupled to the patient evaluation feature. The UAV is positioned relative to the patient to measure a patient motor characteristic. The patient motor characteristic is measured with the at least one sensor. A movement disorder is determined based at least in part on the measured patient motor characteristic. A signal is transmitted based on the detecting the movement disorder. | 1. A method comprising: receiving, by a processor of an unmanned aerial vehicle (UAV), patient information for a patient to be evaluated;receiving, by the processor, a patient locationusing the processor of the UAV to guide the UAV to the patient location, the UAV having a patient evaluation feature and at least one contact sensor and at least one non-contact sensor operably coupled to the patient evaluation feature;positioning, by the processor, the UAV relative to the patient to measure a patient motor characteristic;measuring, by the processor, the patient motor characteristic with the at least one contact sensor and the at least one non-contact sensor;determining, by the processor, a movement disorder based at least in part on the measured patient motor characteristic; andtransmitting, by the processor, a signal based on the detecting the movement disorder. 2. The method of claim 1, wherein the at least one sensor is an accelerometer. 3. The method of claim 2, further comprising integrating at least a portion of an accelerometer signal over a running interval, and transmitting the signal based on a magnitude of at least a portion of the integrated accelerometer signal exceeding a predetermined threshold. 4. The method of claim 1, further comprising instructing the patient to hold the patient evaluation feature with at least one hand prior to measuring the patient motor characteristic. 5. The method of claim 4, wherein the patient motor characteristic is an acceleration caused by a tremor in the at least one hand of the patient and the measurement is performed during a time period that the at least one hand of the touches the patient evaluation feature. 6. The method of claim 1, wherein the patient motor characteristic is selected from a group comprising a tremor, bradykinesia, rigidity, and postural instability. 7. The method of claim 1, further comprising moving the UAV from a first position to a second position after measuring the patient motor characteristic, and measuring a second patient motor characteristic in the second position. 8. The method of claim 1, further comprising moving the UAV from a first position to a second position during the measurement of the patient motor characteristic. 9. The method of claim 8, further comprising instructing the patient to point with a finger at the UAV prior to moving the UAV from the first position to the second position and instructing the patient to continue pointing the finger at the UAV during the movement from the first position to the second position. 10. The method of claim 9, further comprising recording a video image of the patient during the measurement of the patient motor characteristic. 11. The method of claim 1, wherein the measurement of the patient motor characteristic includes recording a video image of a patient's face, and the determining of the movement disorder includes using image analysis to determine a masked face. 12. A system comprising: a UAV having a patient... | INTERNATIONAL BUSINESS MACHINES CORPORATION | G01C023/00 G05D001/00 G05D003/00 B64C039/02 G05D001/10 A61B005/11 A61B005/00
US10080497 | B2 | 2018-09-25 | Device for monitoring at least one body function of a user and method for manufacturing the same | 2013-06-26 | A method for manufacturing a device for monitoring at least one body function of a user comprising providing an evaluation unit, providing a sensor unit, aligning a connector portion of the sensor unit next to an electric contact pad of the evaluation unit such that the connector portion faces the electric contact pad, providing at least one anisotropic conductive adhesive between the electric contact pad and the connector portion, and bonding the evaluation unit substrate and the connector substrate together, wherein the electric contact pad and the connector portion are pressed together, and wherein an electric connection of the electric contact pad and the connector portion is created via the anisotropic conductive adhesive. | 1. A method for manufacturing a device for monitoring at least one body function of a user, wherein the device comprises at least one evaluation unit and at least one sensor unit, wherein the method comprises the following steps: a) a step of providing the evaluation unit, wherein the evaluation unit has at least one electric contact pad applied to at least one evaluation unit substrate, wherein the electric contact pad is electrically connected to at least one electronic device of the evaluation unit;b) a step of providing the sensor unit, wherein the sensor unit comprises at least one connector part, wherein the connector part comprises at least one connector substrate and at least one conductive path applied to the connector substrate, wherein the conductive path comprises at least one electrically conductive material, wherein the electrically conductive material comprises an electrically conductive polymer, and wherein the conductive path has at least one connector portion;c) a preparation step, wherein the connector portion is aligned next to the electric contact pad such that the connector portion faces the electric contact pad, wherein at least one anisotropic conductive adhesive is provided in between the electric contact pad and the connector portion, wherein the anisotropic conductive adhesive is applied in an amorphous form; andd) a bonding step, wherein the evaluation unit substrate and the connector substrate are pressed together, wherein the electric contact pad and the connector portion are pressed together, and wherein an electric connection of the electric contact pad and the connector portion is created via the anisotropic conductive adhesive, wherein in the preparation step, the anisotropic conductive adhesive is applied excessively such that, after performing the bonding step, a bead of excess anisotropic conductive adhesive is formed at at least one edge of at least one of the evaluation unit substrate and the connector substrate. 2. The method of claim 1 wherein the sensor unit comprises at least one implantable sensor unit and wherein the implantable sensor unit comprises at least one implantable portion adapted for implantation into a body tissue of the user. 3. The method of claim 1 wherein the sensor unit comprises at least two sensor electrodes and wherein the at least two sensor electrodes are adapted for electrochemically determining at least one concentration of an analyte in a body tissue or body fluid of the user. 4. The method of claim 3 wherein the sensor electrodes comprise at least one working electrode, the working electrode having at least one detector substance adapted for performing at least one electrochemical reaction in the presence of the analyte. 5. The method of claim 1 wherein the step of providing the sensor unit comprises at least one substep of structuring the conductive path. 6. The method of claim 1 wherein the connector substrate comprises at least one plastic substrate. 7. The method of ... | Roche Diabetes Care, Inc. | A61B005/1486 A61B005/1473 A61B005/00 A61B005/145
US10085639 | B2 | 2018-10-02 | Tracking contact quality to vital signs measurement sensors | 2016-03-24 | Various embodiments include a variety of sensors, such as a pulse oximeter, configured to track a dynamic component of a sensor and take an action based on a characteristic of the dynamic component. Some embodiments may include determining a gain applied to a signal of the sensor, determining whether the gain is discontinuous, and indicating that a sensor measurement associated with the signal is low quality in response to determining that the gain applied is discontinuous. Some embodiments may include determining a peak-to-peak voltage of an output of a sensor, determining whether the peak-to-peak voltage is within an acceptable peak-to-peak voltage range, and indicating that a measurement associated with the received signal is low quality in response to determining that the peak-to-peak voltage is outside the acceptable peak-to-peak voltage range. | 1. A method for determining measurement quality of one or more measurements from one or more sensors, comprising: obtaining, at a processor, a first amplification gain for a first signal generated by the one or more sensors, wherein the one or more sensors are positioned on a subject's body, and wherein the first amplification gain is for amplifying or reducing the first signal to within a first pre-determined level at a first time;determining, at the processor, a second amplification gain for a second signal generated by the one or more sensors, wherein the second amplification gain is for amplifying or reducing the second signal to within a second pre-determined level at a second time after the first time; andgenerating, at the processor, a contact quality value of a contact between the one or more sensors and the subject's body based on a degree of change between the first amplification gain and the second amplification gain with respect to time. 2. The method of claim 1, wherein the generating the contact quality value based on the degree of change between the first amplification gain and the second amplification gain further comprises comparing the first amplification gain, the second amplification gain, and one or more thresholds. 3. The method of claim 1, further comprising: adjusting one or more sensing modalities of the one or more sensors based on the contact quality value. 4. The method of claim 1, wherein a contact quality value less than a predetermined threshold indicates improper placement of the one or more sensors, movement of the subject, or any combination thereof. 5. The method of claim 1, further comprising: filtering one or more measurements from the one or more sensors based on a comparison of the contact quality value and at least one threshold of a set of thresholds, wherein the one or more measurements are associated with the second signal. 6. The method of claim 1, wherein obtaining the first amplification gain, determining the second amplification gain, and generating the contact quality value based on the degree of change between the first amplification gain and the second amplification gain are performed after changes in a third amplification gain applied to at least one of the first signal or the second signal within a third time before the first time have stabilized to account for the subject's body skin type and color. 7. The method of claim 1, wherein generating the contact quality value of the contact between the one or more sensors and the subject's body based on the degree of change between the first amplification gain and the second amplification gain with respect to time comprises generating the contact quality value based on a gain difference between the first amplification gain and the second amplification gain. 8. The method of claim 7, wherein generating the contact quality value of the contact between the one or more sensors and the subject's body based on the degree of change between the first a... | QUALCOMM Incorporated | A61B005/00
US10067211 | B2 | 2018-09-04 | System and method for estimating phase measurements in magnetic resonance imaging | 2013-12-10 | Described here are systems and methods for estimating phase measurements obtained using a magnetic resonance imaging (MRI) system such that phase ambiguities in the measurements are significantly mitigated. Echo time spacings are determined by optimizing phase ambiguity functions associated with the echo time spacings. Data is then acquired using a multi-echo pulse sequence that utilizes the determined echo spacings. Phase measurements are then estimated and images are reconstructed using a reconstruction technique that disambiguates the phase ambiguities in the phase measurements. | 1. A method for estimating a phase of a magnetic resonance signal using a magnetic resonance imaging (MRI) system, the steps of the method comprising: a) determining with a computer system at least two echo time spacings that define a duration of time between pairs of echo times, the at least two echo time spacings being determined by optimizing phase ambiguity functions that are associated with the at least two echo time spacings;b) acquiring data by directing a radio frequency (RF) system and a gradient system of the MRI system to perform a pulse sequence that includes forming echoes at a plurality of echo times that are spaced apart in time using the determined at least two echo time spacings; andc) estimating with a data processing server of the MRI system a phase value at each voxel location in an image matrix using the acquired data and the determined at least two echo time spacings. 2. The method as recited in claim 1 in which the data acquired in step b) is acquired from a subject in which a fluid is flowing, and in which the method further comprises determining with the data processing server a flow value associated with the fluid at voxel locations in the image matrix using the phase values estimated in step c). 3. The method as recited in claim 2 in which the fluid is at least one of blood, cerebrospinal fluid, and air. 4. The method as recited in claim 1 in which the data acquired in step b) is acquired from a subject, and in which the method further comprises computing with the data processing server at least one of a physiological parameter of the subject and a measure of a physiological function of the subject using the phase values estimated in step c). 5. The method as recited in claim 4 in which the measure of the physiological function is a measure associated with neuronal activity. 6. The method as recited in claim 1 in which step a) includes optimizing the phase ambiguity functions with the computer system by maximizing a distinctiveness of each phase ambiguity function with the computer system. 7. The method as recited in claim 6 in which the distinctiveness of each phase ambiguity function is maximized by maximizing distances between the phase ambiguity functions with respect to a defined distance metric. 8. The method as recited in claim 7 in which the defined distance metric includes an L2 distance. 9. The method as recited in claim 1 in which step a) includes determining with the computer system the at least two echo spacings using a numerical routine that takes into account at least one of a minimum expected signal-to-noise ratio (SNR), a minimum expected transverse relaxation time, a minimum attainable echo time spacing for a given pulse sequence, and a maximum expected dynamic range in a phase slope. 10. A method for resolving phase ambiguities in magnetic resonance signals acquired using a magnetic resonance imaging (MRI) system and a multichannel receiver, the steps of the method comprising: a) determining ... | The General Hospital Corporation The Arizona Board of Regents on Behalf of the University of Arizona | G01V003/00 G01R033/50 G01R033/56 A61B005/055 G01R033/561 G01R033/565 G01R033/34 G01R033/385 G01R033/48 A61B005/00
US10085688 | B2 | 2018-10-02 | Method of identifying an individual with a disorder or efficacy of a treatment of a disorder | 2013-11-20 | This invention relates to a method of identifying individuals with neuropsychiatric disorders or to predict and determine the efficacy of treatment of the disorder by acquiring information about visual scanning behavior and fluctuations of visual scanning behavior of individuals comprising presenting to the individual a sequence of visual stimuli, wherein each visual stimulus is comprised of multiple images with specific characteristics, measuring the point-of-gaze of said subject on the visual stimuli and calculating a set of statistical measures that describes the visual scanning behavior of the individual on images or portion of images with the same characteristics; and making a determination of biases in visual scanning behavior of the individual, by comparing the statistical measures of the individual to the statistical measures of controls. | 1. A method of identifying an individual with a neuropsychiatric disorder or determining the efficacy of treatment of the neuropsychiatric disorder or detecting an individual who suffers a trauma to the brain and might develop symptoms similar to those observed in said individual with the neuropsychiatric disorder, whereby said method of identifying, determining or detecting are performed by acquiring information about visual scanning behaviour and fluctuations in visual scanning behaviour of said individual with said neuropsychiatric disorder, and said individual who suffers a trauma to the brain comprising: (a) presenting to the individual with said neuropsychiatric disorder or trauma a sequence of visual stimuli, wherein each visual stimulus is presented at a random position in the sequence and is comprised of competing images with characteristics, that are selected according to said neuropsychiatric disorder or trauma, where said competing images have different scores on scales that quantify said selected characteristics, and are presented simultaneously to the individual with said neuropsychiatric disorder or trauma; and wherein said visual stimuli do not influence said neuropsychiatric disorder or trauma:(b) measuring the point-of-gaze of said individual on the visual stimuli and calculating statistical measures that describes the visual scanning behaviour of the individual on images or portions of images with the selected characteristics;(c) making a determination of biases in the visual scanning behaviour of the individual, by comparing the statistical measures of the individual in step (b) to the statistical measures of controls; and(d) wherein the statistical measures that describe the visual scanning behaviour of the individual in step (b) are normalized by subtracting the contributions of at least one parameter that is different from the selected characteristics and affect the statistical measures that describe the visual scanning behaviour of that individual. 2. The method of claim 1 wherein said disorder is major depression disorder, eating disorder, anxiety disorder, bipolar disorder, obsessive-compulsive disorder, schizophrenia, drug addiction, attention deficit disorder, attention deficit hyperactivity disorder, Alzheimer's disease, apathy, dementia, a learning disorder, or post traumatic syndromes. 3. The method of claim 1 wherein said method is a method of determining the efficacy of treatment of the disorder, where treatment of the disorder includes drug treatment, cognitive behaviour therapy and specialized treatment programs offered by psychiatrists or hospitals for neurological disorders. 4. The method of claim 1 wherein said method is a method of detecting an individual who suffers trauma to the brain and might develop symptoms similar to those observed in said individual with the neuropsychiatric disorder, wherein said trauma includes mild traumatic brain injury, traumatic brain injury or stroke. 5. The method of clai... | - | A61B005/00 A61B005/11 A61B005/16
US10092772 | B1 | 2018-10-09 | System and method for treating patients in a controlled setting | 2014-03-14 | A system and methodology for treating patients with dementia using a methodology which includes a functional assessment of the patient to determine the patient's cognitive and daily living capabilities that is used to prepare a functional assessment of the patient to determine the patient's cognitive and daily living capabilities. The treatment uses a plurality of rooms providing living quarters the patients, with a control system executing a lighting program for a lighting system that is configured to simulate a plurality of different phases of daylight over a period of time. Furthermore, the lighting system includes a structure for adapted for simulating clouds. Also, the system provides at least one room having the lighting system and providing plants and flowing water providing an illusion of the room being outdoors. | 1. A method of treating a patient with dementia by reducing anxiety or stress of the patient and assisting the patient with performing daily living activities and cognitive functions so as to slow the progression of dementia, the method comprising the steps of: providing a plurality of rooms providing living quarters for at least one patient;providing at least one of said rooms as a common area between others of said plurality of rooms, said common area being configured indicative of an outdoors environment including ceiling lighting configured to be indicative of the sky;providing a computer control system for executing a lighting program;providing a lighting system in at least one of the rooms, said lighting system being configured to be the controlled by the computer control system executing instructions in the lighting program for generating light from the lighting system adapted to simulate a plurality of different phases of daylight over a period of time to simulate by light passage of a day including morning, daytime, evening, and nighttime phases in the at least one of the rooms;performing a functional assessment of the patient to determine the patient's cognitive and daily living capabilities;preparing, using said functional assessment of the patient, a customized cognitive and daily living capabilities plan that the patient can execute;rehearsing individually with the patient on a daily basis the customized cognitive and daily living capabilities plan of the patient;wherein the customized cognitive and daily living capabilities plan is updated to include new learned activities of the patient as the patient progresses through the treatment. 2. The method of claim 1, wherein said period of time is between 6 and 24 hours. 3. The method of claim 1, wherein said plurality of different phases of daylight include at least one period of twilight. 4. The method of claim 1, wherein said lighting system includes a structure adapted for simulating clouds. 5. The method of claim 1, further comprising the step of providing at least one room comprising said lighting system which further includes an apparatus for providing running water arranged in a manner to emulate a nature scene. 6. The method of claim 1, further comprising the step of providing at least one room comprising said lighting system, wherein said room further includes providing live plants and paintings providing an illusion of the room being outdoors. 7. The method of claim 1, wherein said customized cognitive and daily living capabilities plan includes a plan for dressing the patient and for personal grooming of the patient, such that the patient performs as many functions of the plan as the functional assessment of the patient has determined are possible. 8. The method of claim 7, wherein said customized cognitive and daily living capabilities plan includes written instructions for a caregiver to follow. 9. The method of claim 7, wherein said assessment determines an assessme... | Orcus Systems and Solutions, Inc. | A61N005/06 A61B005/00 A61M021/00
US10101422 | B2 | 2018-10-16 | Extendable radiofrequency shield for magnetic resonance imaging device | 2018-02-01 | A radiofrequency (RF) shielding channel for a magnetic resonance imaging (MRI) device is provided. The RF shielding channel can include at least one conductive layer having a proximal end and a distal end. The RF shielding channel can include a connector to removably attach the proximal end of the at least one conductive layer to a bore of the MRI device. The at least one conductive layer can be extended in a longitudinal direction with respect to the bore of the MRI device between a first predetermined longitudinal dimension and a second predetermined longitudinal dimension, such that a RF shield is formed from the bore of the MRI device to the distal end of the at least one conductive layer. The RF shield can prevent an external RF radiation from entering the bore of the MRI device and/or an RF radiation emitted by the MRI device from exiting the bore. | 1. A radiofrequency (RF) shielding channel for a magnetic resonance imaging (MRI) device, the RF shielding channel comprising: at least one conductive layer having a proximal end and a distal end, the at least one conductive layer extendable in a longitudinal direction with respect to a bore of the MRI device between a first predetermined longitudinal dimension and a second predetermined longitudinal dimension; anda connector to connect the proximal end of the at least one conductive layer to the bore of the MRI device, such that a RF shield is formed from the bore of the MRI device to the distal end of the at least one conductive layer upon extension of the at least one conductive layer to the second predetermined longitudinal dimension such that RF radiation emitting from the bore is substantially prevented from exiting the distal end of the at least one conductive layer, and RF radiation emitting from an environment external to the MRI device is substantially prevented from entering the bore. 2. The RF shielding channel of claim 1, further comprising: an inner layer and an outer layer surrounding the at least one conductive layer and connected to the distal end of the at least one conductive layer, the inner layer and the outer layer are made of foldable material and comprising a plurality of folds,wherein the inner layer and the outer layer unfold, upon extension of the at least one conductive layer to the second predetermined longitudinal dimension, and fold, upon contraction of the at least one conductive layer to the first predetermined longitudinal dimension. 3. The RF shielding channel of claim 2, further comprising: an extendable layer positioned between the inner layer and the outer layer and connected to the distal end of the at least one conductive layer,wherein the extendable layer to extend the at least one conductive layer to the second predetermined longitudinal dimension and to unfold the inner and the outer layer, and wherein the extendable layer to contract the at least one conductive layer to the first predetermined longitudinal dimension and to fold the inner layer and the outer layer. 4. The RF shielding channel of claim 3, further comprising a gap between the inner layer and the extendable layer, wherein the gap comprises a fluid. 5. The RF shielding channel of claim 4, wherein the extendable layer extends upon an increase of a fluid pressure within the gap and wherein the extendable layer contracts upon decrease of the fluid pressure within the gap. 6. The RF shielding channel of claim 1, wherein the at least one conductive layer having a transverse dimension and wherein a ratio of the second predetermined longitudinal dimension to the transverse dimension is at least 5:1. 7. The RF shielding channel of claim 1, wherein the at least one conductive layer having a tapered shape in the longitudinal direction with respect to the bore of the MRI device. 8. The RF shielding channel of claim 1, wherein the at least one co... | ASPECT IMAGING LTD. | G01R033/422 A61B005/055 A61G011/00
US10085651 | B2 | 2018-10-02 | Methods for predicting and treating necrotizing enterocolitis in neonates | 2013-03-13 | Embodiments are presented herein that provide early prediction of the development of necrotizing enterocolitis by a preterm infant through analysis of the high frequency component of heart rate variability, optionally with analysis of respiration rate. Methods of treatment following prediction area also reported. | 1. A method for determining that a patient is at an elevated risk for developing necrotizing enterocolitis, comprising: monitoring a patient's heart rate via electrocardiogram measurements and determining heart rate variability, said heart rate variability having a high frequency component;recording the high frequency component of the patient's heart rate via a computer;converting the high frequency component to a HF power score via the computer, wherein the HF power score is a measure of power based on the frequency of the high frequency component;monitoring the patient's respiratory rate via thoracic impedance measurements and recording an average respiratory rate of the patient via the computer, the average respiratory rate including a mean respiratory rate and two standard deviations about the mean respiratory rate;converting the average respiratory rate to a frequency band via the computer and defining the frequency band as a high frequency bandwidth (HF bandwidth);setting a HF power cut off value that lies within the HF bandwidth via the computer, wherein the HP power cut off value is 8 msec2;comparing, via the computer, the HF power score to the HF power cut off value;determining, via the computer, that the patient has an elevated risk for developing necrotizing enterocolitis when the HF power score of the patient is less than the HF power cut off value. 2. The method of claim 1, wherein said HF power score is obtained by sampling at a frequency between 800 and 1200 samples/sec. 3. The method of claim 2, wherein said HF power score is determined by sampling at a frequency of 1000 samples/sec. 4. The method of claim 1, wherein the HF power score is validated by taking multiple 120 second epochs of data for analysis. 5. The method of claim 1, wherein the HF bandwidth is within the range of 0.3 to 1.3 Hz. 6. The method of claim 1, wherein the HF power score is obtained by sampling at a frequency of 1000 samples/second, and is validated by taking multiple 120 second epochs of data, excluding clear outliers. 7. The method of claim 1, wherein the monitoring of the patient's heart rate and the monitoring of the patient's respiratory rate occurs while the patient is at rest, undisturbed by procedures, in light sleep, and post prandial. 8. The method of claim 1, wherein the elevated risk is determined when the HF power score of the patient is less than 5 msec. 9. The method of claim 1, wherein the patient is a preterm neonate with a mass less than or equal to 3000 g. 10. The method of claim 1, comprising monitoring of the patient's heart rate and the monitoring of the patient's respiratory rate between 5 and 8 days after birth of the patient, and repeating the monitoring steps at intervals thereafter. 11. The method of claim 1, wherein the elevated risk is indicative of development of necrotizing enterocolitis within 12 hours to 30 days of a determination of risk. 12. A method for treating a patient for necrotizing enterocolitis, compris... | The Penn State Research Foundation | A61B005/024 A61B005/08 A61B005/00 G06F019/00 A61B005/0205
US10105056 | B2 | 2018-10-23 | System and method for acquiring images of veins of a finger | 2015-10-08 | A system for acquiring an image of veins of a finger includes a camera designed to acquire an image of said finger when it is passed in front of it, a lighting device designed to illuminate said finger and a control unit for controlling the illumination intensity of said lighting device. Also, at least one system measures the transmission power of said finger upstream of the camera with respect to the passage of said finger towards said camera, said control unit being designed to control the illumination intensity of said lighting device according to the transmission power measured by said measuring system. Additionally, a method for acquiring images of veins of a finger is provided. | 1. An acquisition system comprising: a camera designed to acquire an image of a finger when the finger is in front of the camera, a lighting device designed to illuminate said finger;a control unit comprising a processor for controlling an intensity of illumination of said lighting device; andat least one system for measuring a transmission power of said finger upstream of the camera with respect to the passage of said finger towards said camera,the control unit being designed to control the illumination intensity of said lighting device according to the transmission power measured by said measuring system,wherein the system is adapted to:(1) check an exposure of the image acquired during the acquisition by the camera and adjust the illumination intensity of the lighting device if the exposure of said image is judged to be incorrect to: an illumination intensity lower than previous illumination intensity if the exposure of said image is judged to be overexposed, andan illumination intensity higher than the previous illumination intensity if the exposure of said image is judged to be underexposed, and/or,(2) check an exposure of a particular channel of the image acquired during the acquisition by the camera, andselect: either said particular channel of the acquired image if the exposure of said image is judged to be correct, oranother channel of the acquired image overexposed compared with said particular channel if the exposure of said image is judged to be underexposed,or another channel of the acquired image underexposed compared with said particular channel if the exposure of said image is judged to be overexposed, and/or,(3) measure the transmission power of the finger, the image of which is to be acquired, the acquisition system comprising a photoemitter and a photodetector, the acquisition system being adapted to control the light intensity of the photoemitter to: a light intensity lower than the light intensity of the measure if the light intensity measured by the photodetector is higher than a threshold intensity,a light intensity higher than the light intensity of the measure if the light intensity measured by the photodetector is higher than a threshold intensity, andperform a new measure. 2. The acquisition system according to claim 1, wherein said control unit functions in a learning mode for an elaboration and storage of a function linking the illumination intensity of said lighting device to said transmission power. 3. The acquisition system according to claim 1, wherein said control unit receives an image signal from said camera and is designed to complete an adjustment of the illumination intensity of said lighting device) by servocontrolling from one or more images acquired by means of said camera. 4. The acquisition system according to claim 1, wherein said camera is designed to deliver an image on a plurality of channels, a first channel being more sensitive than a second channel, which is itself more sensitive than a third ... | MORPHO | H04N005/33 A61B005/00 G06K009/00 G06K009/20 H04N005/225 H04N007/18
US10064575 | B2 | 2018-09-04 | Multi lumen catheter | 2014-04-16 | A multi lumen catheter comprising a proximal end and distal end said catheter further comprising; a first lumen for a first fluid said first lumen having a first proximal opening and a first distal opening for receiving a fluid, second lumen for a second fluid said second lumen having a second proximal opening and a second distal opening for delivering a second fluid, a third lumen having a third proximal opening and a third distal opening, wherein the first distal opening is arranged with respect to the second distal opening so that when in use at least part of the first fluid which enters the first lumen through the first distal opening has passed across the second distal opening such that the first fluid which enters the first lumen comprise at least a part of the second fluid. | 1. A multi-lumen catheter comprising a proximal end and distal end, the distal end for insertion, said catheter further comprising; a first lumen for a first fluid, said first lumen having a first proximal opening and a first distal opening for receiving a fluid, wherein when in use, the first fluid flows from the first distal opening to the first proximal opening,a second lumen for a second fluid, said second lumen having a second proximal opening and a second distal opening for delivering a second fluid, wherein when in use, the second fluid flows from the second proximal opening to the second distal opening,a third lumen having a third proximal opening and a third distal opening for returning the first fluid to the distal end of the catheter, wherein the third distal opening is disposed closer towards the distal end of the catheter with respect to the first distal opening, and wherein when in use, the first fluid flows from the third proximal opening to the third distal opening so that the first fluid is returned at the distal end of the catheter,wherein the first distal opening is disposed alongside the second distal opening such that when in use at least part of the first fluid which enters the first lumen through the first distal opening has passed across the second distal opening such that the first fluid which enters the first lumen comprises at least a part of the second fluid. 2. A multi-lumen catheter according to claim 1, wherein the first distal opening and the second distal opening connects to a common distal channel. 3. A multi-lumen catheter according to claim 1, wherein the first distal opening and the second distal opening are arranged in a distal surface of the catheter. 4. A multi-lumen catheter according to claim 1, wherein the second distal opening at least partly encircles the first distal opening. 5. A multi-lumen catheter according to claim 1, wherein a surface of the distal end is cut at least at one an angle with respect to the longitudinal direction of the catheter. 6. A method for attaching a multi-lumen catheter of claim 1 to a device, comprising the steps of: cutting the proximal end of the catheter at an angle;inserting a pliable core in each lumen;heating the proximal end of the catheter to a temperature below the melting point of the catheter material; pressing the proximal end to seal tightly around the cores;molding a connector house around the proximal end and cores, andremoving the cores. 7. A method for providing a labelling agent to a fluid retrieved by a multi-lumen catheter, comprising the steps of: providing the multi-lumen catheter of claim 1;providing the second fluid through the second distal opening, the second fluid comprising a labelling agent;withdrawing the first fluid mixed with at least part of the second fluid through the first distal opening. 8. A method according to claim 7, wherein the labelling agent is a marker for providing a normal in analysis of the first fluid. | Fluisense ApS | A61B005/15 A61M025/00 A61B005/155
US10064683 | B2 | 2018-09-04 | Endoscopic device and system | 2015-04-17 | An endoscopic system may include a catheter or tubing and at least one optical sensor disposed along the catheter or tubing and configured to capture image information from a body lumen when disposed within the body lumen and activated. The system may further include an untethered module operatively arranged with the at least one optical sensor and configured to store or transmit image information captured by the at least one optical sensor. The catheter or tubing, at least one optical sensor and module may be portable during use. | 1. A method for examining an airway of a human patient comprising: inserting into a nasal cavity of the patient an endoscopic device including a catheter or tubing and at least two optical sensors attached to the catheter or tubing; andremovably but fixably securing the catheter or tubing to position at least one of the at least two optical sensors in a retropalatal region of an upper airway of the patient and at least one other of the at least two optical sensors in a retrolingual region of the upper airway but not in an esophagus of the patient such that the at least two optical sensors are spaced away from each other along the catheter or tubing and that image information from the retropalatal region is captured by the one of the at least two optical sensors and image information from the retrolingual region is captured by the at least one other of the at least two optical sensors when the at least two optical sensors are activated. 2. The method of claim 1 further comprising: operatively arranging the endoscopic device with an untethered module, that includes at least one of a power source, memory, transmitter, microphone and illumination source, configured to store or transmit wirelessly image information captured by the at least two optical sensors, wherein the catheter or tubing, at least two optical sensors and module are portable during use. 3. The method of claim 1 further comprising: operatively arranging the endoscopic device with an untethered module including at least one of a power source, memory, transmitter, microphone and illumination source. 4. The method of claim 1 further comprising: operatively arranging the endoscopic device with an untethered module and a band or cuff attachable with the module and configured to secure the module to a body of the patient. 5. The method of claim 1 further comprising: removably but fixably securing the catheter or tubing to position the at least two optical sensors such that image information from the retropalatal region is captured by at least one of the al least two optical sensors and image information from the retrolingual region is captured by at least one other of the at least two optical sensors when the at least two optical sensors are activated regardless of whether a soft palate of a patient completely obstructs the airway between the retropalatal region and the retrolingual region. 6. The method of claim 1 further comprising: the catheter or tubing having at least two branches of unequal length extending from a common joint, each of the branches having an optical sensor attached thereto. 7. A method for examining an airway of a human patient comprising: inserting into a nasal cavity of the patient an endoscopic device including a catheter or tubing and at least one optical sensor attached to the catheter or tubing; andremovably but fixably securing the catheter or tubing in a retropalatal region of an upper airway of the patient but not in an esophagus of the patient such th... | Eric James Kezirian | A61B001/00 A61B001/06 A61B001/267 A61B005/00 A61B001/05 A61B001/233 A61B090/50 A61B019/00
US10105474 | B2 | 2018-10-23 | Synchronizing breast pumping with infant feeding | 2017-01-27 | A system for synchronizing one or more breast-pumping sessions of an individual (such as a mother) and milk consumption by a second individual (such as a baby or infant) is described. In particular, based on measurements of a volume of the collected milk as a function of time and received information specifying milk consumption by the second individual as a function of time, a control circuit may determine a need for milk. Then, the control circuit may provide feedback based on the determined need for milk that synchronizes the one or more breast-pumping sessions and the milk consumption. For example, the feedback may alert the individual to initiate a breast-pumping session and/or may provide a signal to a breast pump that initiates a breast-pumping session. | 1. A computer-program product for use in conjunction with an electronic device, the computer-program product comprising a non-transitory computer-readable storage medium and a computer-program mechanism embedded therein to synchronize one or more breast-pumping sessions of an individual and milk consumption by a second individual, the computer-program mechanism including: instructions for measuring, using a lactation sensor, a volume of milk collected as a function of time using a breast pump, wherein the breast pump collects the milk from the individual during the one or more breast-pumping sessions;instructions for receiving, from a consumption sensor associated with a bottle, information specifying the milk consumption as a function of time;instructions for determining a need for milk based on a temporal pattern of the volume of the collected milk and a temporal pattern of the milk consumption; andinstructions for providing feedback based on the determined need for milk that synchronizes the one or more breast-pumping sessions and the milk consumption. 2. The computer-program product of claim 1, wherein the feedback alerts the individual to initiate a breast-pumping session. 3. The computer-program product of claim 1, wherein the feedback includes a signal to the breast pump that initiates a breast-pumping session. 4. The computer-program product of claim 1, wherein the computer-program mechanism comprises instructions for measuring, using a sensor, one of: a vital sign of the individual as a function of time, a biomarker of the individual as a function of time, and an activity pattern of the individual as a function of time; and wherein determining the need for milk is based on one of: a temporal pattern of the vital sign, a temporal pattern of the biomarker, and a temporal pattern of the activity pattern. 5. The computer-program product of claim 1, wherein the computer-program mechanism comprises instructions for receiving additional information specifying one of: a vital sign of the second individual as a function of time, a biomarker of the second individual as a function of time, and an activity pattern of the second individual as a function of time; and wherein determining the need for milk is based on one of: a temporal pattern of the vital sign, a temporal pattern of the biomarker, and a temporal pattern of the activity pattern. 6. The computer-program product of claim 1, wherein determining the need for milk is based on a day of the week. 7. The computer-program product of claim 1, wherein the feedback maximizes an average volume of the milk collected during a given breast-pumping session. 8. The computer-program product of claim 1, wherein the computer-program mechanism comprises instructions for providing to the individual encouragement about the milk collection. | ExploraMed NC7, Inc. | A61M001/06 A61M031/00 A61B005/00
US10111669 | B2 | 2018-10-30 | Fluoroscopy-independent, endovascular aortic occlusion system | 2015-09-14 | A system for deploying and selectively inflating a thoracic aortic balloon at a desired location within the thoracic aorta for resuscitative aortic occlusion, inferior to the left subclavian artery, without the aid of fluoroscopy is described. Using CT imaging data, a distance between readily identifiable and consistently located external landmarks of torso extent is measured. Next, using the same data, a second distance from the femoral artery to a desired aortic occlusion location inferior to the left subclavian artery is determined. A correlation between the external measure of torso extent and the desired intra-arterial (i.e. endovascular) distance within the torso is made. Using a nomogram, a calibrated endovascular resuscitative thoracic aortic occlusion system can be positioned to this desired location on any injured individual with end-stage shock and impending cardiovascular collapse or death without the aid of fluoroscopy for delivery or balloon inflation. | 1. A vessel occlusion system for occluding a thoracic artery of a patient between the left subclavian artery and an aortic bifurcation to reduce blood flow to the patients extremities, the system comprising: a balloon shaft including a distal end portion and a proximal end portion, the proximal end portion including a port, the balloon shaft also including pre-calibrated length indicia on an external surface;an occlusion balloon connected to the distal end portion, the port being in fluid communication with the occlusion balloon;a balloon inflation lumen extending along a length of the balloon shaft, the balloon inflation lumen being in fluid communication with the balloon and the port;a curved tip at the distal end portion, the curved tip configured to limit perforation of vessels as the balloon shaft is advanced through blood vessels of the patient toward and through the target blood vessel; anda nomogram correlating a first distance between at least two externally identifiable boney anatomical landmarks of humans of a pool of humans and a second distance from an insertion puncture to the predetermined location of the humans, wherein a reference distance between the at least two externally identifiable external boney anatomical landmarks of the patients torso, the nomogram configured to enable a comparison of a measurement on the patient to the first distance on the nomogram to determine the correlated second distance such that the predetermined location is the determined second distance from the insertion puncture and the occlusion balloon is to be inserted into the patient and positioned at the predetermined location within the target blood vessel without using fluoroscopy, the pre-calibrated length indicia providing an indication of an insertion distance of the occlusion balloon from the insertion puncture, the nomogram also including a listing of a diameter of the aorta. 2. The system of claim 1, wherein the predetermined location is comprised of an aortic branch artery landmark. 3. The system of claim 1, further comprising: a 6 French percutaneous sheath, the percutaneous sheath configured for insertion at least partially into the patient at the insertion puncture, the balloon shaft sized and configured for insertion into and at least partially through the percutaneous sheath. 4. The system of claim 3, wherein the percutaneous sheath has a length of approximately ten centimeters. 5. The system of claim 1, wherein the curved tip is fixed to an endovascular wire. 6. The system of claim 5, wherein the endovascular wire is configured to extend through the balloon shaft. 7. The system of claim 1, further comprising: an endovascular wire;a percutaneous sheath configured for insertion at least partially into the patient at the insertion puncture; anda plurality of self-expanding wire struts connected to the endovascular wire, the wire struts biased to an expanded state and movable to a collapsed state when positioned within the percutaneous... | THE REGENTS OF THE UNIVERSITY OF MICHIGAN | A61B017/02 A61B005/107 A61M025/10 A61B017/12 A61M025/04 A61M025/09 A61B005/00 A61B090/00 B42D015/00 G01B003/10 A61M025/00
US10092180 | B2 | 2018-10-09 | Optical coherence tomography (OCT) imaging systems having adaptable lens systems and related methods and computer program products | 2017-11-13 | OCT imaging systems are provided for imaging a spherical-type eye including a source having an associated source arm path and a reference arm having an associated reference arm path coupled to the source path. The reference arm path has an associated reference arm path length. A sample is also provided having an associated sample arm path coupled to the source arm and reference arm paths. A lens having a focal power optimized for a diameter of the spherical-type eye is provided along with a reference arm path length adjustment module coupled to the reference arm. The reference arm path length adjustment module is configured to automatically adjust the reference arm path length such that the reference arm path length is based on an eye diameter of the subject. | 1. A scanning optical imaging system for imaging structures adjacent a posterior surface of a substantially spherical ball-lens device, the system comprising: a source of optical radiation having an associated source arm path;a sample arm having an associated sample arm path coupled to the source arm path, the sample arm delivering optical radiation from an output of the source to a first optical subsystem following the output of the source, at least one scanning mirror following the first optical subsystem, at least one optical element following the at least one scanning mirror, and the substantially spherical ball lens device following the at least one optical element;a non-zero working distance between the at least one optical element and the substantially spherical ball lens device,wherein the working distance between the at least one optical element and the substantially spherical ball lens device are configured to adjust such that a conjugate of the at least one scanning mirror is imaged interior to the substantially spherical ball lens device, posterior to an anterior surface of the substantially spherical ball lens device and anterior to the posterior surface of the substantially spherical ball lens device; andwherein the optical radiation from the output of the source is focused to an intermediate conjugate anterior to the substantially spherical ball lens device, wherefrom the intermediate conjugate of the optical radiation from the output of the source is focused to a region posterior to an image of the at least one scanning mirror and to a region adjacent the posterior surface of the substantially spherical ball lens device,wherein structures adjacent the posterior surface of the substantially spherical ball lens device include the subject under test. 2. The scanning optical imaging system of claim 1, wherein the optical radiation from the output of the source is focused to a substantially telecentric intermediate conjugate. 3. The scanning optical imaging system of claim 1: wherein the at least one optical element within the sample arm has adjustable optical focusing power; andwherein the adjustable optical focusing power is controlled to adjust a position of focus relative to the posterior surface of the substantially spherical ball lens device. 4. The scanning optical imaging system of claim 1: wherein the at least one optical element within the sample arm has adjustable optical focusing power; andwherein the adjustable optical focusing power is controlled to adjust a position of focus relative to the posterior surface of the substantially spherical ball lens device dependent on a diameter of the substantially spherical ball lens device. 5. The scanning optical imaging system of claim 1: wherein the at least one optical element within the sample arm comprises at least one interchangeable element configured to adjust optical focusing power; andwherein the at least one interchangeable element is selected to adjust a position of f... | Bioptigen, Inc. | A61B003/14 A61B003/10 G02B026/10 A61B005/00
US10098589 | B2 | 2018-10-16 | Sealed package and method of forming same | 2016-11-23 | Various embodiments of a sealed package and a method of forming such package are disclosed. The package can include a non-conductive substrate that includes a cavity disposed in a first major surface. A cover layer can be disposed over the cavity and attached to the first major surface of the non-conductive substrate to form a sealed enclosure. The sealed package can also include a feedthrough that includes a via between a recessed surface of the cavity and a second major surface of the substrate, and a conductive material disposed in the via. An external contact can be disposed over the via on the second major surface of the non-conductive substrate, where the external contact is electrically connected to the conductive material disposed in the via. The sealed package can also include an electronic device disposed within the sealed enclosure that is electrically connected to the external contact. | 1. A hermetically-sealed package, comprising: a non-conductive substrate comprising a first major surface, a second major surface, and a cavity disposed in the first major surface, wherein the cavity comprises a recessed surface;a cover layer disposed over the cavity and attached to the first major surface of the non-conductive substrate to form a hermetically-sealed enclosure;a feedthrough comprising: a via between the recessed surface of the cavity and the second major surface of the substrate;a conductive material disposed in the via; andan external contact disposed over the via on the second major surface of the non-conductive substrate, wherein the external contact is electrically connected to the conductive material disposed in the via, and wherein the external contact is hermetically sealed to the second major surface of the non-conductive substrate by a laser bond surrounding the via;an electronic device disposed within the hermetically-sealed enclosure, wherein the electronic device comprises a device contact that is electrically connected to the conductive material disposed in the via such that the electronic device is electrically connected to the external contact; anda conductor disposed on the recessed surface and electrically connected to the electronic device. 2. The package of claim 1, further comprising an internal contact disposed over the via on the recessed surface of the cavity of the non-conductive substrate, wherein the internal contact is electrically connected to the conductive material in the via, and further wherein the device contact is electrically connected to the internal contact. 3. The package of claim 1, wherein the external contact is adapted to provide an electrical signal to tissue of a patient. 4. The package of claim 1, wherein the cover layer is hermetically sealed to the first major surface of the non-conductive substrate by a laser bond. 5. The package of claim 1, wherein the non-conductive substrate is substantially transmissive to light having a wavelength in a range of 200 nm to 30 μm. 6. The package of claim 1, further comprising a conductor disposed on the second major surface of the non-conductive substrate and electrically connected to the external contact. 7. The package of claim 1, wherein the cover layer comprises sapphire. 8. The package of claim 1, further comprising a power source disposed in the cavity and electrically connected to the electronic device. 9. An implantable medical device system that comprises a lead comprising a lead body and the hermetically-sealed package of claim 1 disposed in a distal portion of the lead body. 10. The implantable medical device system of claim 9, wherein the external contact of the hermetically-sealed package is electrically connected to a conductor of the lead. 11. A method of forming a hermetically-sealed package, comprising: forming a cavity in a first major surface of a non-conductive substrate;forming a via between a recessed surface of the... | Medtronic, Inc. | H05K005/06 A61B005/00 H05K005/02 H05K001/18 H05K001/11 H05K005/03 H05K003/40 H05K003/32 H05K003/00 A61B005/0245 A61N001/05
US10095930 | B2 | 2018-10-09 | System and method for home health care monitoring | 2016-05-10 | A monitoring method and system are disclosed. In one embodiment, a method includes monitoring the health of a person in a home. The method includes capturing a video sequence from a first camera disposed within the home, including capturing two-dimensional image data for the video sequence; receiving depth data corresponding to the two-dimensional data, and associating the depth data with the video sequence as metadata; setting a plurality of events to monitor associated with the person, the events defined to include actions captured from the first camera, at least a first event including the person's body being in a particular bodily position and performing video content analysis on the video sequence to determine whether the events have occurred. The video content analysis includes automatically detecting a potential human object from the video sequence based on the two-dimensional image data; using the depth data to determine a size and bodily position of the potential human object; and based on the size of the potential object, confirming that the potential human object is an actual human, thereby confirming the potential human object as a target. The method further includes determining that the first event has occurred based on the determined bodily position of the target. | 1. A method of monitoring the health of a person in a home, the method comprising: capturing a video sequence from a first camera disposed within the home, including capturing two-dimensional image data for the video sequence;receiving depth data corresponding to the two-dimensional data, and associating the depth data with the video sequence as metadata;setting a plurality of events to monitor associated with the person, the events defined to include actions captured from the first camera, at least a first event including the person's body being in a particular bodily position;performing video content analysis on the video sequence to determine whether the events have occurred, wherein the video content analysis includes: automatically detecting a potential human object from the video sequence based on the two-dimensional image data;using the depth data to determine a size, a volume and bodily position of the potential human object, wherein the volume is determined using a plurality of pivot points on a surface of the potential human object, a self-occlusion line, and a corresponding mirror image of each pivot point on the self-occlusion line; andbased on the size of the potential object, confirming that the potential human object is an actual human, thereby confirming the potential human object as a target; anddetermining that the first event has occurred based on the determined bodily position of the target. 2. The method of claim 1, wherein determining the bodily position of the potential human object includes determining whether the object is standing, sitting, or lying down. 3. The method of claim 1, wherein the first event includes one or more of: (1) a person standing; (2) a person sitting; or (3) a person lying down. 4. The method of claim 3, wherein the first event includes: (1) a person standing for at least a particular amount of time; or (2) a person lying down for at least a particular amount of time. 5. The method of claim 1, further comprising: setting an alarm to go off if it is determined that the first event has occurred. 6. A method of monitoring people, the method comprising: capturing a video sequence from a first camera disposed in a particular location within a building, including capturing two-dimensional image data;receiving depth data for the video sequence, the depth data corresponding to the two-dimensional image data;associating the depth data with the video sequence as metadata;setting a plurality of events to monitor associated with the people, at least a first event including a person's body being in a particular bodily position;performing video content analysis on the video sequence to determine whether the events have occurred, wherein the video content analysis includes: (a) automatically detecting a potential human object from the video sequence based on the two-dimensional image data;(b) using the depth data to determine a size, a volume and bodily position of the detected potential human object, wherein... | AVIGILON FORTRESS CORPORATION | G06K009/00 H04N007/18 A61B005/00 A61B005/107 A61B005/11 A61B005/1171 G08B013/196 G08B021/04 G06T007/00 G06T007/73 G06T007/50 G06T007/55 G06T007/579 G06T007/246 G06T007/62
US10098636 | B2 | 2018-10-16 | Surgical instrument having force feedback capabilities | 2016-07-29 | A surgical instrument system is disclosed. The surgical instrument system comprises an end effector configured to be articulated between a first position and a second position, a motor configured to provide a vibratory force to a user of the surgical instrument system when the end effector moves into the first position and when the end effector moves into the second position, and a sensor. The sensor is configured to sense a first condition of the end effector when the end effector moves into the first position, sense a second condition of the end effector when the end effector moves into the second position, and send a signal to the motor indicative of the first condition and the second condition when one of the first condition and the second condition is sensed. The signal comprises one of the group consisting of a square wave signal and a sine wave signal. | 1. A surgical instrument system, comprising: a handle assembly;a shaft extending from said handle assembly and defining a shaft axis;an articulation joint;an end effector attached to said shaft by way of said articulation joint, wherein said end effector is configured to be articulated relative to said shaft axis between a first position and a second position, said end effector comprising: a first jaw;a second jaw movable relative to said first jaw;a staple cartridge comprising a plurality of staples removably stored within said staple cartridge, wherein said staples are configured to be ejected from said staple cartridge; andan anvil configured to deform said staples;a motor configured to provide a vibratory force to a user of said surgical instrument system through said handle assembly to signal the user when said end effector moves into said first position and when said end effector moves into said second position; anda sensor configured to: sense a first condition of said end effector when said end effector moves into said first position;sense a second condition of said end effector when said end effector moves into said second position; andsend a signal to said motor indicative of said first condition and said second condition when one of said first condition and said second condition is sensed, wherein said signal comprises one of the group consisting of a square wave signal and a sine wave signal. 2. The surgical instrument system of claim 1, wherein said first position is indicative of an articulation limit of said end effector. 3. The surgical instrument system of claim 1, wherein said vibratory force comprises a variable force. 4. The surgical instrument system of claim 1, wherein articulation of said end effector is actuated by said motor. 5. The surgical instrument system of claim 1, wherein said second jaw comprises said anvil. 6. A surgical instrument system, comprising: a handle assembly;a shaft extending from said handle assembly and defining a shaft axis;an articulation joint, wherein said articulation joint defines an articulation axis which is transverse to said shaft axis;an end effector attached to said shaft by way of said articulation joint, wherein said end effector is configured to be articulated relative to said shaft axis between a first position and a second position, said end effector comprising: a first jaw;a second jaw movable relative to said first jaw;a staple cartridge comprising a plurality of staples removably stored within said staple cartridge, wherein said staples are configured to be ejected from said staple cartridge; andan anvil configured to deform said staples;a tactile feedback system configured to provide tactile feedback to a user of said surgical instrument system through said handle assembly when said end effector assumes said first position and when said end effector assumes said second position; anda sensor configured to: sense a first state of said end effector when said end effector moves ... | Ethicon LLC | A61B017/04 A61B017/10 A61B017/072 A61B034/00 A61B034/30 A61B017/068 A61B005/00 A61B017/115 A61B017/11 A61B090/00 A61B017/00 A61B017/29
US10071381 | B2 | 2018-09-11 | Method and apparatus for handling blood for testing | 2016-04-15 | A holder rack has an array of tubular slots that cooperate with a holder to position an absorbent tip of the holder at a predetermined location. The racks fit over well plates to position each absorbent tip adjacent the bottom of a different well in the well plate to extract dried samples from the absorbent tips. The holders are transported in containers having a frame to receive the holders and a lid to keep them in the container. The absorbent tips can extend through a cap to dry, with the cap connected to the holder to enclose the absorbent tips for transport. | 1. An assembly for collecting and analyzing a sample, the assembly comprising: a well plate having an outwardly extending ledge around at least a portion of the bottom of the well plate, the outwardly extending ledge having a height h, the well plate having a plurality of wells, each well having a closed bottom and a longitudinal axis parallel to the axis of the other wells; anda rectangular holding rack configured to engage with the well plate and having four corners, the holding rack comprising: a top portion with a plurality of slots extending through the top portion and opening onto a top surface of the top portion, the slots being arranged to correspond with the plurality of wells of the well plate, each of the plurality of slots having a longitudinal axis parallel to the axes of the wells of the well plate when the holding rack is engaged with the well plate;a leg extending downward at each corner, each leg having two side portions each extending toward a different adjacent corner so the two side portions at each corner are substantially perpendicular to each other, each side portion ending at a distance spaced apart from the side portion extending from the adjacent corner; anda tab on an outer surface of at least one side portion of each leg, the tab extending beyond a bottom of the at least one side portion for a distance less than the height h of the outwardly extending ledge, the tab being offset from a plane of the at least one side portion;wherein when the holding rack is engaged with the well plate, the legs are configured to nest over the well plate with a lower surface of the side portions abutting the ledge of the well plate and with the tabs restraining lateral movement of the holding rack relative to the well plate. 2. The assembly of claim 1, further comprising at least one holder having a distal end with an absorbent tip and a proximal end with a projection extending outward, the bottom end of the projection on the holder being spaced a distance L from a distal end of the absorbent tip, the holder being sized and configured to be insertable through at least one of the slots of the holding rack and into a well of the well plate when the holding rack is engaged with the well plate, the distance L being selected to position the absorbent tip adjacent the closed bottom of the well when the bottom end of the projection abuts the top surface. 3. The assembly of claim 2, wherein there are at least three projections on the holder. 4. The assembly of claim 2, wherein the length L is within about 90% of the distance from the top surface to the bottom of one of the side portions measured along the longitudinal axis of the at least one holder when inserted into the one of the slots so the projection of the at least one holder abuts the top surface. 5. The assembly of claim 2, wherein the absorbent tip contains a dried sample. 6. The assembly of claim 5, wherein the holder has a first printed indicia thereon containing information rel... | Neoteryx, LLC. | B01L009/06 B01L009/00 A61B005/15 B01L003/00 B65D025/10 B65D025/24 G01N035/00
US10080509 | B2 | 2018-09-25 | Use of micro- and miniature position sensing devices for use in tka and tha | 2016-11-24 | A system for assisting in a surgical process, comprising: (a) a surgical device taken from a group consisting of a surgical tool and a surgical implant; (b) a positional sensor carried by the surgical device, the positional sensor including a wireless transmitter and associated circuitry for transmitting sensor data from the transmitter; and (c) a computer system including a wireless receiver and signal conditioning circuitry and hardware for converting sensor data received by the wireless receiver into at least one of (i) audio feedback of positional information for the surgical device and (ii) visual feedback of positional information for the surgical device. | 1. A surgical telemetry system comprising: a cutting jig adapted to be secured to a bone, the cutting jig having at least one cut slot for guiding a tool in altering the bone;at least one sourceless sensor mounted to the cutting jig, the sensor outputting data representative at least of an orientation of the at least one cut slot relative to the bone;a digital processing device operatively coupled to the sensor to receive data derived from the data output from the sensor, the digital processing device generating a display output indicative of an orientation of the at least one cut slot relative to the bone; anda display operatively coupled to the digital processing device and adapted to receive the display output, where the display output displays the change in orientation of the at least one cut slot relative to the bone. 2. The surgical telemetry system of claim 1, wherein the cutting jig is at least one of an intramedullary femoral and tibial cutting jig, and an extramedullary femoral and tibial cutting jig. 3. The surgical telemetry system of claim 1, wherein the at least one sensor is operatively coupled to a remote transmitter adapted to transmit signals indicative of sensor output as an orientation of the at least one cut slot changes; and the digital processing device is operatively coupled to a receiver adapted to receive transmission signals from the remote transmitter; wherein the digital processing device generates display instructions for displaying the orientation of the cut slot relative to the bone. 4. The surgical telemetry system of claim 1, wherein the system is adapted for use with total knee arthroplasty. 5. The surgical telemetry system of claim 1, wherein the cutting jig has four of the cut slots. 6. The surgical telemetry system of claim 1, wherein the sensor includes at least one of an accelerometer and a gyroscope. 7. The surgical telemetry system of claim 1, further comprising: a saw having a reference sourceless sensor generating data representative of an orientation of the saw, andwherein the digital processing device is operatively coupled to the reference sensor to receive data derived from the data output from the reference sensor, the digital processing device generating the display output indicative of an orientation of the saw relative to the bone. 8. The surgical telemetry system of claim 7, wherein the reference sourceless sensor includes at least one of an accelerometer and a gyroscope. 9. The surgical telemetry system of claim 1, wherein the display and the digital processing device are located remotely from the patient. 10. The surgical telemetry system of claim 1, wherein the cutting jig has a guide rod configured for being inserted in an intramedullary hole in a bone. 11. The surgical telemetry system of claim 10, further comprising: a second tool having a reference sourceless sensor generating data representative of an orientation of the second tool, the second tool configured to define the int... | ZIMMER, INC. | A61B005/05 A61B017/17 A61B005/06 A61B017/00 A61B017/15 A61B017/72 A61B017/86 A61F002/30 A61F002/36 A61F002/38 A61F002/46 A61B034/10 A61B034/20 A61B090/00
US10070972 | B2 | 2018-09-11 | System and method for intraoperative joint contact mechanics measurement | 2015-10-05 | A method for intraoperatively measuring joint contact mechanics of a patient's joint is provided. The method includes inserting a sensor between first and second bones of a joint. Then a predetermined force is applied to one of the first and second bones. Afterwards, contact mechanics such as, contact stresses, contact areas and/or forces are measured between the first and second bones in response to the applied predetermined force. | 1. A method for intraoperatively measuring joint contact mechanics of a patient's joint comprising: inserting a sensor between first and second bones of a joint;applying a predetermined force to one of the first and second bones;using a load cell, measuring the applied predetermined force; andusing the sensor, measuring contact mechanics between the first and second bones in response to the applied predetermined force. 2. The method of claim 1, wherein the predetermined force is a linear force, a torque or a moment. 3. The method of claim 1, wherein the step of applying a predetermined force comprises rotating the joint throughout a range of motion, or displacing or translating one of the first and second bones relative to the other of the first and second bones. 4. The method of claim 1, further comprising tracking movement of the first and second bones in response to the applied predetermined force using a surgical navigation system. 5. The method of claim 1, further comprising mitigating joint interaction about areas of measured contact stresses or contact areas. 6. The method of claim 5, wherein the mitigating step comprises applying scaffolds, sutures, biological augments, or tissue resection to one of the first and second bones. 7. The method of claim 5, wherein the mitigating step comprises replacing or resurfacing the joint with an orthopedic implant. 8. The method of claim 1, wherein the measuring step comprises intraoperatively measuring a plurality of contact mechanics at various times. 9. The method of claim 1, further comprising developing a contact stress map based on the measured contact stresses. 10. The method of claim 1, wherein the measuring step includes measuring the location of a contact area, a contact stress, forces or moments between the first and second bones in response to the applied predetermined force. 11. The method of claim 1, wherein the inserting step comprises inserting the sensor between at least one of a tendon, a cartilage, and a meniscus, and the first bone. 12. The method of claim 1, further comprising: applying another predetermined force to one of the first and second bones of the joint;using the load cell, measuring the applied another predetermined force; andusing the sensor, measuring contact mechanics between the first and second bones in response to the applied another predetermined force. 13. A system for intraoperatively measuring joint contact mechanics of a patient's joint comprising: a sensor for measuring joint contact stresses between first and second bones of the joint;a load cell spaced from and movable relative to the sensor for measuring forces applied to one of the first and second bones; anda computer operatively in communication with the sensor and the load cell to record contact mechanics measured by the sensor and applied forces measured by the load cell upon application of forces to one of the first and second bones. 14. The system of claim 13, wherein the sensor include... | Hospital for Special Surgery | A61F002/46 A61B019/00 A61B005/00 A61B017/00 A61F002/38
US10092212 | B2 | 2018-10-09 | Post processing system and post processing method for electrical impedance tomography images | 2017-07-13 | A post processing system for electrical impedance tomography (EIT) images includes a processing device and a post processing device, and the post processing device is coupled to the processing device. The processing device is configured to generate a first EIT image through a solving method based on the measuring data. The measuring data is measured by an electrical impedance tomography instrument. The post processing device is configured to receive the first EIT image and post-process the first EIT image through a neural network algorithm to generate a second EIT image. The neural network algorithm is a feed forward neural network, a recurrent neural network, a convolutional neural network or a deep neural network, and an accuracy of the second electrical impedance tomography image is higher than an accuracy of the first electrical impedance tomography image. | 1. A post processing system for electrical impedance tomography (EIT) images, comprising: a processing device configured to generate a first electrical impedance tomography image through a first solving method based on measuring data, wherein the measuring data is measured by an electrical impedance tomography instrument; anda post processing device coupled to the processing device and configured to receive the first electrical impedance tomography image and post-process the first electrical impedance tomography image through a neural network algorithm to generate a second electrical impedance tomography image, wherein the neural network algorithm is a feed forward neural network, a recurrent neural network, a convolutional neural network or a deep neural network, and an accuracy of the second electrical impedance tomography image is higher than an accuracy of the first electrical impedance tomography image. 2. The post processing system of claim 1, wherein the post processing device is further configured to post-process the first electrical impedance tomography image through the neural network algorithm based on the measuring data to generate a third electrical impedance tomography image. 3. The post processing system of claim 1, wherein the neural network algorithm comprises at least one input layer, at least one output layer and at least one hidden layer, and the post processing device is further configured to input at least one training image to the at least one input layer and input at least one actual image corresponding to the at least one training image to the at least one output layer to determine a plurality of weighting parameters between the at least one hidden layer and the at least one input layer, and between the at least one hidden layer and the at least one output layer. 4. The post processing system of claim 3, wherein the processing device is further configured to generate the at least one training image through the first solving method based on at least one training data and send the at least one training image to the post processing device, wherein the at least one training data is measured by the electrical impedance tomography instrument. 5. The post processing system of claim 3, wherein the post processing device is further configured to determine the weighting parameters based on the at least one training image generated by the processing device from at least one training data, with noise added. 6. The post processing system of claim 5, wherein the post processing device is further configured to determine the weighting parameters based on the at least one training image generated by the processing device, with sizes, shapes and positions of target objects. 7. The post processing system of claim 1, wherein the first solving method is a linear inverse electrical impedance tomography algorithm. 8. The post processing system of claim 1, wherein the first solving method is a nonlinear iterative inverse electrical impeda... | NATIONAL CHIAO TUNG UNIVERSITY | G06K009/00 A61B005/053 G06N003/08 A61B005/00
US10112022 | B2 | 2018-10-30 | Method for detecting an inspiratory flow limitation during sleep-disordered breathing | 2014-09-18 | A feature implemented in a CPAP breathing therapy machine to determine if the patient is suffering from a flow limitation condition and if so, altering the operation of the CPAP machine to attempt to alleviate the condition. | 1. A breathing therapy machine having an optimized auto-adjust capability comprising: a. a blower, for delivering air to a user of said device at a pressure;b. a processor, for controlling said blower;c. non-volatile memory, accessible by said processor, said non-volatile memory including operational programming;d. an airflow sensor, electrically connected to said processor for gathering data regarding a volume of airflow to said patient, said operational programming producing an airflow waveform from said gathered data; ande. a flow limitation detection module, stored in said non-volatile memory as part of said operational programming, wherein said flow limitation detection module is configured to detect a flow limitation condition by: grouping data points sampled from an inspiration portion of the airflow waveform into a plurality of bins;for each bin, calculating an average slope value using the data points within the bin;computing a plurality of variance values, wherein each variance value is computed by defining a moving window that utilizes average slope values calculated for at least three of the bins; andselecting and analyzing a lowest variance value of the plurality of variance values to determine if the flow limitation condition exists;wherein said pressure of said air is altered based on detection of the flow limitation condition. 2. The breathing therapy machine of claim 1 wherein said airflow waveform consists of a series of breaths, each breath consisting of an inspiration portion and an expiration portion, and further wherein said flow limitation module performs, for each of said breaths, a series of functions including: detecting a start and end of said inspiration portion of said breath and measuring a duration of said inspiration portion; andselecting the lowest variance value and comparing to a scale to determine if the flow limitation condition is present. 3. The breathing therapy machine of claim 2 wherein said flow limitation module is further configured to perform a function of normalizing the inspiration portion prior to computing the plurality of variance values. 4. The breathing therapy machine of claim 3 wherein said normalization function comprises: calculating an average flow signal for said inspiration portion; andapplying a gain to said inspiration portion based on a comparison of said average flow signal to an arbitrary standard flow signal. 5. The breathing therapy machine of claim 2 wherein said flow limitation module is further configured to perform a function of applying adaptive filtering to smooth said inspiration portion of said airflow waveform portion prior to computing the plurality of variance values. 6. The breathing therapy machine of claim 5 wherein said adaptive filtering function comprises calculating a moving average of said inspiration portion. 7. The breathing therapy machine of claim 6 wherein said moving average is calculated using a window size encompassing approximately 1/9th of said i... | DeVilbiss Healthcare LLC | A61M016/00 A61B005/087 A61B005/00
US10111643 | B2 | 2018-10-30 | Cardiac monitor system and method for home and telemedicine application | 2016-03-17 | A system for detecting valvular malfunction includes a monitoring device and a processor. The monitoring device includes a heart sound sensor configured to detect heart sounds of the patient, and a signal processor. The processor is configured to receive a signal representative of the detected heart sounds from the signal processor, wherein the processor is configured to compare the signal to a baseline signal stored in memory. The processor may be part of the monitoring device or may be part of an external device, or both. | 1. A system for detecting aortic stenosis comprising: a monitoring device configured to be coupled to a patient, the monitoring device including a heart sound sensor configured to detect heart sounds of the patient, and a signal processor; anda processor configured to receive a signal representative of the detected heart sounds from the signal processor and process the signal representative of detected heart sounds to determine tested values of at least one of, peak frequencies of a first heart sound, a second heart sound, and a third heart sound of the patient, wherein the first heart sound is detected at closure of a mitral valve of the patient, the second heart sound is detected at the closure of an aortic valve and a pulmonary valve of the patient, and the third heart sound is detected at passive diastolic filling of ventricles of the patient,a ratio of a first time period from the second heart sound in a first cardiac cycle to the first heart sound in a second cardiac cycle and a second time period from the first heart sound in the second cardiac cycle to the second heart sound in the second cardiac cycle, anda heart beat cycle period including a systole period and a diastole period, andcompare at least one of the tested values to corresponding baseline values of the peak frequencies, the ratio, and the heart beat cycle periods stored in memory. 2. The system of claim 1, further comprising an alert coupled to the processor, wherein the processor is configured to activate the alert if the at least one of the tested values deviates from the corresponding baseline value in a predetermined manner. 3. The system of claim 2, wherein the alert is an audio alert. 4. The system of claim 2, wherein the alert is a display in communication with the processor. 5. The system of claim 1, further comprising a second sensor configured to sense electrical activity of the patient's heart, wherein the processor is configured to receive electrical activity signals from the second sensor. 6. The system of claim 5, further comprising an event trigger device transmitting a trigger signal to the monitoring device and the processor, wherein the processor is further configured to generate a first heart sound sensing time period and a second heart sound sensing time period, and wherein the heart sound sensor is configured to detect the first heart sound within the first heart sound sensing time period and the second heart sound within the second heart sound sensing time period, and wherein the processor is configured to store data corresponding to the first heart sound and the second heart sound in response to the trigger signal. 7. The system of claim 6, wherein the first heart sound sensing time period is configured to commence in response to the second sensor sensing an R-wave in the electrical activity of the patient's heart. 8. The system of claim 7, wherein the second heart sound sensing time is configured to commence in response to the second sensor sensi... | Medtronic Vascular, Inc. | A61B007/04 A61B005/00 A61B005/0456 A61B005/103
US10064552 | B1 | 2018-09-04 | Method and apparatus for a compact and high resolution mind-view communicator | 2017-01-06 | An embodiment of a mind-view communication apparatus includes a first portable unit and a second portable unit. The first portable unit includes an eyeglass frame, at least one first optical unit disposed on the eyeglass frame for capturing at least one scene image corresponding to a field of view of a user, and at least one second optical unit disposed on the eyeglass frame for capturing at least one eye image corresponding to at least a portion of at least one eye of the user. The second portable unit is in communication with the first portable unit and includes at least one processor configured for receiving the at least one scene image and the at least one eye image, determining a direction within the field of view to which the at least one eye is directed based upon the at least one eye image, and generating a subset of the at least one scene image based on the determined direction. | 1. A method for a multi-camera device, comprising the steps of: capturing a main scene image with a main camera, the main camera having a first field of view, and the main scene image having a first image resolution and a plurality of image pixels,capturing an auxiliary scene image with an auxiliary camera, the auxiliary camera having a second field of view, and the auxiliary scene image having a second image resolution and a plurality of image pixels, wherein the second image resolution being higher than the first image resolution, and the auxiliary scene image and the main scene image having an overlap area, wherein the overlap area corresponding to a subset of the scene that is within the field of view of the main camera and the field of view of the auxiliary camera,receiving the main scene image and the auxiliary scene image by at least one processor,selecting, based on a predetermined criterion, at least one subset of the main scene image having no image pixel in the overlap area, wherein the selected at least one subset of the main scene image corresponding to a subset of the scene that is not within the field of view of the auxiliary camera,utilizing the auxiliary scene image and the main scene image to increase the image resolution of the selected at least one subset of the main scene image having no image pixel in the overlap area, andtransmitting the increased resolution image of the at least one subset of the main scene image having no image pixel in the overlap area. 2. The method of claim 1 wherein the field of view of the auxiliary camera is a subset of the field of view of the main camera. 3. The method of claim 1 wherein the at least one processor further configured to extract the depth information of a subset of the scene based on the main scene image and the auxiliary scene image. 4. The method of claim 2 wherein the main and the auxiliary cameras are color cameras and generate color images. 5. The method of claim 1 further including the step of utilizing an image registration technique to relate a subset of the main scene image to a subset of the auxiliary scene image. 6. The method of claim 1 further including the step of utilizing a Fast Fourier Transform technique to increase the image resolution of the at least one subset of the main scene image having no image pixel in the overlap area. 7. An imaging apparatus comprising: a main camera having a first field of view for capturing at least one main scene image, wherein the at least one main scene image having a first image resolution and a plurality of image pixels;at least one auxiliary camera having a second field of view for capturing at least one auxiliary scene image, wherein the at least one auxiliary scene image having a second image resolution and a plurality of image pixels, wherein the second image resolution being higher than the first image resolution, and wherein the field of view of the at least one auxiliary camera and the field of view of the main camera... | - | H04N005/00 A61B005/00 H04N005/225 H04N005/775 H04N021/2187 G06K009/00 H04N007/22 A61B005/16 A61B005/0476 G09B019/00 A61N001/36
US10076309 | B2 | 2018-09-18 | Ultrasonic imaging apparatus and control method thereof | 2014-07-10 | Disclosed herein are an ultrasonic imaging apparatus which is capable of accurately and quickly estimating a Point Spread Function (PSF) is usable for restoring ultrasonic images, and a control method which is executable by the ultrasonic imaging apparatus. The ultrasonic imaging apparatus includes: a probe; a receive beamformer configured to beamform an ultrasonic signal and to output the beamformed ultrasonic signal; a Point Spread Function (PSF) database configured to store a PSF which is acquired based on a situational variable, and a phase parameter which is determined based on the situational variable, for the beamformed ultrasonic signal; and an image generator configured to select the PSF and the phase parameter from the PSF database based on the beamformed ultrasonic signal, and to perform deconvolution using an estimated PSF based on the selected PSF and the selected phase parameter in order to generate an image. | 1. An ultrasonic imaging apparatus comprising: a probe configured to irradiate ultrasonic waves toward a target area of an object, to receive at least one ultrasonic echo which is reflected from the target area, to convert a received at least one ultrasonic echo into an electrical signal, and to output the electrical signal as an ultrasonic signal;a receive beamformer configured to beamform the ultrasonic signal and to output a beamformed ultrasonic signal;a point spread function database configured to store a point spread function which is acquired based on a situational variable, and a phase parameter which is determined based on the situational variable, for the beamformed ultrasonic signal; andan image generator configured to select an acquired point spread function and a determined phase parameter from the point spread function database based on the beamformed ultrasonic signal, and to perform a deconvolution using an estimated point spread function based on a selected point spread function and a selected phase parameter in order to generate an image,wherein the situational variable includes at least one from among a type of the probe, a depth of the target area, and a sound velocity of the ultrasonic waves, andwherein the point spread function is acquired based at least in part on the type of the probe. 2. The ultrasonic imaging apparatus according to claim 1, wherein the phase parameter is determined based on a result of a comparison between a shape of a point spread function which is estimated based on information which relates to a magnitude of the beamformed ultrasonic signal and a shape of the acquired point spread function. 3. The ultrasonic imaging apparatus according to claim 1, wherein the point spread function stored in the point spread function database is acquired based on the type of the probe, the depth of the target area, and the sound velocity of the ultrasonic waves. 4. The ultrasonic imaging apparatus according to claim 1, wherein the phase parameter stored in the point spread function database is determined based on the type of the probe and the depth of the target area. 5. The ultrasonic imaging apparatus according to claim 1, wherein the point spread function database stores a two-dimensional (2D) point spread function which is acquired based on the situational variable. 6. The ultrasonic imaging apparatus according to claim 5, wherein the image generator comprises: a point spread function selector configured to select a 2D point spread function and a phase parameter from the point spread function database based on a situational variable which relates to the beamformed ultrasonic signal;a point spread function estimator configured to estimate a 2D point spread function based on a selected 2D point spread function and the selected phase parameter; anda deconvolution unit configured to perform a deconvolution on the beamformed ultrasonic signal using an estimated 2D point spread function. 7. A control method which i... | SAMSUNG ELECTRONICS CO., LTD. | A61B008/00 A61B008/08 A61B005/00 G01S015/89 G01S007/52
US10078380 | B2 | 2018-09-18 | Systems, devices and methods for managing glucose levels | 2016-04-07 | Systems, devices and methods for the management of glucose levels in the body of patient featuring user interface input mechanisms configured to provide haptic feedback to the user are provided. | 1. A glucose management device, comprising: a processor;a user interface controllable by the processor, the user interface configured for tactile contact by a user for entering a value of one or more parameters of the glucose management device; anda feedback mechanism, wherein the processor controls the feedback mechanism to provide a haptic feedback response to the user as the entered value of a selected parameter approaches or moves away from at least one set value of the selected parameter. 2. The glucose management device of claim 1, wherein the user interface is further configured to allow the user to adjust the value of the selected parameter in at least two directions, wherein adjustment in the first direction increases the entered value of the selected parameter and adjustment in the second direction decreases the entered value of the selected parameter. 3. The glucose management device of claim 2, wherein the processor controls the feedback mechanism to increase the intensity of the haptic feedback response as the entered value of the selected parameter approaches the at least one set value of the selected parameter, and to decrease the intensity of the haptic feedback response as the entered value of the selected parameter moves away from the at least one set value of the selected parameter. 4. The glucose management device of claim 2, wherein the processor controls the feedback mechanism to decrease the intensity of the haptic feedback response as the entered value of the selected parameter approaches the at least one set value of the selected parameter, and to increase the intensity of the haptic feedback response as the entered value of the selected parameter moves away from the at least one set value of the selected parameter. 5. The glucose management device of claim 2, wherein the processor controls the feedback mechanism to increase the intensity of the haptic feedback response as the entered value of the selected parameter approaches the at least one set value of the selected parameter, and to decrease the intensity of the haptic feedback response as the entered value of the selected parameter moves away from the at least one set value of the selected parameter. 6. The glucose management device of claim 5, wherein the processor controls the user interface to prevent further adjustment of the entered value of the selected parameter beyond the at least one set value of the selected parameter. 7. The glucose management device of claim 1, wherein the processor controls the feedback mechanism to provide a detent sensation to the user. 8. The glucose measurement device of claim 7, wherein the processor controls the feedback mechanism to apply the detent sensation each time a predefined unit of the entered value of the selected parameter is reached. 9. The glucose management device of claim 1, wherein the user interface includes a touch screen configured to display the entered value of the selected parameter. 10. The glucose m... | ABBOTT DIABETES CARE INC. | A61B005/00 G06F003/0362 A61B005/145 G06F003/01 A61M005/172 H01H003/00
US10070795 | B2 | 2018-09-11 | System and method to define a rotational source associated with a biological rhythm disorder | 2016-07-21 | An example system and method of defining a rotational source associated with a heart rhythm disorder are disclosed. A plurality of center locations of wave fronts are calculated at a plurality of time points associated with the heart rhythm disorder. A rotational path that connects the plurality of center locations is then determined. Thereafter, a clinical representation that identifies a region of heart tissue associated with the rotational path is generated. The system and method can also determine a likely core associated with the rotational path. A plurality of relative diffusion shapes associated with the plurality of the center locations is calculated. A plurality of intersecting points of a smallest relative diffusion shape and other relative diffusion shapes is determined within the rotational path. A bounded polygon of the intersecting points is defined as the likely core. | 1. A method of defining a rotational source associated with a heart rhythm disorder, the method comprising: accessing, by a computing device, reconstructed signal data of heart signals, the reconstructed signal data having activation onset times associated with voltages at a plurality of time points;transforming, by the computing device, the reconstructed signal data from spline-sensor references to x-y coordinate locations;calculating, by the computing device, a plurality of center locations of wave fronts using the reconstructed signal data as transformed, at the plurality of time points associated with the rotational source, the wave fronts associated with the heart signals;determining, by the computing device, a rotational path that connects the plurality of center locations; andgenerating, by the computing device, a clinical representation that identifies a region of heart tissue associated with the rotational path. 2. The method of claim 1, wherein the method further comprises determining each of the wave fronts to include adjacent locations having at least a threshold voltage level surrounded by locations below the threshold voltage level. 3. The method of claim 2, wherein the threshold voltage level is a predetermined percentage of a highest voltage. 4. The method of claim 1, wherein the method further comprises determining a likely core associated with the rotational path. 5. The method of claim 4, wherein determination of the likely core associated with the rotational path comprises: calculating a plurality of relative diffusion shapes associated with the plurality of the center locations;determining a plurality of intersecting points of a smallest relative diffusion shape and other relative diffusion shapes within the rotational path; anddefining a bounded polygon of the intersecting points as the likely core. 6. The method of claim 5, wherein calculation of a relative diffusion shape comprises: determining distances from locations in the wave front to a center location of the wave front; andcalculating a circle having a radius equal to a predetermined multiplier multiplied by a standard deviation of the distances. 7. The method of claim 4, wherein determination of the likely core associated with the rotational path comprises: determining a convex hull around the rotational path;calculating a plurality of relative diffusion shapes associated with the plurality of the center locations;determining a plurality of intersecting points of a smallest relative diffusion shape and other relative diffusion shapes inside the convex hull; anddefining a bounded polygon of the intersecting points as the likely core. 8. The method of claim 1, wherein calculation of a center location of a wave front comprises: averaging all first coordinates of locations associated with the wave front to generate a first average coordinate;averaging all second coordinates of the locations associated with the wave front to generate a second average coordinate; a... | Topera, Inc. | A61B005/04 A61B005/024 A61B005/0245 A61B005/0452 A61B005/044 G06K009/46 A61B005/042 G06T007/12
US10091578 | B2 | 2018-10-02 | Method for adjusting a volume level of a communications unit and a communications unit | 2015-07-22 | A method for adjusting a volume level of a communications unit is provided. The communications unit is configured for communication between a medical operator and a patient during a magnetic resonance examination and includes at least one microphone and at least one loudspeaker. The method includes detecting communication signals by the at least one microphone, transmitting the detected communication signals to the at least one loudspeaker, and an acoustic output of the detected communication signals by the at least one loudspeaker. A volume level of the at least one microphone may be automatically adjusted during detection of the communication signals, and/or a volume level of the at least one loudspeaker may be automatically adjusted during the acoustic output of the communication signals. | 1. A method for adjusting a volume level of a communications unit, wherein the communications unit is configured for communication between a medical operator and a patient during a magnetic resonance examination and wherein the communications unit comprises at least one microphone, at least one loudspeaker, and a control unit, the method comprising: detecting, by the at least one microphone, communication signals;measuring an ambient volume level by a volume measurement;transmitting the detected communication signals to the control unit;automatically adjusting a volume level of the at least one microphone or the at least one loudspeaker using the detected communication signals and the measured ambient volume level; andoutputting, by the at least one loudspeaker, an acoustic output of the detected communication signal at the adjusted volume level. 2. The method of claim 1, wherein the communications unit is further configured to adjust the volume level as a function of a time parameter of a magnetic resonance scan. 3. The method of claim 1, wherein the the ambient volume level is measured by the at least one microphone. 4. The method of claim 1, wherein the the ambient volume level is measured by a separate volume detection unit of the communications unit. 5. The method of claim 1, wherein the automatic adjusting comprises a deactivation of the volume level. 6. The method of claim 1, wherein the automatic adjusting comprises an adjustment of the volume level to an ambient noise volume level of the at least one microphone or of the at least one loudspeaker. 7. The method of claim 1, wherein after a cessation of interference noises, after an end of a magnetic resonance scan, or after a cessation of interference noises and after an end of a magnetic resonance scan, the volume level is automatically set, by the communications unit, to an original volume level. 8. A communications unit comprising: at least one microphone;at least one loudspeaker; anda control unit,wherein the communications unit is configured for communication between a medical operator and a patient during a magnetic resonance examination,wherein the control unit comprises a volume adjustment unit configured to adjust a volume level of the communications unit, andwherein the communications unit is configured to: detect, by the at least one microphone, of communication signals;measure an ambient volume level by a volume measurement;transmit the detected communication signals to the control unit;automatically adjust a volume level of the at least one microphone or the at least one loudspeaker using the detected communication signals and the measured ambient volume level; andoutput an acoustic output of the detected communication signal at the adjusted volume level. 9. The communications unit of claim 8, the communications unit further comprising a volume detection unit configured to measure the ambient volume level. 10. A magnetic resonance device comprising: a communications u... | Siemens Aktiengesellschaft | H04R003/00 G10K011/16 A61B005/055 G10K011/175 A61B005/00
US10085646 | B2 | 2018-10-02 | Contact-type endoscope SERS probe, and related methods | 2015-05-26 | A contact-type endoscope surface enhanced Raman scattering (SERS) probe includes a gradient-index (GRIN) lens, a transparent substrate adhered to the GRIN lens, and a rough metallic layer adhered to an opposite side of the transparent substrate from the GRIN lens. The GRIN lens focuses light from a Raman spectrometer onto the rough metallic layer, and the rough metallic layer is positioned at the distal end of the contact-type endoscope SERS probe. | 1. A system for contact-type endoscope surface enhanced Raman scattering (SERS) comprising: a Raman spectrometer;a probe having a proximal end and a distal end, comprising: a gradient-index (GRIN) lens; anda rough metallic layer optically connected to said GRIN lens; andan articulated arm comprising a plurality of mirrors for reflecting an illumination light from said Raman spectrometer to said probe, and for reflecting a scattered light from said probe to said Raman spectrometer,wherein said rough metallic layer is configured to contact a sample such that the rough metallic layer is positioned between the GRIN lens and the sample; andwherein said GRIN lens focuses said illumination light from said Raman spectrometer onto said rough metallic layer. 2. A system for contact-type endoscope SERS according to claim 1, wherein said rough metallic layer is positioned at said distal end of said probe. 3. A system for contact-type endoscope SERS according to claim 1, wherein said Raman spectrometer further comprises a light source for providing said illumination light, wherein said light source is a HeNe laser source. 4. A system for contact-type endoscope SERS according to claim 1, further comprising a transparent substrate adhered to said GRIN lens between said GRIN lens and said rough metallic layer. 5. A system for contact-type endoscope SERS according to claim 1, further comprising a transparent substrate adhered to said rough metallic layer between said GRIN lens and said rough metallic layer. | BOARD OF SUPERVISORS OF LOUISIANA STATE UNIVERSITY AND AGRICULTURAL AND MECHANICAL COLLEGE | A61B001/06 A61B005/00 G01N021/65 A61B001/00 G01J003/44 G01J003/02 A61B001/002
US10111646 | B2 | 2018-10-30 | Surgical instrument to assess tissue characteristics | 2015-12-01 | A surgical instrument for assessing tissue characteristics such as tissue density and volume is disclosed. The surgical instrument is hand-held and includes transducers adapted for emitting and/or receiving acoustic signals. The surgical instrument utilizes pulse-echo to determine tissue characteristics. The surgical instrument may be utilized to determine such things as the size of a lesion and whether the lesion has been completely removed or filled with graft material. | 1. A method of removing a bone lesion from a bone, the method comprising: placing a hand-held ultrasonic device at least proximate a surface of the bone lesion, the hand-held ultrasonic device defining a longitudinal axis and including multiple emitting transducers and a dedicated receiving transducer, each of the multiple emitting transducers being configured to emit at least one acoustic signal;emitting, with each emitting transducer of the multiple emitting transducers, the at least one acoustic signal into the bone lesion, each of the at least one acoustic signals being reflected by a boundary of the bone lesion, each of the reflected acoustic signals defining an echo;separately detecting, with the dedicated receiving transducer, each of the echoes correlating to each of the at least one acoustic signals;determining a time delay for each of the detected echoes, each of the time delays being calculated from the time of the emitting of each of the at least one acoustic signals and the detecting of each of the echoes;assuming a speed for each of the at least one acoustic signals in the bone lesion;calculating boundaries of the bone lesion by calculating depths thereof based on at least the determining of the time delays and the assumed speeds;calculating an approximate volume of the bone lesion based on the calculating of the boundaries of the bone lesion and comparing the boundaries to one or more known geometric shapes of known volume; andbased on the calculated approximate volume, debriding the bone lesion to produce a cavity in the bone substantially free of the bone lesion. 2. The method of claim 1, further comprising after said debriding, checking whether a portion of the bone lesion remains in the bone with the hand-held ultrasonic device. 3. The method of claim 2, further comprising removing the portion of the bone lesion that remains in the bone from the bone. 4. The method of claim 2, wherein said checking includes checking the presence of materials other than the portion of the bone lesion that remains in the bone. 5. The method of claim 1, further comprising at least partially filling the cavity with a bone cavity filler. 6. The method of claim 5, wherein the cavity filler is one of an osteoinductive material, an osteconductive material, autograft bone material, and allograft bone material. 7. The method of claim 1, further comprising at least partially filling the cavity with a conductive substance. 8. The method of claim 7, wherein the conductive substance is a saline solution. 9. The method of claim 7, wherein the conductive substance is a flowable material packed into the cavity. 10. The method of claim 9, wherein the flowable material is a bone growth promoting substance. 11. The method of claim 1, wherein the at least one acoustic signal is emitted in a shape, the shape being substantially conical. 12. The method of claim 1, wherein the at least one acoustic signal is emitted in a shape, the shape being substantially... | Warsaw Orthopedic, Inc. | A61B008/08 A61B008/12 A61B017/88 A61B017/17 A61B005/00 A61B008/00 A61B017/56
US10105176 | B2 | 2018-10-23 | Methods and systems for endometrial ablation utilizing radio frequency | 2017-03-27 | Methods, systems and devices for endometrial ablation. In accordance with a method, a working end of an RF ablation device is positioned in a patient uterus to contact endometrial tissue, the working end comprising a dielectric wall capable of non-expanded and expanded shapes. An indicator mechanism is operatively coupled to the wall and configured to indicate non-expanded and expanded shapes of the wall. | 1. An electrosurgical system for treating uterine tissue, comprising: an expandable frame for expanding a uterine treatment member between non-expanded and expanded shapes;a handle coupled to the frame to move the treatment member between the non-expanded and expanded shapes;the handle comprising an indicator mechanism configured to visually indicate an extent of opening of the treatment member between the non-expanded and expanded shapes;wherein the treatment member is configured to couple to an energy delivery controller for delivering ablative energy to uterine tissue, andwherein the indicator mechanism generates an electrical signal which is delivered to the energy delivery controller to prevent the energy delivery controller from delivering RF current to the uterine tissue if the treatment member is not opened to a threshold expansion. 2. The system of claim 1, wherein the handle is coupled to the treatment member by a translatable sleeve for actuating the expandable frame to move the treatment member between the non-expanded and expanded shapes. 3. The system of claim 2, wherein the indicator mechanism comprises first and second visual indicators coupled to a proximal end of the translatable sleeve, wherein the first visual indicator indicates that that the treatment may proceed and the second visual indicator indicates that the treatment may not proceed. 4. The system of claim 3, wherein the first visual indicator has a first observable color and the second visual indicator has a second observable color different from the first observable color. 5. The system of claim 3, wherein the first and second visual indicators are disposed at different positions on the proximal end of the translatable sleeve. 6. The system of claim 5, wherein the first and second visual indicators are axially arranged on the translatable sleeve so that translation of the translatable sleeve relative to the handle translates the first and second visual indicators relative to a status-indicating arrow element on the handle. 7. The system of claim 1, wherein the treatment member comprises a thin conformable wall at least partially surrounding an interior chamber and having a shape for positioning in a uterine cavity, the wall capable of the non-expanded and expanded shapes. 8. The system of claim 7, wherein the interior chamber is fluid-tight. 9. The system of claim 8, wherein the wall is at least partly a dielectric. 10. The system of claim 9, wherein the wall delivers RF current for ablating tissue. 11. The system of claim 7, wherein the frame comprises at least one spring element in the interior chamber biasing the thin conformable wall toward the expanded shape. 12. The system of claim 11, wherein the indicator mechanism is coupled to the frame and indicates expansion of the wall by movement of the frame. 13. The system of claim 11, wherein the indicator mechanism indicates an axial relationship between first and second axially-extending frame elements.... | Minerva Surgical, Inc. | A61B018/14 A61B018/04 A61B005/107 A61B018/00 A61B090/00
US10089451 | B2 | 2018-10-02 | Electrocardiogram (ECG)-based authentication apparatus and method thereof, and training apparatus and method thereof for ECG-based authentication | 2016-02-11 | Provided are electrocardiogram (ECG)-based authentication and training. An authentication method includes generating a feature vector of an ECG obtained from an entity or a person based on a dictionary, classifying the ECG through a classifier based on the feature vector, and performing authentication based on a classification result. | 1. A method, comprising: generating a feature vector from an electrocardiogram (ECG) based on a pre-trained dictionary;generating a classification result of the ECG based on the feature vector and a pre-trained classifier;obtaining a classification result of a reference ECG comprising a reference signal segment; andperforming authentication of the ECG based on a voting mechanism for the classification result of the ECG and the classification result of the reference ECG,wherein the performing of the authentication based on the voting mechanism comprises generating a first distribution comprising a number of signal segments belonging to each of a plurality of categories based on a label of the ECG,obtaining a second distribution comprising a number of reference signal segments belonging to each of the categories,calculating a similarity between the first distribution and the second distribution, andperforming the authentication by comparing the similarity to a threshold. 2. The method of claim 1, wherein the dictionary and the classifier are trained synchronously. 3. The method of claim 1, wherein the dictionary comprises category dictionaries corresponding to categories, and the classifier comprises category classifiers corresponding to the categories. 4. The method of claim 3, wherein the dictionary and the classifier are synchronously trained by generating feature vectors to train ECGs based on the category dictionaries, determining prediction categories for the ECGs based on the feature vectors, and alternately updating the category dictionaries and the category classifiers based on the categories and the prediction categories. 5. The method of claim 1, wherein the generating of the feature vector comprises: determining coefficients of category dictionaries included in the dictionary for the ECG to be a linear combination of the category dictionaries; andgenerating the feature vector based on the coefficients. 6. The method of claim 1, wherein the generating of the feature vector comprises: dividing the ECG into a signal segment;generating a feature indication corresponding to the signal segment;generating a second feature indication by performing group sparse coding, based on the dictionary and the feature indication; andgenerating the feature vector based on the second feature indication. 7. The method of claim 6, wherein the feature indication is a linear combination of a portion of category dictionaries included in the dictionary, and the second feature indication comprises coefficients of the portion of the category dictionaries. 8. The method of claim 1, wherein the generating of the classification result comprises: generating a label corresponding to a classification result of a signal segment of the ECG based on the feature vector and the classifier; andgenerating the classification result of the ECG based on the label. 9. The method of claim 1, wherein the classification result of the reference ECG is obtained by applying the d... | Samsung Electronics Co., Ltd. | G06F021/00 G06F021/32 A61B005/0452 H04L009/32 A61B005/00 A61B005/117 H04L029/06 G06K009/00 G06K009/62 G16H050/20
US10076280 | B2 | 2018-09-18 | Bone-conductive arousal induction apparatus | 2015-09-30 | The present invention provides an apparatus and methods to deliver audible acoustic sound to the brain through bone conduction and to terminate snoring and sleep apnea. The apparatus comprises a control module and a device that measures signs of the snoring and the sleep apnea and generates the audible acoustic sound to arouse a subject. The device is reversibly attachable to a part of a head overlying a skull of the subject and uses a composite sensor comprising a reflectance pulse oximeter and a vibration sensor for the measurement and an acoustic speaker for generation of the sound. The device drives the acoustic speaker to produce human-conversational sound and non-human sound. | 1. A bone-conductive arousal induction apparatus, comprising an input and output device, and a control module, wherein the input and output device is provided in a relatively broad surface in relation to thickness and configured to be reversibly attachable to a skin of a head overlying a skull of a subject, wherein the input and output device comprises a multi-layered flexible rectangular panel, a composite sensor to gather information on tissue oxygen saturation and tissue vibration of the subject, a planar diaphragm moving coil speaker to produce audible acoustic sound, a processing circuit assembly and a battery as power source, wherein the input and output device is configured either to be operated by the control module or to operate autonomously, and wherein the input and output device is configured to arouse the subject from a stage of sleep by transmitting the audible acoustic sound to a cochlear nerve of the subject via bone conduction of the sound through the skull; the control module, provided as a separate device from the input and output device and configured to be connectable to the input and output device, wherein the control module receives and stores the information on the tissue oxygenation and the tissue vibration of the subject, wherein the control module has a set of action threshold criteria of the tissue oxygen saturation and the tissue vibration to activate the planar diaphragm moving coil speaker of the input and output device, wherein the control module has electronic commands for initiation and termination of periodic monitoring the tissue oxygen saturation, and wherein the control module sends and uploads a set of electronic commands to the processing circuit assembly of the input and output device to activate the planar diaphragm moving coil speaker, wherein the input and output device comprises: the multi-layered flexible rectangular panel, provided in at least three layers of the rectangular panel with each layer tightly attached to the other layers, wherein the multi-layered flexible rectangular panel houses internal components of the input and output device, wherein the multi-layered flexible rectangular panel has an aperture on a panel contacting the skin to let light pass through to and from the composite sensor, and wherein the multi-layered flexible rectangular panel is treated with a metallic ink to shield a tissue from radiofrequency waves generated by the input and output device to a level below 0.0001 μW/cm2;the composite sensor, provided in a single printed circuit board, wherein the composite sensor comprises a reflectance pulse oximeter and an inertial microelectromechanical system accelerometer, and wherein the composite sensor measures and sends data of the tissue oxygen saturation and the tissue vibration to the processing circuit assembly of the input and output device;the planar diaphragm moving coil speaker, wherein the planar diaphragm moving coil speaker is configured to generate the audible acou... | - | A61B005/00 A61B005/1455 A61B005/08 A61B005/113 A61F005/56
US10105091 | B2 | 2018-10-23 | Methods of using nerve evoked potentials to monitor a surgical procedure | 2014-03-12 | Methods for intra-operatively monitoring nerve evoked potentials such as somatosensory nerve evoked potentials during a surgical procedure. The methods include orthodromic and antidromic monitoring of nerve evoked potentials. Monitoring includes navigating the surgical pathway to avoid insult to anatomical tissue, minimizing activation of sensory nerves that result in undesirable side effects in a patient, and determining the suitable location for placement of an implantable medical device. | 1. A method of implanting a neurostimulator in a patient's body comprising: stimulating a stimulation site of the patient's body with an electrode having stimulation parameters;obtaining a measurement of a somatosensory nerve evoked potential (SSEP) to determine whether the stimulation of the stimulation site elicits a SSEP in a nerve comprising sensory fibers that are responsible for the patient's perception of pain or discomfort at a recording site, the nerve propagating in an antidromic direction and innervating the recording site, the recording site located on the face, nasal cavity or mouth of the patient's body;minimizing stimulation of the sensory fibers such that the patient's perception of pain or discomfort at the recording site is minimized by adjusting the stimulation parameters and/or the electrode position in response to the stimulation of the stimulation site eliciting SSEP;determining an implantation site for the neurostimulator as suitable based on the minimizing and the measurement;navigating a surgical pathway to the suitable implantation site; andimplanting the neurostimulator in the patient's body at the suitable implantation site. 2. The method of claim 1, wherein stimulating the stimulation site of the patient's body comprises stimulating a stimulation site of the patient's autonomic nervous system. 3. The method of claim 2, wherein the stimulation site is a sphenopalatine ganglion (SPG). 4. The method of claim 1, wherein the suitable implantation site is within a pterygopalatine fossa (PPF). 5. The method of claim 1, wherein the nerve is at least one of a superior labial nerve, a greater palatine nerve, a lesser palatine nerve, a posterior superior alveolar nerve, a zygomaticotemporal nerve, a nasopalatine nerve, a superior gingival branch, a superior dental plexus, a nasal branch of an infraorbital nerve, an anterior superior alveolar nerve, or an inferior palpebral branch. 6. The method of claim 1, wherein the suitable implantation site is within the skull of the patient. 7. The method of claim 1, wherein the suitable implantation site is within the maxillofacial region of the patient. 8. The method of claim 1, wherein the somatosensory nerve evoked potential is measured in substantially real-time. | The Cleveland Clinic Foundation Autonomic Technologies, Inc. | A61B005/00 A61B005/04 A61B005/0484 A61N001/08
US10092471 | B2 | 2018-10-09 | Hyperoxic therapy systems, methods and apparatus | 2014-09-03 | The present invention provides systems, methods, and apparatus for applying a hyperoxic therapy delivery system to a patient; administering hyperoxic gas to the patient according to an oxygen dose-response model; and adjusting the administration of the hyperoxic gas to the patient based upon monitored parameters related to a condition of the patient. Numerous additional features are disclosed. | 1. A breathing hood assembly comprising: a hood assembly including a hood ring and a sealable tent portion, wherein the hood ring includes a first portion and a second portion adapted to releasably attach to an O-ring finish of the sealable tent portion; anda neckseal ring assembly including an elastic neck dam and a neckseal ring, wherein the neckseal ring includes a first portion and a second portion adapted to releasably attach to an O-ring finish of the elastic neck dam,wherein the hood ring is adapted to sealably engage the neckseal ring,wherein the neckseal ring includes a plurality of service ports that are covered by a cowling operative to impose directionality to gases flowing through the breathing hood assembly and protect the plurality of service ports, the cowling having a plurality of compartments divided by a centrally located internal bulkhead that separates incoming gas from exiting gas, such that gas flows in one direction only through the breathing hood assembly; anda securing system adapted to couple to the neckseal ring assembly, the securing system being operative to hold the hood assembly and the neckseal ring in place on a patient during operation of the breathing hood assembly, the securing system including one or more elastic suspender, each one or more elastic suspender being attached at one end to a ball that fits into a slot on the neckseal ring and at the other end to a suspender fastener for securing to the patient. 2. The breathing hood assembly of claim 1 wherein the sealable tent portion is replaceably coupled to the hood ring. 3. The breathing hood assembly of claim 1 wherein the elastic neck dam is replaceably coupled to the neckseal ring by the O-ring finish of the elastic neck dam. 4. The breathing hood assembly of claim 1 wherein the hood ring seals with and releasably engages the neckseal ring by rotating the hood ring and the neckseal ring against each other. 5. The breathing hood assembly of claim 1 wherein the securing system includes an over-jacket to which the one or more elastic suspender is attached via the suspender fastener, to couple the over-jacket to the neckseal ring. 6. The breathing hood assembly of claim 1 wherein the suspender fastener is operative for attachment to the patient's clothing to couple the patient's clothing to the neckseal ring. 7. The breathing hood assembly of claim 1 wherein the securing system includes four elastic suspenders and the balls attached thereto individually fit into four respective slots positioned approximately ninety degrees apart on the neckseal ring. 8. The breathing hood assembly of claim 7 wherein the balls are locked in place by the four respective slots when the hood ring is placed on the neckseal ring and rotated to lock the hood ring and the neckseal ring together, such that the balls can only be removed from the slots when the hood ring is unlocked from the neckseal ring. 9. The breathing hood assembly of claim 1 wherein the neckseal ring incl... | MICROBARIC OXYGEN SYSTEMS, LLC | A61G010/04 A61K033/40 A61B005/08 A61M016/06 A61M016/10 A61M016/20 A61G010/02
US10085683 | B1 | 2018-10-02 | Vehicle fatigue monitoring system | 2017-08-11 | Embodiments can provide a real-time fatigue monitoring system for detecting and/or monitoring a fatigue condition of a driver of a driving apparatus. In some embodiments, the fatigue monitoring system can include a set of one or more sensors for detecting a physiological condition of the driver, a head movement detection device, one or more processing devices, and/or any other components. In some embodiments, the fatigue condition detection system may include a processing device configured to determine occurrence of a fatigue condition in response to the detection of a physiological condition of the driver is below a threshold while the driver's head movement is tilting downwards. | 1. A method for detecting occurrence a fatigue condition of an operator of a driving apparatus, the method being implemented in a processor configured to execute machine-readable instructions, the method comprising: receiving a signal indicating a physiological condition of the operator;determining the physiological condition of the operator is below a threshold;in response to determining the physiological condition of the operator is below the threshold, obtaining head movement information regarding a movement of the operator's head within a time window, wherein the time window specifies an amount of seconds immediately prior to the determination that the operator's physiological condition is below the threshold;determining the head movement information indicates that operator's head is moving downwards within the time window; andin response to the head movement information indicating the operator's head is moving downwards within the time window and further to the physiological condition of the operator is below the threshold, generating a signal indicating a fatigue condition is detected for the operator. 2. The method of claim 1, wherein the physiological condition of the operator includes a heart rate, a cardiac activity level or a blood level of the operator. 3. The method of claim 1, wherein determining the head movement information indicates that operator's head is moving downwards within the time window includes: determining an average velocity of the head movement of the operator's head in the time window; anddetermining the average velocity of the head movement of the operator's head in the time window is within a predetermined velocity range. 4. The method of claim 1, wherein determining the head movement information indicates that operator's head is moving downwards within the time window includes: determining a movement distance of the operator's head has breached a threshold distance within the time window. 5. The method of claim 1, wherein determining the head movement information indicates that operator's head is moving downwards within the time window includes: determining an orientation change of the operator's head in the time window. 6. The method of claim 1, wherein the time window specifies an amount of seconds immediately after the determination that the operator's physiological condition is below the threshold. 7. The method of claim 1, wherein the driving apparatus includes a vehicle, a train, a ship, or an airplane. 8. The method of claim 1, further comprising: effectuating a loud audible signal to alert the operator after the fatigue condition is detected for the operator. 9. A system for detecting occurrence a fatigue condition of an operator of a driving apparatus, the system comprising one or more processors configured to execute machine-readable instructions, wherein when the machine-readable instructions are executed, the one or more processors are caused to perform: receiving a signal indicating a physiol... | Wellen Sham | G08B023/00 A61B005/18 G02B027/00 B60K028/06 G06Q050/30 G08G001/01 G06K009/00 B60W040/08
US10092313 | B2 | 2018-10-09 | Medical sealed tubular structures | 2004-03-10 | A tubular structure comprising multiple overlapping layers surrounding a lumen has flexibility and structural integrity by allowing portions of the layers to slip relative to each other. One embodiment includes a support layer having a wired coil, braid or weave support element underlies at least one overlying layer. The support layer is fixed to the overlying layer at a bonding point and the remaining portion of the support layer is not fixed to the overlying layer, i.e. “free portion”. The support layer is permitted to slip at the free portion of the support layer, relative to the overlying layer. Further flexibility may be provided by a coil element of the support layer having substantial gaps between the loops of the coil to impart high flexibility of the tubular structure. In one embodiment, an etched sheath is heat shrunk around an underlying layer with a shrink ratio of 25 percent or less of its original diameter, such that the etchings are at least substantially preserved through the shrinkage process. | 1. An intracorporeal medical device comprising: (a) an operating head;(b) a catheter comprising a tubular structure, the tubular structure comprising: an overlying layer and a support layer extending through the overlying layer and defining an internal lumen within the tubular structure, wherein the support layer comprises a contiguous coil element, a braid element or a weave element including a plurality of loops, the support layer being fixedly attached to the overlying layer at a bonding point and not attached to the overlying layer along a free portion and wherein the support layer contacts the overlying layer continuously along the remaining length of the free portion and the support layer is slippable relative to the overlying layer along the free portion when the tubular structure is bent; and(c) a drive shaft attached to the operating head and extending directly within, and rotatable within, the internal lumen of the tubular structure to rotate the operating head with the drive shaft facing the coil element, the braid element or the weave element with no intervening structure therebetween; wherein the drive shaft is rotatable relative to the overlying layer and the support layer. 2. The intracorporeal medical device of claim 1, wherein the loops are moveable to reposition relative to each other as the tubular structure is bent. 3. The intracorporeal medical device of claim 1, wherein the bonding point is at one end of the support layer and the remaining portion of the support layer is the free portion. 4. The intracorporeal medical device of claim 1, wherein the tubular structure is flexible around a 0.75 to 1.50 inch radius object without kinking. 5. The intracorporeal medical device of claim 1, wherein: the overlying layer is formed as a thermally shrinkable sheath having a plurality of etches on at least its interior surface,wherein the thermally shrinkable sheath encases and contacts the support layer and thesupport layer and the thermally shrinkable sheath are slippable relative to one another along the free portion. 6. The intracorporeal medical device of claim 5, wherein the thermally shrinkable sheath comprises a polytetrafluoroethylene (PTFE) material. 7. The intracorporeal medical device of claim 6, wherein the thermally shrinkable sheath comprises PTFE, TEFLON, fluorinated ethylene propylene (FEP) and/or perfluoroalkoxy polymer resin (PFA). 8. The intracorporeal medical device of claim 5, wherein etches are provided on interior and exterior surfaces of the sheath. 9. The intracorporeal medical device of claim 5, wherein etches are provided across the entire length of the thermally shrinkable sheath surface. 10. The intracorporeal medical device of claim 1, wherein the support layer includes the contiguous coil element, and the contiguous coil element comprises a wire and a plurality of gaps between each loop, the gaps being of sufficient size to resist kinking of the tubular structure. 11. The intracorporeal medical d... | BOSTON SCIENTIFIC LIMITED | A61B017/3207 A61B005/06 A61B005/00 A61M039/06 A61B001/00 A61B001/005 A61B001/01 A61B008/12 A61B008/00 A61B017/32 A61B017/34 A61B017/00 A61B017/22 A61B017/29
US10114086 | B2 | 2018-10-30 | Hybrid PET/MR imaging systems | 2008-08-21 | A hybrid imaging system includes a magnetic resonance scanner and a second modality imaging system disposed in the same radio frequency isolation space. The second modality imaging system includes radiation detectors configured to detect at least one of high energy particles and high energy photons. In some embodiments a retractable radio frequency screen is selectively extendible into a gap between the magnetic resonance scanner and the second modality imaging system. In some embodiments shim coils are disposed with the magnetic resonance scanner and are configured to compensate for distortion of the static magnetic field of the magnetic resonance scanner produced by proximity of the second modality imaging system. | 1. A hybrid imaging system comprising: a radio frequency isolation space defined by a Faraday cage;a magnetic resonance scanner disposed in the radio frequency isolation space;a second modality imaging system disposed in the same radio frequency isolation space as the magnetic resonance scanner, the second modality imaging system being one of the group consisting of a positron emission tomography (PET) scanner and a gamma camera, the magnetic resonance scanner and the second modality imaging system being physically separate units that are spaced apart by a gap; andsecond modality electronics associated with radiation detectors of the second modality imaging system, the second modality electronics configured to reduce radio frequency interference generated by the second modality electronics at one or more magnetic resonance frequencies of the magnetic resonance scanner by at least one of: the second modality electronics being clocked at a frequency selected to suppress generation of radio frequency interference at the one or more magnetic resonance frequencies of the magnetic resonance scanner,the second modality electronics being notch filtered to block generation of radio frequency interference at the one or more magnetic resonance frequencies of the magnetic resonance scanner,wherein no radio frequency shield is disposed between the magnetic resonance scanner and the second modality imaging system. 2. The hybrid imaging system as set forth in claim 1, further including: magnetic shielding arranged to reduce magnetic fields from the magnetic resonance scanner at the radiation detectors of the second modality imaging system to less than a magnetic field magnitude that results in degradation of performance of radiation detectors of the second modality imaging system. 3. The hybrid imaging system as set forth in claim 2, wherein the magnetic shielding includes: active shielding coils disposed on the second modality imaging system and configured to generate a compensatory magnetic field that at least partially cancels the static magnetic field B0 from the magnetic resonance scanner at radiation detectors of the second modality imaging system. 4. The hybrid imaging system as set forth in claim 1, further including: magnetic shielding arranged to redirect magnetic fields from the magnetic resonance scanner at the radiation detectors to a direction less interfering with radiation detectors of the second modality imaging system. 5. The hybrid imaging system as set forth in claim 1, the hybrid imaging system further comprising: rails for moving the second modality imaging system respective to the magnetic resonance scanner between a first position and a second position, the first position being relatively closer to the magnetic resonance scanner and the second position being relatively further from the magnetic resonance scanner. 6. The hybrid imaging system as set forth in claim 5, wherein the magnetic resonance scanner includes: switchable magneti... | KONINKLIJKE PHILIPS N.V. | A61B005/05 A61B006/00 G01R033/28 G01R033/3875 G01R033/421 G01R033/422 G01R033/48
US10105075 | B2 | 2018-10-23 | Implantable cardiac device sensing with refractory period alignment to signal peak | 2013-05-21 | Methods and devices for addressing difficulty with cardiac event sensing that can arise if the starting point of the cardiac cycle is not well aligned to the intended starting point of a detection profile used for sensing. As an improvement, illustrative methods and devices provide an addition to cardiac sensing operations by adjusting the starting point of a detection profile to align with a desired point in the cardiac signal. | 1. A method of detecting QRS complexes in an implantable medical device system, the implantable medical device system comprising at least two electrodes for sensing cardiac activity coupled, electrically, to operational circuitry for analyzing sensed cardiac activity, the method comprising the operational circuitry: applying a time-changing detection threshold to a sensed signal until the sensed signal crosses the detection threshold, wherein the detection threshold includes a first time period during which the operational circuitry will not detect an event, and at least a second time period after the first time period during which the operational circuitry will detect an event upon crossing of the detection threshold by a sensed signal;declaring a first detected event in association with the sensed signal crossing the detection threshold;identifying a peak having a highest amplitude during a seeking interval that includes the point in time when the sensed signal crossed the detection threshold leading to the first detected event; andre-applying the time-changing detection threshold to the sensed signal after the identified peak such that the first time period begins at a time corresponding to the identified peak. 2. The method of claim 1 wherein the time corresponding to the identified peak occurs after the point in time where the sensed signal crossed the detection threshold leading to the first detected event. 3. The method of claim 1 wherein the time corresponding to the identified peak occurs before the point in time where the sensed signal crossed the detection threshold leading to the first detected event. 4. The method of claim 1 wherein the seeking interval includes approximately 100 milliseconds of time before the sensed signal crossing the detection threshold and approximately 200 milliseconds of time after the sensed signal crossing the detection threshold. 5. The method of claim 1 wherein the seeking interval begins at the time that the sensed signal crossed the detection threshold and ends approximately 200 milliseconds later. 6. The method of claim 1 wherein the step of re-applying the time-changing detection threshold such that the first time period begins at a time corresponding to the identified peak is performed such that the first time period begins approximately 50 milliseconds before the identified peak. 7. A method of detecting QRS complexes in an implantable medical device system, the implantable medical device system comprising at least two electrodes for sensing cardiac activity coupled, electrically, to operational circuitry for analyzing sensed cardiac activity, the method comprising the operational circuitry: applying a time-changing detection threshold to a sensed signal until the sensed signal crosses the detection threshold, wherein the detection threshold includes a first time period during which the operational circuitry will not detect an event, and at least a second time period after the first time period... | Cameron Health, Inc. | A61B005/04 A61B005/0472 A61B005/0456
US10076246 | B2 | 2018-09-18 | Method and apparatus for noninvasive quantitative detection of fibrosis in normal and viable myocardium by MRI | 2013-06-05 | Embodiments provide a noninvasive quantitative method for detecting extent and/or types of fibrosis in the heart. In embodiments, information pertaining to the extent and/or types of fibrosis may aid in the diagnosis of specific cardiac diseases and heart failure and/or may assist in determining suitable treatment options. Embodiments provide methods and apparatuses for determining the extent of fibrosis in viable and nonviable myocardium, which may then be correlated to heart disease and failure. Thus, in an embodiment, a method of screening individuals for the purpose of heart disease or heart failure prevention may be provided using the detection methodology described herein. | 1. A method of distinguishing normal myocardium from viable myocardium with diffuse interstitial and/or replacement fibrosis in heart tissue, comprising: selecting a sample comprising viable heart tissue;obtaining, with a magnetic resonance imaging device, a plurality of measurements of T1 relaxation time in blood and in an extracellular component of the heart tissue before contacting the sample with an extracellular contrast agent;contacting the sample with the extracellular contrast agent;obtaining, with the magnetic resonance imaging device, a plurality of measurements of T1 relaxation time in blood and in the extracellular component of the sample, after contact with the extracellular contrast agent and wherein the extracellular contrast agent is at equilibrium between the blood and the extracellular component of the heart tissue;converting the relaxation times (T1) into relaxation rates with R1=1/T1; andlinearly regressing each R1 rate determined for the viable heart tissue against a R1 rate determined for the blood;quantifying a myocardial partition coefficient for the extracellular contrast agent in the viable heart tissue using the T1 relaxation time measurements in blood and in the extracellular component of the heart tissue before and after contacting the sample with the extracellular contrast agent;obtaining a blood hematocrit level;calculating the extracellular volume in the tissue sample using the myocardial partition coefficient partition coefficient and the blood hematocrit level; anddetermining an extracellular volume fraction of the contrast agent to distinguish normal myocardium from viable myocardium with diffuse interstitial and/or replacement fibrosis. 2. The method of claim 1, wherein contacting the sample with the extracellular contrast agent comprises contacting the sample with a Gadolinium-containing contrast agent. 3. The method of claim 1, wherein contacting the sample with the extracellular contrast agent comprises contacting the sample with gadodiamide. 4. The method of claim 1, wherein contacting the sample with the extracellular contrast agent comprises contacting the sample in-vivo with the extracellular contrast agent. 5. The method of claim 1, wherein contacting the sample with the extracellular contrast agent comprises contacting the sample in-vitro with the extracellular contrast agent. 6. The method of claim 1, further comprising determining a global diffuse fibrosis burden in the sample. 7. The method of claim 1, further comprising classifying an extent of diffuse fibrosis in a patient from which the sample is selected to determine risk of heart failure or heart disease. 8. The method of claim 1, further comprising determining and distinguishing between an extent of interstitial and an extent of replacement fibrosis in the sample. 9. The method of claim 1, further comprising obtaining one or more images of the sample using computed x-ray tomography. 10. The method of claim 1, further comprising determ... | Oregon Health & Science University | A61B005/00 A61B006/03 A61K049/06 A61B005/055 G06T007/00 A61B005/026 A61B005/0275 A61B006/00 G01R033/28 G01R033/56
US10105086 | B2 | 2018-10-23 | Twist-to-charge mechanism of lancing device | 2013-08-26 | A lancing device includes a housing, a lancet carrier translational within the housing, a drive spring for propelling the lancet carrier through a translational lancing stroke, and a charging mechanism. The charging mechanism includes a first cam member that is rotatable relative to the housing, a second cam member that abuts the first cam member, is coupled to the lancet carrier, and is restricted from rotation relative to the housing, and a rotatable handle co-rotationally attached to the first cam member. Rotation of the handle rotates the first cam member with it, causing the first cam member to rotate against the second cam member, which in response traverses axially because it is restricted from rotation, thereby retracting the lancet carrier to a retracted or charged state. | 1. A lancing device for propelling a lancet through a lancing stroke, the lancing device comprising: a housing including an axial bore;a lancet carrier translational within the housing through the lancing stroke, the lancet coupleable to the lancet carrier;a drive spring for propelling the lancet carrier forward through the lancing stroke, wherein the drive spring comprises a first end and a second end; anda charging mechanism including a first cam member, a second cam member, and a rotatable handle, wherein the first cam member is mounted within the housing, rotatable relative to the housing, and restricted from axial translation relative to the housing, the second cam member abuts the first cam member, is coupled to the lancet carrier to provide co-translation, and is restricted from rotation relative to the housing, and the rotatable handle is co-rotationally attached to the first cam member,wherein rotation of the handle rotates the first cam member therewith, causing the first cam member to rotate against the second cam member, which in response translates the second cam member axially because it is restricted from rotation, thereby retracting the coupled-thereto lancet carrier to a charged position; andwherein the first end of the drive spring directly engages the lancet carrier and the second end of the drive spring directly engages the first cam member. 2. The lancing device of claim 1, wherein the first cam member, the second cam member, or both, include at least one cam surface having the form of a helical ramp. 3. The lancing device of claim 2, wherein the at least one helical-ramp cam surface extends about 180 degrees about an axis of the respective cam member. 4. The lancing device of claim 1, wherein the first cam member includes a first cam surface having a peak portion and a valley portion, the second cam member includes a second cam surface having a peak portion and a valley portion, and wherein rotation of the handle causes the first cam surface to move along the second cam surface to the charged position in which the peak portion of the first cam surface contacts the peak portion of the second cam surface. 5. The lancing device of claim 4, wherein the first cam member rotates to the charged position from an uncharged position in which the peak portion of the first cam surface contacts the valley portion of the second cam surface. 6. The lancing device of claim 1, wherein the rotatable handle is co-rotationally attached to the first cam member by one or more ribs on one of the handle and the first cam member and one or more slots on the other one of the handle and the first cam member that mate with the ribs. 7. The lancing device of claim 1, wherein the lancet carrier is coupled to the second cam member so that they translate together by a resiliently deflectable tail portion of the lancet carrier extending through an axial bore of the second cam member. 8. The lancing device of claim 1, wherein the second cam member is ... | FACET TECHNOLOGIES, LLC | A61B005/151 A61B005/15
US10067565 | B2 | 2018-09-04 | Methods and apparatus for identifying potentially seizure-inducing virtual reality content | 2016-09-29 | Methods and apparatus for identifying potentially seizure-inducing virtual reality content are disclosed herein. An example apparatus includes a virtual reality presentation device to display virtual reality content for exposure to a user and a neurological data collector to access first neurological response data collected from the user during exposure to the virtual reality content. The example apparatus includes a predictor to generate a prediction on a likelihood that a portion of the virtual reality content will trigger a seizure based on a first vector characterizing the portion and the first neurological response data. The example apparatus includes a content modifier to modify the portion of the virtual reality content into modified virtual reality content in response to the prediction. The content modifier is to transmit the modified virtual reality content to the virtual reality presentation device. | 1. An apparatus for analyzing virtual reality content, the apparatus comprising: a virtual reality presentation device to display the virtual reality content for exposure to a user;a neurological data collector to access first neurological response data collected from the user during exposure to the virtual reality content;a predictor to generate a prediction on a likelihood that a portion of the virtual reality content will trigger a seizure based on a first vector characterizing the portion and the first neurological response data; anda content modifier to modify the portion of the virtual reality content into modified virtual reality content in response to the prediction, the content modifier to transmit the modified virtual reality content to the virtual reality presentation device. 2. The apparatus of claim 1, further including a video analyzer to generate the first vector based on a visual parameter of the portion of the virtual reality content. 3. The apparatus of claim 1, wherein the predictor is to further generate the prediction based on a second vector and second neurological response data, the second vector and the second neurological response data associated with a second portion of the virtual reality content presented prior to the presentation of the portion of the virtual reality content. 4. The apparatus of claim 1, wherein the portion of the virtual reality content includes a plurality of video frames and the content modifier is to modify the portion of the virtual reality content by adjusting at least one of a saturation value, a hue value, or a luminance of at least one of the video frames. 5. The apparatus of claim 1, wherein the neurological data collector is to access second neurological response data collected from the user, the second neurological response data collected during presentation of the modified virtual reality content, and further including a feedback analyzer, the feedback analyzer to determine a modification for the modified virtual reality content based on the second neurological response data. 6. The apparatus of claim 5, wherein the content modifier is to stop a transmission of the virtual reality content based on the second neurological response data. 7. The apparatus of claim 1, further including an alert generator to generate an alert based on the prediction. 8. A method for analyzing virtual reality content, the method comprising: accessing, by executing an instruction with at least one processor, first neurological data collected from a user during exposure of the user to the virtual reality content;generating, by executing an instruction with the at least one processor, a prediction on a likelihood that a portion of the virtual reality content will trigger a seizure based on a first vector characterizing the portion of the virtual reality content and first neurological response data;modifying, by executing an instruction with the at least one processor, the portion of the virtual reality cont... | Intel Corporation | G06F003/01 A61B005/00 G06T011/60 G06K009/00 G06T005/00
US10098701 | B2 | 2018-10-16 | Force measurement apparatus, force measurement method, force measurement program, force measurement integrated electronic circuit, and master-slave device | 2013-09-09 | A force measurement apparatus includes a force detection unit that measures a force generated when a forceps is brought into contact with an inside of a body when an operator inserts a forceps or an endoscope into the body and measures a force generated when the forceps acts on a living body from outside the body, a reference information generating unit that generates reference information serving as information of a force acquired by the force detection unit when the forceps is located at a predetermined position, and an individual force calculation unit that individually calculates a force generated when the forceps acts on the living body in the body based on the reference information. | 1. A force measurement apparatus that measures a first force generated during endoscopic surgery by an instrument that is configured to be inserted into a body by an operator, when the instrument, when inserted into the body, is brought into contact with the body, the force measurement apparatus comprising: a force detection sensor that is mounted on a portion of the instrument, such that when a tip end of the instrument is inserted into the body, the portion of the instrument on which the force detection sensor is mounted is outside the body, wherein the force detection sensor detects a second force generated when the instrument, having the tip end inserted into the body, acts on the body;a position measurement sensor that is mounted on a portion of the instrument and that acquires a position or an orientation of the instrument inserted into the body,a processor; anda non-transitory computer-readable recording medium having executable instructions stored thereon, which when executed by the processor, cause the force measurement apparatus to: when the tip end of the instrument is inserted from outside of the body into the body toward a region to be measured in the body and reaches the region to be measured through a region except for the region to be measured, generate reference information based on the second force detected by the force detection sensor and the position or the orientation of the instrument acquired by the position measurement sensor,wherein the reference information is information is configured by pairing the position or the orientation of the instrument and the second force detected by the force detection sensor with time in a state in which the tip end of the instrument is inserted into the body and is not in contact with the region to be measured,wherein the reference information includes at least two directions intersecting with a direction in which the instrument is inserted into the body and information of displacement of a time-series of the second force detected by the force detection sensor in the directions, andwherein when the instrument is inserted into the body, the executable instructions, when executed by the processor, further cause the force measurement apparatus to set, based on the reference information, (i) a first time point at which the displacement of the second force detected by the force detection sensor changes by a predetermined threshold value for setting the first time point or more and (ii) a second time point at which displacement of the second force detected by the force detection sensor changes by a predetermined threshold value for setting the second time point or more;sequentially search the reference information for a position close to a position of the instrument at the second time point from the first time point;select the reference information including in a matched position obtained by the searching; andindividually calculate the first force by subtracting (i) a third force acting on the r... | Panasonic Intellectual Property Management Co., Ltd. | A61B005/00 A61B019/00 A61B005/06 A61B034/30 A61B090/00
US10089714 | B2 | 2018-10-02 | Personalized scaling of graphical indicators | 2016-06-22 | Some aspects relate to reception from a user, via a sensor, first data indicative of activity of the user, determination of one or more values of a metric based on the first data, determination of a display scale based on the one or more values, reception from the user, via the sensor, second data indicative of activity of the user over a time interval, determination of a second value of the metric based on the second data, generation of a first graphical indicator representing the second value based on the display scale and the second value, and display of the first graphical indicator on a display. | 1. A device, comprising: a display;one or more sensors;one or more processors;a memory; andprogram code, wherein the program code is stored in the memory and configured to be executed by the one or more processors, the program code including instructions that, when executed, cause the one or more processors to: receive, via the one or more sensors, first data indicative of activity of a user performed during a first time interval;determine one or more first values of a metric based on the first data;determine a first display scale based on the one or more first values of the metric, the first display scale associating N units of the metric with a first value of a graphical characteristic;receive, via the one or more sensors, second data indicative of activity of the user performed during a second time interval having a predetermined start time and occurring after the first time interval;determine a plurality of second values of the metric based on the second data;determine, based on the second values of the metric and on the first display scale, corresponding second values of the graphical characteristic;generate a first graphical indicator for each second value of the metric, each first graphical indicator exhibiting the corresponding second value of the graphical characteristic; anddisplay each first graphical indicator of the first graphical indicators at a corresponding position on the display, where the corresponding position of each first graphical indicator on the display indicates a time within the second time interval associated with the corresponding second value of the metric, each of the positions corresponding with one of the first graphical indicators is arranged along a first segment of a circular path, and the first segment represents the second time interval. 2. The device according to claim 1, the program code further including instructions that, when executed, cause the one or more processors to: determine that a predetermined time period has elapsed since determination of the first display scale; anddetermine, in response to the determination that the predetermined time period has elapsed, a second display scale associating M units of the metric with the first value of the graphical characteristic. 3. The device according to claim 2, the program code further including instructions that, when executed, cause the one or more processors to: receive, via the one or more sensors, third data indicative of activity of the user performed during a third time interval occurring after the second display scale is determined;determine a plurality of third values of the metric based on the third data;determine, based on the third values of the metric and on the second display scale, corresponding third values of the graphical characteristic;generate a second graphical indicator for each third value of the metric, each second graphical indicator exhibiting the corresponding third value of the graphical characteristic; anddisplay each secon... | Fitbit, Inc. | G09G005/00 G06T003/40 G06T011/20 A61B005/024 A61B005/11 A61B005/145 G08B021/24 A61B005/00
US10067215 | B2 | 2018-09-04 | Phantom for evaluating performance of magnetic resonance imaging apparatus using ultra high field | 2015-04-14 | A new multi-purpose phantom evaluates the performance of an ultra high field Magnetic Resonance Imaging (MRI) apparatus. The phantom can assess a degree of diagnostic capability of an MRI apparatus using imaging conditions and variables and simultaneously analyze and evaluate performance of Magnetic Resonance Imaging (MRI), performance of Magnetic Resonance Spectroscopy (MRS) and metabolic components of a human body within a predetermined range of error and limit. | 1. A phantom for evaluating performance of an ultra high field Magnetic Resonance Imaging (MRI) apparatus, the phantom comprising: an outer container opened and closed using a stopper and formed with an insertion hole for injecting components of a liver metabolite and a lipid;an inner container for quantitatively evaluating the components of the liver metabolite and the lipid, acquiring an MRI image using a spin echo sequence, and acquiring a relaxation time through spectroscopy using a single voxel technique of the MRI apparatus;a geometric accuracy evaluation apparatus installed at an upper end portion of the outer container in a shape of three-dimensional lattice type frame;slice position evaluation apparatuses of different shapes, capable of measuring a position of a slice in a middle of the outer container;a contrast resolution evaluation apparatus configured of a plurality of holes in the middle of the outer container to perform evaluation at regular intervals;a spatial resolution evaluation apparatus installed inside the outer container and having a plurality of hole bundles configured of space evaluation holes, wherein the space evaluation holes are formed and arranged to have different diameters;a slice thickness evaluation apparatus installed at a height that is equal to a height of the spatial resolution evaluation apparatus and attached to the outer container to be formed in a shape of a stair; anda brain metabolite evaluation apparatus configured of a plurality of layers at a lower portion of the outer container. 2. The phantom according to claim 1, wherein the phantom for evaluating performance of an ultra high field Magnetic Resonance Imaging (MRI) apparatus is used for small animals. 3. The phantom according to claim 1, wherein the outer container further includes an injection hole, in which holes uniformly distributed from a center portion of a top surface are opened and closed using a plurality of stoppers. 4. The phantom according to claim 1, wherein the inner container acquires T1 and T2 relaxation images by using a spin echo sequence of a method of acquiring a main image of the MRI image, acquires T1 and T2 relaxation images related to the inner container through spectroscopy using the single voxel technique of the MRI apparatus, and compares the acquired T1 and T2 relaxation images and the acquired T1 and T2 relaxation spectra with each other. 5. The phantom according to claim 1, wherein the slice position evaluation apparatus measures four step slice positions of a cross shape in the middle of the outer container. 6. The phantom according to claim 1, wherein the plurality of holes of the contrast resolution evaluation apparatus is formed in a circular shape and arranged regularly. 7. The phantom according to claim 1, wherein the plurality of layers of the brain metabolite evaluation apparatus is configured of four layers. 8. The phantom according to claim 1, wherein the inner container includes: a stopper formed of a... | The Catholic University of Korea Industry-Academic Cooperation Foundation | G01V003/00 G01R033/58 G01R033/20 G01N024/00 A61B005/055
US10080502 | B2 | 2018-09-25 | Solenoid valve and electronic blood pressure monitor equipped with the same | 2016-01-08 | In a solenoid valve, a bobbin and a solenoid coil are accommodated in a casing. A rod-shaped plunger is slidably inserted into the bobbin. A core provided with a flow port through which a fluid flows is disposed on one side of the casing. A valve body is attached to one end opposing the flow port of the plunger. In a non-operating period during which a solenoid coil is in a non-energized state, the valve body moves away from the flow port due to the biasing force applied by the biasing portion and another end of the plunger protrudes outward from the casing through the through hole, abuts against lock portions disposed outside of the casing, and is thereby locked. The lock portions can be elastically deformed by an external force such that separation of the plunger and the valve body from the casing is allowed. | 1. A solenoid valve capable of variably controlling a flow amount of a fluid, comprising: a casing comprising a through hole formed therethrough;a bobbin accommodated in the casing and including a lock portion extending from an outer surface of the casing;a solenoid coil wound around the bobbin;a rod-shaped plunger slidably inserted in the bobbin;a core that is provided with a flow port through which the fluid flows and is disposed on a side of the casing opposing one end of the rod-shaped plunger;a valve body that is provided on the one end of the rod-shaped plunger and is disposed so as to oppose the flow port; anda biasing portion that biases the rod-shaped plunger in a direction of moving away from the core,wherein, in a non-operating period, during which the solenoid coil is in a non-energized state, the valve body provided on the one end of the rod-shaped plunger moves away from the flow port and another end opposite to the one end of the rod-shaped plunger protrudes outward from the casing through the through hole, abuts against the lock portion disposed outside of the casing, and is thereby locked,wherein in a working period during which the solenoid coil is in an energized state, the flow amount of the fluid flowing through the flow port is adjusted due to the rod-shaped plunger and the valve body being moved inside the bobbin against a biasing force applied by the biasing portion, due to a magnetic force generated by the solenoid coil,wherein the lock portion can deform elastically due to an external force such that separation of the rod-shaped plunger and the valve body from the casing is allowed,wherein the casing has a U-shaped yoke and a plate-shaped yoke lid that closes an open end of the U-shaped yoke, and the through hole is formed in the plate-shaped yoke lid,wherein the bobbin has a main body portion accommodated in the casing, a first extended portion and a second extended portion formed integrally with the main body portion, andwherein the first extended portion and the second extended portion come into contact with a pair of opposing sides of the plate-shaped yoke lid and extend outward of the casing through the through hole parallel to a movement path of the rod-shaped plunger, and constitute the lock portion. 2. The solenoid valve according to claim 1, wherein each of the first and second extended portions includes: an arm portion that extends outward of the casing through the through hole along the movement path of the rod-shaped plunger, a leading end side of the arm portion being able to bend in a direction of moving away from the movement path of the rod-shaped plunger due to the external force; anda hook portion that extends substantially orthogonally toward the movement path of the rod-shaped plunger from the leading end of the arm portion, and wherein the hook portion locks the other end of the rod-shaped plunger during the non-operating period. 3. The solenoid valve according to claim 2, wherein the through hole ... | OMRON HEALTHCARE Co., Ltd. | A61B005/02 A61B005/0235 F16K031/06
US10109175 | B2 | 2018-10-23 | Notifications on a user device based on activity detected by an activity monitoring device | 2017-06-05 | Methods, systems and devices are provided for motion-activated display of messages on an activity monitoring device. In one embodiment, method for presenting a message on an activity monitoring device is provided, including the following method operations: downloading a plurality of messages to the device; detecting a stationary state of the device; detecting a movement of the device from the stationary state; in response to detecting the movement from the stationary state, selecting one of a plurality of messages, and displaying the selected message on the device. | 1. A method for providing a notification to a user, comprising: establishing a wireless connection between a mobile computing device associated with a first user and a wearable device configured to store activity data;receiving, by the mobile computing device, the activity data from the wearable device via the wireless connection;determining, by the mobile computing device, that the activity data satisfies a first threshold of a plurality of predefined thresholds for outputting a first notification to the first user via the mobile computing device; andcausing the first notification to be output via the mobile computing device. 2. The method of claim 1, wherein the first notification comprises one or more of a text message, a visual alert, an audible alert, or a haptic alert. 3. The method of claim 2, wherein the first notification comprises the text message, the method further comprising selecting, from a plurality of text messages stored in a message library, the text message associated with the first threshold, and causing the text message to be displayed on a display screen of the mobile computing device. 4. The method of claim 1, further comprising causing the first notification to be output based on the activity data indicating that a predefined goal associated with the first user is reached. 5. The method of claim 4, wherein the predefined goal comprises one or more of a number of steps taken, a number of floors climbed, a number of calories burned, an amount of energy expended, a distance traveled, a number of minutes slept, a number of minutes for which an activity is performed, or a number of active minutes. 6. The method of claim 1, further comprising causing the first notification to be output based on one of (i) the activity data indicating a parameter value that is a threshold amount less than a predefined goal associated with the first user or (ii) the activity data indicating a parameter value that exceeds a predefined goal associated with the first user by a threshold amount. 7. The method of claim 1, further comprising causing the first notification to be output such that the first notification is not output at a time during which (i) the activity data indicates that the first user is asleep or (ii) the activity data indicates movement exceeding a threshold level. 8. The method of claim 1, further comprising causing the first notification to be output such that the first notification is output at a time during which the mobile computing device is in a specific geographical area associated with the first user. 9. The method of claim 1, further comprising performing one of (i) based on a determination that a mobile application associated with the wearable device is not running in a foreground on the mobile computing device, causing the first notification to be output on a display screen of the mobile computing device as a message outside the mobile application, and (ii) based on a determination that the mobile application a... | Fitbit, Inc. | G08B001/08 G08B021/04 A61B005/11 G01C022/00 G06F019/00 G08B005/36 H04L012/58 H04M001/725 H04L012/18 A63B024/00 G16H040/63 A61B005/00 A61B005/0205 A61B005/021 A61B005/024 A61B005/22 A61B005/1455
US10088358 | B1 | 2018-10-02 | Implantable systems and methods for UV dose monitoring | 2016-08-11 | An ultra violet (UV) light dose monitoring system may include an implantable microchip for injection below the surface of a person's skin. The microchip may include a solar cell, a data telemetry transmitter, and a first sensor cell that absorbs UV light that passes through the skin. The system may also include a remote reader. The remote reader may include a data telemetry receiver that receives the data from the microchip and a processor for controlling operation of the remote reader. The data telemetry transmitter may transmit data indicative of a UV light intensity for the UV light absorbed by the first sensor cell to the data telemetry receiver, and the processor may calculate a UV dose based on the data. | 1. An ultra violet (UV) light dose monitoring system, comprising: an implantable microchip for injection below a surface of a person's skin, the microchip comprising: a solar cell;a data telemetry transmitter;a first light sensor configured to absorb UV light;non-volatile memory configured to store UV light intensity information; anda processor in communication with the first light sensor to: receive a light sensor signal indicative of a UV light intensity absorbed by the first light sensor,store sensed UV light intensities in the non-volatile memory, andin response to receiving a signal from a remote reader, cause the data telemetry transmitter to transmit one or more of the stored UV light intensities. 2. The system of claim 1, wherein the microchip further includes a non-UV filter disposed over the first light sensor, the non-UV filter configured to allow UV light to pass while blocking other forms of light. 3. The system of claim 1, wherein: the microchip has a second light sensor that is covered by an UV filter configured to block UV light;the first light sensor is configured to absorb light including UV light and output a total light intensity;the second light sensor is configured to absorb light and outputs a non UV light intensity; andthe processor is further configured to calculate the UV light intensity by determining a difference between the total light intensity and the non UV light intensity. 4. The system of claim 1, wherein the microchip further comprises a conformal material coating that covers the microchip and has a thickness between about 5 microns and about 15 microns thick. 5. The system of claim 1, wherein the solar cell and the first light sensor are photovoltaic cells. 6. The system of claim 1, wherein an area of the solar cell is between 15 and 25 times an area of the first light sensor. 7. The system of claim 1, wherein the microchip is a monolithic chip and the microchip is between about 200 microns and 500 microns in width. 8. The system of claim 1, further comprising the remote reader, the remote reader comprising: a data telemetry receiver to receive the UV light intensities from the microchip; anda processor configured to calculate a UV dose based on the UV light intensities. 9. The system of claim 8, wherein the remote reader is integrated into a wearable device configured to display at least one of the UV light intensity, the UV dose, or a percentage of allowable UV dose. 10. The system of claim 8, further comprising a plurality of the implantable microchips. 11. The system of claim 8, wherein the remote reader is configured to transmit at least one of the UV light intensity and the UV dose to a smart phone. 12. An ultra violet (UV) light dose monitoring system, comprising: an implantable microchip for injection below a surface of a person's skin, the microchip comprising:a power system that receives power via wireless energy transmission;a data telemetry transmitter;a first light sensor that absorbs UV... | Verily Life Sciences LLC | G01J001/42 G01J001/44 A61B005/00
US10107755 | B2 | 2018-10-23 | System and method for dectection and signaling of component end-of-life in a dissolved oxygen sensor | 2015-03-19 | Embodiments as disclosed herein may include a sensor including a luminophor exposed to a fluid flow path. The luminophor may emit light in response to illumination by an excitation light source. The magnitude of light emitted by the luminophor in response to illumination may be determined. It can be determined if this magnitude is within a threshold of the baseline magnitude and an alarm state set based on this determination. This alarm state may indicate that the luminophor has reached an end-of-life state or otherwise should be replaced. | 1. A dissolved oxygen sensor, comprising: a window of optically transparent material wherein a luminophor is attached to a first side of the window capable of being exposed to a fluid;an optical probe opposite the window from a fluid flow path and the luminophor, wherein the optical probe includes: an excitation light source configured to illuminate the luminophor;a photodiode configured to receive light emitted by the luminophor in response to illumination; andan electronic component having a baseline magnitude associated with the luminophor stored therein and programmed to: determine a magnitude of the light emitted from the luminophor;determine if the magnitude of the light emitted from the luminophor is within a threshold of the baseline magnitude of the light emitted from the luminophor; andset an alarm state associated with the luminophor based on the determination if the magnitude of the light emitted from the luminophor is within a threshold of the baseline magnitude. 2. The dissolved oxygen sensor of claim 1, wherein the threshold is 50%. 3. The dissolved oxygen sensor of claim 1, wherein the baseline magnitude is determined during calibration of the dissolved oxygen sensor. 4. The dissolved oxygen sensor of claim 1, wherein the calibration occurs at atmosphere. 5. The dissolved oxygen sensor of claim 1, wherein the electronic component is configured to determine a measure of oxygen concentration based on the light emitted by the luminophor. 6. The dissolved oxygen sensor of claim 5, wherein the determination of the magnitude of the light emitted by the luminophor and the measure of oxygen concentration is based on a same signal determined from the light emitted by the luminophor. 7. The dissolved oxygen sensor of claim 1, wherein the dissolved oxygen sensor comprises an optical reception guide having a first end proximate the window, wherein the optical reception guide is configured to receive the light emitted by the luminophor received at the first end in response to illumination of the luminophor by the excitation light source and conduct the light to the photodiode adjacent to a second end of the optical reception guide distal the window, wherein the photodiode and optical reception guide are aligned on an axis; and a printed circuit board (PCB) includes the electronic components and the PCB is aligned on the axis with the photodiode and the optical reception guide, and the photodiode is coupled to the PCB. 8. The dissolved oxygen sensor of claim 1 wherein the window is in contact with the fluid. 9. The dissolved oxygen sensor of claim 1 wherein the window or the luminophor is replaceable. 10. A method for operating a dissolved oxygen sensor, comprising: illuminating a luminophor using an excitation light source;receiving light emitted by the luminophor in response to illumination;determining a magnitude of the light emitted from the luminophor;determining if the magnitude of the light emitted from the luminophor is within ... | Entegris, Inc. | G01N021/77 G01N021/64 G01N021/85 G01N033/18 A61B005/083 G01N027/404
US10076285 | B2 | 2018-09-18 | Sensor fault detection using analyte sensor data pattern comparison | 2014-03-13 | Analyte sensor faults are detected. Datasets of glucose values sensor electronics are coupled to a glucose sensor in fluid contact with interstitial fluid under a skin surface. Baseline median glucose value and glucose variability values are computed, based on the first dataset. A baseline data point is stored. Evaluation median glucose value and variability are computed, based on the second dataset of glucose values. An evaluation data point is stored. A magnitude of a vector that extends between the baseline data point and the evaluation data point is computed. A component of the magnitude of the vector that is parallel to a hypoglycemia risk contour line is computed and compared to a predefined threshold value. An indication that a sensor fault has been detected if the component is greater than a threshold is displayed. | 1. A computer-implemented method, comprising: storing a baseline data point in a memory wherein the baseline data point is representative of a first point on a glucose control grid;storing an evaluation data point in the memory wherein the evaluation data point is representative of a second point on the glucose control grid;computing a magnitude of a vector that would extend between the baseline data point and the evaluation data point if plotted on the glucose control grid;defining a gradient function over an area of the glucose control grid and determining gradient contour lines around the baseline data point and the evaluation data point;computing a component of the magnitude of the vector between the baseline data point and the evaluation data point that is parallel to a contour line of the defined gradient function;comparing the component of the magnitude of the vector to a first predefined threshold value;displaying, on a system display, an indication that a sensor fault has been detected if the component of the magnitude of the vector is greater than the first predefined threshold value; anddisplaying, on the system display, an indication that the sensor fault has not been detected if the component of the magnitude of the vector is less than the first predefined threshold value. 2. The computer-implemented method of claim 1, wherein the baseline data point is determined based on using a baseline median glucose value and a baseline glucose variability value as coordinates for the baseline data point; and further wherein the baseline median glucose value and the baseline glucose variability value are computed by a processor based on a first dataset of glucose values received from a first data communication from sensor electronics operatively coupled to a transcutaneously positioned glucose sensor. 3. The computer-implemented method of claim 2, wherein the evaluation data point is determined based on using an evaluation median glucose value and an evaluation glucose variability value as coordinates for the evaluation data point; and further wherein the evaluation median glucose value and the evaluation glucose variability value are computed using the processor based on a second dataset of glucose values received from a second data communication from the sensor electronics operatively coupled to the transcutaneously positioned glucose sensor, where the second dataset of glucose values includes glucose values that are not in the first dataset of glucose values. 4. The computer-implemented method of claim 1, wherein displaying, on the system display, the indication that the sensor fault has been detected further includes prompting a user to indicate whether to maintain use of a glucose sensor. 5. The computer-implemented method of claim 4, wherein displaying, on the system display, the indication that the sensor fault has been detected further includes requesting a reference glucose measurement for validation. 6. The computer-implemented me... | ABBOTT DIABETES CARE INC. | A61B005/00 A61B005/145 A61B005/1459
US10076251 | B2 | 2018-09-18 | Physiology signal sensing device | 2013-12-04 | A physiology signal sensing device includes an elastic pad and a strain sensor element. The elastic pad is used for contact with a human body, and corresponds a blood vessel of the human body. The strain sensor element is disposed in the elastic pad and includes a conductive element. The conductive element deforms according to the vibration of the blood vessel, and the resistance value of the conductive element varies according to the strain of the conductive element. | 1. A physiology signal sensing device, comprising: an elastic pad used for contact with a human body and which deforms according to a vibration of a blood vessel of the human body;an elastic strip, embedded into and in direct contact with the elastic pad, wherein the elastic strip deforms according to the vibration of the blood vessel;a strain sensor element, disposed on the elastic strip, comprising: a sensing body embedded into and in direct contact with the elastic pad; anda conductive element, embedded into and in direct contact with the sensing body, having a variable resistance value, anda pressing element, disposed on the elastic pad configured to press the elastic pad, comprising: a cover disposed on the elastic pad;a housing disposed on the cover; andan elastic element, located between the housing and the cover;wherein the conductive element deforms according to the vibration of the blood vessel, the strain of the conductive element corresponds to the elastic strip, and the resistance value of the conductive element varies according to the strain of the conductive element. 2. The physiology signal sensing device as claimed in claim 1, wherein a curvature of the conductive element corresponds to the vibration of the blood vessel. 3. The physiology signal sensing device as claimed in claim 1, further comprising: a processing module electrically connected to the conductive element, wherein the processing module generates a physiology signal according to the resistance value, wherein the processing module further comprises a wheatstone bridge electrically connected to the conductive element, and the processing module detects the resistance value by using the wheatstone bridge; anda display module electrically connected to the processing module, wherein the processing module controls the display module to display the physiology signal. 4. The physiology signal sensing device as claimed in claim 3, further comprising a wireless transmission module electrically connected to the processing module, wherein the processing module controls the wireless transmission module to transmit a wireless signal according to the physiology signal. 5. The physiology signal sensing device as claimed in claim 1, wherein the pressing element further comprises a retaining belt disposed on the housing. 6. A physiology signal sensing device, comprising: an elastic pad used for contact with a human body and which deforms according to a vibration of a blood vessel of the human body;an elastic strip embedded into and in direct contact with the elastic pad, wherein the elastic strip deforms according to the vibration of the blood vessel;a strain sensor element, disposed on the elastic strip, comprising: a sensing body embedded into and in direct contact with the elastic pad; anda conductive element, embedded into and in direct contact with the sensing body, having a variable resistance value;a pressing element, disposed on the elastic pad configured to press the ela... | Maisense Inc. | A61B005/05 A61B005/02 A61B005/00 A61B005/024
US10083598 | B2 | 2018-09-25 | Alert system for MRI technologist and caregiver | 2017-08-25 | An alert system for providing the capability for a care giver or technologist in a medical procedure room such as the magnet room of an MRI installation to send an alert signal to personnel outside the magnet room. The system includes an alert device in the procedure room with an alert switch, and a wireless signal transmitter for generating encoded alert signals upon activation of the alert switch. An alert control system in the control room of the installation includes a signal receiver, a memory for storing pre-recorded messages, an audio transducer and a controller, the controller responsive to alert signals received from the alert device to generate alert signals including generating pre-recorded messages from the audio transducer. | 1. An alert system for providing the capability for a care giver or technologist in a medical procedure room to send an alert signal concerning a patient undergoing the medical procedure to personnel in a control room outside the procedure room, the system comprising: an alert device carried by or available to the care giver or technologist in the procedure room, the device including an alert switch configured for manual activation by the care giver or technologist, and a wireless signal transmitter for generating encoded alert signals upon activation of the alert switch, and wherein the alert device is substantially non-magnetic;an alert control system in the control room, comprising a signal receiver, a memory for storing pre-recorded messages, an audio transducer and a controller, the controller responsive to alert signals generated by the alert device to generate alert signals including generating pre-recorded messages from the audio transducer. 2. The system of claim 1, wherein the procedure room is a magnet room of an MRI installation, and the alert device is is MRI-compatible so as not to affect MRI processing and magnetic fields of the MRI installation do not affect operation of the alert device. 3. The system of claim 2, further comprising a base station disposed in the procedure room, the base station comprising a receiver for receiving the encoded signal, a decoder or data converter responsive to the received signal, and a transmitter for sending the signals from the decoder or data converter to the receiver of the alert control system. 4. The system of claim 3, wherein the base station transmitter comprises an Infrared (IR) transmitter for transmitting an IR signal through a window separating the MRI magnet room from the control room, and the receiver of the alert control system comprises an IR receiver positioned to receive the IR signals from the IR transmitter. 5. The system of claim 3, wherein the base station transmitter is connected to the receiver of the alert control system by an optical fiber link. 6. The system of claim 3, wherein the base station transmitter is connected to the receiver of the alert control system by an electrical signal cable. 7. The system of claim 3, wherein the alert signal transmitter is an RF transmitter, and the base station receiver is an RF receiver. 8. The system of claim 3, wherein the alert signal transmitter is a Bluetooth™ transmitter, and the base station receiver is a Bluetooth™ server. 9. The system of claim 1, wherein the alert device is a wearable device configured to be worn by the care giver or technologist in the procedure room. 10. The system of claim 1, wherein the alert device includes a device mounted to a structure in the procedure room. 11. The system of claim 1, wherein the alert device further includes a microphone, and the alert device and the system are configured to provide one-way or two-way voice communication between the alert device and the control system. 12.... | Resonance Technology, Inc. | A61N001/08 G08B025/12 A61B005/00 A61N001/39 H04L029/08 H04W004/80
US10076278 | B2 | 2018-09-18 | Headband, headgear, and electroencephalographic apparatus | 2012-09-18 | To provide a headband capable of correctly placing an electrode on a head of a user, a headband apparatus includes a plurality of headband portions integrally connected and configured to be positioned about a head of a user, wherein at least two headband portions are each configured to be positioned behind an ear. | 1. A wearable headband apparatus, comprising: a plurality of headband portions; anda main body connection portion that includes: a screw hole,a skirt that surrounds the screw hole, anda guide that surrounds the skirt, wherein the main body connection portion is configured to connect a detachable main body to a first headband portion of the plurality of headband portions through the screw hole. 2. The wearable headband apparatus of claim 1, wherein a second headband portion of the plurality of headband portions and a third headband portion of the plurality of headband portions reduce a movement of the wearable headband apparatus. 3. The wearable headband apparatus of claim 1, wherein a second headband portion of the plurality of headband portions and a third headband portion of the plurality of headband portions are spaced apart. 4. The wearable headband apparatus of claim 1, wherein a second headband portion of the plurality of headband portions and a third headband portion of the plurality of headband portions are wearable on a mastoid region of a head of a user. 5. The wearable headband apparatus of claim 1, wherein the first headband portion of the plurality of headband portions is wearable on a forehead region of a head of a user. 6. The wearable headband apparatus of claim 5, wherein the first headband portion includes a first end and a second end, andwherein the first end is wearable on the forehead region of the head and the second end is wearable on an upper portion of an occipital region of the head. 7. The wearable headband apparatus of claim 6, wherein a second headband portion of the plurality of headband portions includes a third end and a fourth end,wherein a third headband portion of the plurality of headband portions includes a fifth end and a sixth end,wherein the third end and the fifth end are connected to the second end, andwherein the fourth end is wearable on a left mastoid region of the head and the sixth end is wearable on a right mastoid region of the head. 8. The wearable headband apparatus of claim 1, wherein each of a second headband portion of the plurality of headband portions and a third headband portion of the plurality of headband portions is orthogonal to the first headband portion of the plurality of headband portions. 9. The wearable headband apparatus of claim 1, wherein a second headband portion of the plurality of headband portions and a third headband portion of the plurality of headband portions are in a T-shape with the first headband portion of the plurality of headband portions. 10. The wearable headband apparatus of claim 1, wherein the first headband portion of the plurality of headband portions and a second headband portion of the plurality of headband portions are wearable behind an ear of a user. 11. The wearable headband apparatus of claim 1, wherein the skirt comprises a flexible material and the guide comprises a non-flexible material. | SONY CORPORATION | A61B005/04 A61B005/00 A61B005/0478 A61B005/08 A61B005/145
US10070822 | B2 | 2018-09-11 | Measurement Device | 2017-11-15 | A measurement device includes a housing to which a biosensor having a reagent is attachable and which is carriable by a user, the reagent selectively responding to a specific analyte in a biological fluid. An analyte measurer measures a concentration of the specific analyte, using the biosensor, a motion measurer measures vibration applied to the housing, as a motion amount, and a living activity calculator calculates a living activity amount based on the measured motion amount. A recorder records the living activity amount output by the living activity calculator and a controller causes the recorder to record the specific analyte concentration measured by the analyte measurer and an event of the living activity, the concentration and the event being associated with each other, the event of the living activity being estimated based on the living activity amount recorded in the recorder. | 1. A measurement device comprising: a housing to which a biosensor having a reagent is attachable and which is configured to be carried by a user, the reagent selectively responding to a specific analyte in a biological fluid;an analyte measurer that measures a concentration of the specific analyte, using the biosensor;a motion measurer that measures vibration applied to the housing, as a motion amount;a living activity amount calculator that calculates a living activity amount based on the motion amount output by the motion measurer;a recorder that records the living activity amount output by the living activity amount calculator; anda controller programmed to cause the recorder to record therein the concentration of the specific analyte measured by the analyte measurer and an event of the living activity of the user, with the concentration and the event being associated with each other, the event of the living activity of the user being estimated based on the living activity amount recorded in the recorder. 2. The measurement device according to claim 1, wherein the event of the living activity relates to a meal or sleeping. 3. The measurement device according to claim 2, wherein the controller causes the recorder to record therein a measurement result of the concentration of the specific analyte in association with a pre-meal or post-meal state. 4. The measurement device according to claim 2, wherein the controller causes the recorder to record therein a measurement result of the concentration of the specific analyte in association with a before-sleep, asleep or after-sleep state. 5. The measurement device according to claim 2, wherein the controller causes the recorder to record therein a measurement result of the concentration of the specific analyte in association with rolling over during sleeping. 6. The measurement device according to claim 1, further comprising a time counter, wherein the controller uses time information output by the time counter, when estimating the event of the living activity. 7. The measurement device according to claim 1, further comprising a transmitter that transmits, to an external device, at least one of the motion amount of the housing, the living activity amount of the user, the event associated with the living activity and/or the measurement result of the concentration of the specific analyte recorded in the recorder. 8. The measurement device according to claim 1, further comprising a display that displays a measurement result of the concentration of the specific analyte, the event and the living activity amount recorded in the recorder. 9. The measurement device according to claim 1, wherein the biosensor is a disposable glucose sensor used for spotting blood of the user. 10. The measurement device according to claim 1, wherein the biosensor is a continuous glucose monitoring sensor which is subcutaneously inserted into the user. | PHC HOLDINGS CORPORATION | A61B005/00 A61B005/1486 A61B005/145 G01N027/327 A61M005/172 A61M005/142 A61B005/11
US10098616 | B2 | 2018-10-16 | Insertable probe for diagnosis of lesional tissue in real time and method of manufacturing electrode thereof | 2013-12-04 | Disclosed herein is an insertable probe for diagnosis of lesional tissue in real time. The insertable probe includes a guide needle inserted into the human body and having a hollow shape of a predetermined length, a storage connected to the guide needle, a tissue collection portion collecting a predetermined amount of tissue in the human body and moving the collected tissue to the storage through the guide needle, and an inspection unit inspecting the tissue stored in the storage. A method of manufacturing an electrode using the same is also disclosed. | 1. An insertable probe for diagnosis of lesional tissue in real time, the insertable probe comprising: a guide needle inserted into the human body and having a hollow shape of a predetermined length;a storage connected to the guide needle;a tissue collection portion configured to collect a predetermined amount of tissue in the human body and move the collected tissue to the storage through the guide needle;an inspection unit configured to inspect the tissue stored in the storage;an optical fiber having a first end, a second end, and a first length in a longitudinal direction extending from the first end to the second end;a plurality of electrodes, the electrodes of the plurality of electrodes comprising a first electrode on a surface of the optical fiber, and a second electrode over the first electrode in a radial direction of the optical fiber;wherein a first insulation layer over the first electrode in the radial direction of the optical fiber, wherein the first insulation layer is between the first electrode and the second electrode; anda second insulation layer over the second electrode in the radial direction of the optical fiber, wherein the second electrode is between the second insulation layer and the first insulation layer,wherein the first electrode has a second length in the longitudinal direction less than the first length,the second electrode has a third length in the longitudinal direction less than the second length,the first electrode is between the second electrode and the surface of the optical fiber,the first insulation layer has a fourth length in the longitudinal direction less than the second length and greater than the third length,the second insulation layer has a fifth length in the longitudinal direction less than the third length, andthe first electrode, the first insulation layer, the second electrode, and the second insulation layer are arranged in a sequentially raised stepped structure over the surface of the optical fiber in the radial direction of the optical fiber. 2. The insertable probe according to claim 1, wherein the guide needle is formed of a metal, a region of the guide needle to be inserted into the human body except for one end of the guide needle is coated with an insulating material, an anti-clogging needle having an outer diameter smaller than an inner diameter of the guide needle is disposed within the guide needle, and the one end of the guide needle and the anti-clogging needle are different electrodes to acquire an electric signal regarding the tissue. 3. The insertable probe according to claim 1, wherein the guide needle is formed of a metal, a region of the guide needle to be inserted into the human body except for one end of the guide needle is coated with an insulating material, an anti-clogging needle having an outer diameter smaller than an inner diameter of the guide needle is disposed within the guide needle. 4. The insertable probe according to claim 1, wherein an inner cylinder havi... | GWANGJU INSTITUTE OF SCIENCE AND TECHNOLOGY | A61B010/02 A61B005/053 A61B005/00
US10076656 | B2 | 2018-09-18 | Gait modulation system and method | 2015-03-03 | An electrical stimulation orthosis and method therefor, the orthosis including: (a) an at least semi-rigid frame configured to substantially envelop a limb segment, the frame having at least one first complementary mechanical fastener associated therewith; (b) a surface electrical stimulation electrode assembly associated with, and supported by, the frame, the assembly having a surface stimulation electrode for contacting at least one stimulation point on the limb segment, the surface electrode assembly having an electrode base for electrically associating, via the frame, with a stimulator unit for providing a stimulation signal to the surface electrode, the electrode base having a top face for receiving the stimulation electrode, and a bottom face having at least one second complementary mechanical fastener, the first and second fasteners adapted for reversible attachment and detachment, at a plurality of locations on the frame, thereby enabling the electrical stimulation electrode assembly to be adjustably and reversibly positioned on the frame. | 1. A method, comprising: positioning a surface electrode against an electrode base on an inner layer, the inner layer coupled to a frame, the frame including a retention portion and a mounting portion, the retention portion configured to retain the frame about a portion of a limb, the retention portion including a first member and a second member, an end portion of the first member being spaced apart from an end portion of the second member to define an opening, the mounting portion disposed on an external surface of the frame, the mounting portion removably coupled to an electrical stimulator such that the electrical stimulator is supported by the frame, the electrical stimulator being removable from the mounting portion when the frame is retained about the portion of the limb;electrically coupling the surface electrode to the electrical stimulator via a connector assembly, at least a portion of the connector assembly disposed within a connector opening defined by the frame;disposing the frame and the inner layer about the portion of the limb by placing the portion of the limb through the opening; andcoupling a fastening strap across the opening, the fastening strap coupled to and being detachable from the frame. 2. The method of claim 1, wherein the inner layer is reversibly attached to the frame. 3. The method of claim 1, wherein the connector assembly includes a first connection member coupled to an intermediate layer and a second connection member coupled to the inner layer. 4. The method of claim 1, wherein the frame and the inner layer are disposed about the portion of the limb such that the electrode base is disposed at a predetermined position relative to the portion of the limb. 5. The method of claim 4, wherein the predetermined position is adjacent at least one of a nerve or a muscle when the frame is disposed about the portion of the limb such that electrical stimulation transmitted via the surface electrode results in dorsiflexion of a foot. 6. The method of claim 1, wherein the first member of the retention portion and the second member of the retention portion are each inwardly biased such that the first member of the retention portion and the second member of the retention portion exert a force about the portion of the limb when the frame and the inner layer are disposed about the portion of the limb and before the fastening strap is coupled across the opening. 7. The method of claim 1, wherein an end portion of the fastening strap defines an opening configured to be disposed about a protrusion extending outwardly from an outer surface of the frame. 8. The method of claim 1, wherein, before the disposing, a first end of the fastening strap is coupled to the frame, and, after the coupling the fastening strap across the opening, a second end of the fastening strap is removably coupled to a fastening element of the frame. 9. The method of claim 1, further comprising: adjusting a length of the fastening strap. 10. The method... | Bioness Neuromodulation Ltd. | A61N001/04 A61H003/00 A61N001/36 A61B005/103 G01L001/20 H03K017/96 H01H003/14
US10069116 | B2 | 2018-09-04 | Cathode for thin film microbattery | 2017-10-20 | A battery comprising an anode comprising anode material in contact with a metal anode current collector. The battery further comprises a cathode comprising cathode material in contact with a cathode current collector comprising a transparent conducting oxide (TCO). The battery further comprises an electrolyte with a pH in a range of 3 to 7. | 1. A method for forming a battery, the method comprising: fabricating a cathode side including a cathode material located in a cathode cavity formed in a first dielectric element;fabricating an anode side including an anode material located in an anode cavity formed in a second dielectric element; andjoining the cathode side and the anode side in a complanate manner, wherein the fabricating the cathode side uses no more than two lithographic masks and comprises:forming an adhesion metal layer in the cathode cavity and on a topmost surface of the first dielectric element;forming a transparent conductive oxide layer on the adhesion metal layer; andremoving end portions of the transparent conductive oxide and the adhesion metal layer that are present on the topmost surface of the first dielectric element. 2. The method of claim 1, wherein the fabricating the anode side comprises using no more than three lithographic masks. 3. The method of claim 1, wherein the removing the end portions of the transparent conductive oxide and the adhesion metal layer comprises a subtractive photolithographic technique. 4. The method of claim 1, further comprising: forming polymer bondable seal material portions on portions of the transparent conductive oxide layer, while maintaining a surface of the transparent conductive oxide layer that is located within the cathode cavity physically exposed. 5. The method of claim 4, further comprising: forming the cathode material in the cathode cavity and directly contacting the physically exposed surface of the transparent conductive oxide. 6. The method of claim 2, wherein the fabricating the anode side comprises: forming an adhesion metal layer in the anode cavity and on a topmost surface of the second dielectric element;forming a seed metal layer on the adhesion metal layer;forming the anode material on a portion of the seed metal layer that is located in the anode cavity; andremoving end portions of the seed metal layer and adhesion metal layer that are present on the topmost surface of the second dielectric element. 7. The method of claim 6, wherein the end portions of the seed metal layer and adhesion metal layer comprises a subtractive photolithographic technique. 8. The method of claim 6, further comprising: forming polymer bondable seal material portions on portions of the seed metal layer, while maintaining a surface of the seed metal layer that is located within the anode cavity physically exposed. 9. The method of claim 8, further comprising: forming electrolyte in the anode cavity and directly contacting the physically exposed surface of the anode material. 10. The method of claim 1, wherein the joining the cathode side and the anode side in a complanate manner comprises bonding polymer bondable seal material portions located in the anode side to bonding polymer bondable seal material portions located in the cathode side. 11. The method of claim 1, wherein the first and second dielectric elements comprise... | International Business Machines Corporation | H01M002/02 C25D001/04 C25D001/22 C25D005/02 G02C007/08 H01M004/38 H01M004/42 H01M004/48 H01M004/50 H01M004/66 H01M010/04 A61B005/145 C25D003/22 C25D003/54 C25D003/56 C25D005/10 C25D005/50 H01M004/139 H01M004/02
US10102451 | B2 | 2018-10-16 | Pseudo-CT generation from MR data using tissue parameter estimation | 2015-10-13 | Systems and methods are provided for generating a pseudo-CT prediction model using multi-channel MR images. An exemplary system may include a processor configured to retrieve training data including multiple MR images and at least one CT image for each of a plurality of training subjects. For each training subject, the processor may determine at least one tissue parameter map based on the multiple MR images and obtain CT values based on the at least one CT image. The processor may also generate the pseudo-CT prediction model based on the tissue parameter maps and the CT values of the plurality of training subjects. | 1. A system for generating a pseudo-CT prediction model, comprising: a database configured to store training data comprising multi-channel Magnetic Resonance (MR) data and Computerized Tomography (CT) data of a plurality of training subjects, the training data including a plurality of MR images and a CT image, the MR images being associated with different MR imaging protocols;a processor communicatively coupled to the database for accessing information stored in the database;a memory communicatively coupled to the processor, the memory storing instructions that, when executed by the processor, configure the processor to perform operations comprising: accessing the database to retrieve the training data;for the training subjects: obtaining MR imaging protocol parameters associated with the MR images;determining a plurality of intrinsic tissue parameters based on the MR imaging protocol parameters;generating tissue parameter maps for the intrinsic tissue parameters; andcalculating, from the CT image, CT values corresponding to the tissue parameter maps; andgenerating a pseudo-CT prediction model based on the tissue parameter maps and the calculated CT values of the training subjects. 2. The system of claim 1, wherein the tissue parameter maps are selected from a group consisting of: a proton density map;a longitudinal relaxation time map; anda transverse relaxation time map. 3. The system of claim 1, wherein generating the tissue parameter maps comprises: estimating tissue parameter values for image points of the tissue parameter maps based on the MR imaging protocol parameters and MR image intensity values of the MR images at their respective image locations corresponding to the image points. 4. The system of claim 1, wherein the MR images comprise at least three multi-channel MR images. 5. The system of claim 1, wherein the training data include multiple CT images for at least one of the training subjects, and the operations comprise: averaging CT values of corresponding image points of the CT images. 6. The system of claim 1, wherein the operations comprise: aligning the MR images and the CT image for the training subjects. 7. The system of claim 1, wherein: the training data include a first set of MR images for a first training subject and a second set of MR images for a second training subject;the first and second sets of MR images have different MR imaging protocol parameters; andthe operations comprise generating the pseudo-CT prediction model using data from both the first and second sets of MR images. 8. The system of claim 1, wherein the operations comprise: extracting features from the MR images and the tissue parameter maps; andgenerating the pseudo-CT prediction model based on the tissue parameter maps, the extracted features, and the CT values. 9. The system of claim 8, wherein the extracted features include at least one of: coordinates of an image point;normalized coordinates with respect to a reference point external to the ... | Elekta, Inc. | G06K009/00 G06K009/62 G06F017/30 G06K009/46 G06K009/66 G06N005/04 G06N099/00 G06T007/00 A61N005/10 G06T005/00 A61B005/055 G01R033/48 A61B006/03 A61B006/00
US10092221 | B2 | 2018-10-09 | Analysis of breathing data | 2013-11-27 | A method of analyzing breathing data representing a shape of the trunk of a subject 104 as a function of time to monitor and/or analyze the subject's breathing pattern. The data is measured and processed into a data array relating to a 2-dimensional grid having grid points, a position in space of the shape at each grid point and points of time. The method includes the steps of mapping the data array onto a 2-dimensional array, decomposing the 2-dimensional array and forming a signature of the subject 104 from the decomposed 2-dimensional array representing a motion pattern. | 1. A method, comprising: performing an external optical measurement of a three-dimensional shape of a body of a subject over time, thereby obtaining measurement data;processing the measurement data to produce a data array of at least three dimensions representing a shape of at least part of the body of the subject as a function of time, the data array relating to a two-dimensional grid having grid points, a position in space of the shape at each grid point and points of time,mapping the data array onto a two-dimensional array,decomposing the two-dimensional array, andforming a signature of the subject from the decomposed two-dimensional array representing a motion pattern of the shape. 2. The method according to claim 1, wherein the two-dimensional array comprises rows and each row of the two-dimensional array corresponds to a grid point. 3. The method according to claim 1, wherein the two-dimensional array comprises rows and each row of the two dimensional array includes a plurality of positions at the points of time. 4. The method according to claim 1, wherein the decomposing comprises singular value decomposing. 5. The method of claim 1, further comprising: projecting a pattern of radiation onto said at least part of the body of the subject;recording at each of a plurality of instances in time image data representing a three dimensional configuration of at least a portion of the projected pattern at that instance in time; andprocessing the image data to produce the data array. 6. The method according to claim 1, wherein the decomposed two-dimensional array is USVT, U, S an VT being two-dimensional arrays, and the signature is derived from the columns of U that give the largest contribution to the measured motion. 7. The method according to claim 5, further comprising: populating a database with signatures of different disease states, the signatures being measured using the method. 8. The method according to claim 7, further comprising comparing the signature of the subject with signatures associated with disease states. 9. The method according to claim 8, further comprising determining a distance between the signature of the subject and the signatures associated with disease states. 10. The method according to claim 8, wherein the signature associated with a disease state is derived from signatures formed using the method averaged over a group of subjects having the same disease state. 11. The method according to claim 7, wherein the signatures associated with disease states are obtained from a database populated with signatures formed using the method. 12. A measurement system comprising: a measurement unit for measuring a shape of at least part of a body of a subject as a function of time; anda processing unit for analysing measurement data of the measurement unit, wherein the measurement system is configured to perform the method according to claim 1. 13. A measurement system according to claim 12, wherein the measurement unit c... | PNEUMACARE LIMITED | A61B005/04 A61B005/11 A61B005/113 G01B011/16 G06T007/00 A61B005/00 G06T007/246
US10074024 | B2 | 2018-09-11 | Mental state analysis using blink rate for vehicles | 2017-08-07 | Mental state analysis is performed by obtaining video of an individual as the individual interacts with a computer, either by performing various operations, such as driving a vehicle or being a passenger in a vehicle, or by consuming a media presentation. The video is analyzed to determine eye-blink information on the individual, such as eye-blink rate or eye-blink duration. The blink-rate information is compensated for a context. Blinking for a group of people of which the individual is a part is evaluated. Mental states of the individual are inferred for the blink event based on the blink event, the blink duration of the individual, the difference in blinking between the individual and the remainder of the group, and the blink-rate information that was compensated. The blink-rate information and associated mental states can be used to modify an advertisement, a media presentation, a digital game, or vehicle controls. | 1. A computer-implemented method for mental state analysis comprising: obtaining video of an individual with an image capture device;analyzing, using one or more processors, the video to detect a blink event based on a classifier for a blink that was determined wherein the blink event is determined by identifying that eyes of the individual are closed for a frame in the video using temporal analysis;evaluating, using the one or more processors, a blink duration of the individual for the blink event;determining, using the one or more processors, blink-rate information using the blink event and one or more other blink events;compensating, using the one or more processors, the blink-rate information for a context;evaluating blinking for a group of people of which the individual is a part;determining a difference in blinking between the individual and a remainder of the group; andinferring, using the one or more processors, mental states of the individual for the blink event, wherein the mental states are based on the blink event, the blink duration of the individual, the difference in blinking between the individual and the remainder of the group, and the blink-rate information that was compensated. 2. The method of claim 1 wherein the video of the individual is obtained from within a vehicle. 3. The method of claim 2 wherein the individual is a passenger in the vehicle. 4. The method of claim 2 wherein the individual is a driver of the vehicle. 5. The method of claim 2 further comprising manipulating the vehicle based on the mental states that were inferred. 6. The method of claim 5 wherein the manipulating the vehicle includes recommending action. 7. The method of claim 5 wherein the manipulating the vehicle includes initiating a locking out operation, recommending a break for an occupant, recommending a different route, recommending how far to drive, controlling the vehicle in response to traffic, adjusting seats, adjusting mirrors, adjusting climate control, adjusting lighting, adjusting music, generating audio stimuli, activating a braking system, or activating steering control. 8. The method of claim 1 wherein the mental states that were inferred indicate one or more of attention, concentration, boredom, fatigue, or cognitive load for the individual. 9. The method of claim 1 wherein the mental states that were inferred indicate drowsiness for the individual. 10. The method of claim 1 further comprising locating a portion of a face with eyes. 11. The method of claim 10 further comprising performing temporal analysis on the portion of the face. 12. The method of claim 11 wherein the identifying that the eyes are closed is based on the performing temporal analysis on the portion of the face. 13. The method of claim 1 further comprising determining a difference in blinking by the individual and typical blinking for the individual. 14. The method of claim 13 wherein the inferring mental states of the individual is further based on the ... | Affectiva, Inc. | B60Q001/00 G06K009/00 A61B005/16 B60K028/06 B60R011/04 A61B005/00 G06F019/00 A61B005/11 A61B005/18 A61B005/0205 G06Q030/02 G16H050/20
US10099018 | B2 | 2018-10-16 | Patch-sized fluid delivery systems and methods | 2016-02-19 | A patch-sized fluid delivery device may include a reusable portion and a disposable portion. The disposable portion may include components that come into contact with the fluid, while the reusable portion may include only components that do not come into contact with the fluid. Redundant systems, such as redundant controllers, power sources, motor actuators, and alarms, may be provided. Alternatively or additionally, certain components can be multi-functional, such a microphones and loudspeakers that may be used for both acoustic volume sensing and for other functions and a coil that may be used as both an inductive coupler for a battery recharger and an antenna for a wireless transceiver. Various types of network interfaces may be provided in order to allow for remote control and monitoring of the device. | 1. A method for delivering an infusion medium to a user, the method comprising: providing a first housing portion and a second housing portion;providing the first housing portion and the second housing portion with connection structure to allow the first housing portion and the second housing portion to be selectively engaged with each other for operation and disengaged from each other to allow disposal of the first housing portion without disposing of the second housing portion;supporting a drive shaft for movement in a generally linear dimension;operatively connecting a drive device to the drive shaft, to selectively move the drive shaft in the generally linear dimension;supporting a pump housing having a piston channel having a generally linear, longitudinal axis;providing an inlet port extending to the piston channel and configured for connection to a source of fluidic medium;providing an outlet port in fluid flow communication with the piston channel;providing a piston having a surface for receiving a drive force from the drive shaft when the first housing portion and the second housing portion are engaged for operation; andsupporting the piston in the piston channel for movement along the longitudinal axis of the piston channel between fill and dispense positions upon receiving a force from a drive shaft, such that: in the fill position, the piston is moved to a position to allow fluid flow communication through the inlet port and into the piston channel and piston chamber; andin the dispense position, the piston is moved to a position to obstruct fluid flow communication through the inlet port and to reduce the volume of the piston chamber to force fluid in the piston chamber out of the outlet port. 2. A method according to claim 1, further comprising: providing the housing of the pump device with an outlet chamber in fluid flow communication with the piston chamber and the outlet port; andarranging a one-way valve between the piston chamber and the outlet chamber and arranged to allow fluid flow from the piston chamber to the outlet chamber and inhibit fluid flow from the outlet chamber to the piston chamber. 3. A method according to claim 1, further comprising connecting a reservoir having an interior volume for containing an infusion medium in fluid flow communication with inlet port of the housing of the pump device through a fluid conduit. 4. A method according to claim 3, further comprising supporting the reservoir with the first housing portion. 5. A method according to claim 1, further comprising: providing the second housing portion with an interior volume and a wall having an opening;support the drive device in the interior volume of the second housing portion, andextending the drive shaft through the opening in the wall of the second housing portion. 6. A method according to claim 5, further comprising positioning an end of the drive shaft external to the second housing portion for operable connection with the surface of th... | DEKA Products Limited Partnership | A61M005/145 A61M005/50 A61M005/142 A61M005/168 G05D007/06 A61M005/172 G08C017/02 H04B007/26 G05B023/02 A61M005/158 A61B005/00 G01F022/00 A61M005/14 A61M005/162 A61M005/36
US10070535 | B2 | 2018-09-04 | Waterproof structure for implanted electronic device | 2017-10-19 | A waterproof structure for an implanted electronic device is capable of preventing the liquid or moist from entering and damaging the circuit board of the electronic device. The waterproof structure includes a shell, a first material layer, a second material layer, and a third material layer. The first material layer covers at least a part of the implanted electronic device. The second material layer covers the first material layer. The internal space of the shell is configured for accommodating the implanted electronic device. The shell is made of PEEK (polyether ether ketone). The third material layer is disposed between the second material layer and the shell. | 1. A manufacturing method of a waterproof structure applied to a circuit board of an implanted electronic device, comprising steps of: forming a first material layer on the circuit board for covering at least a part of the circuit board;forming a second material layer for covering the first material layer;after forming the second material layer, disposing the circuit board, the first material layer and the second material layer in a shell, wherein the shell is made of PEEK (polyether ether ketone); andfilling a third material layer between the second material layer and the shell. 2. The manufacturing method of claim 1, wherein after filling the third material layer between the second material layer and the shell, a porosity in the shell is less than 5%. 3. The manufacturing method of claim 1, wherein each of the first material layer and the third material layer is made of epoxy or silicone. 4. The manufacturing method of claim 1, wherein the second material layer comprises poly-para-xylene, and the second material layer is formed by CVD (chemical vapor deposition). 5. The manufacturing method of claim 1, wherein the second material layer comprises a combination of aluminum oxide and titanium oxide, and the second material layer is formed by ALD (atomic layer deposition). | GIMER MEDICAL CO., LTD. | H05K001/00 H05K003/28 A61N001/375 A61N001/362 A61N001/36 A61B005/145 H05K001/03 H05K003/00 A61B005/00
US10071222 | B2 | 2018-09-11 | Electrode catheters and methods for making them | 2015-06-12 | Catheters, sheaths, or other tubular devices are provided that include a proximal end, a distal end sized for introduction into a patient's body, and a steerable distal portion carrying a plurality of electrodes. The tubular device includes a primary lumen extending between the proximal and distal ends; a steering element lumen adjacent the primary lumen; a plurality of wires extending proximally from the electrodes, and reinforcement members including windings extending helically along at least the distal portion, at least some of the windings passing between the primary and steering element lumens and wires, and at least some of the windings surrounding the primary lumen and one or both of the steering element lumen and the wires. In one embodiment, a steering element is slidably disposed within the auxiliary lumen. Apparatus and methods for making such tubular devices are also provided. | 1. A tubular device for a catheter or sheath, the tubular device comprising a proximal end and a distal end sized for introduction into a patient's body, the tubular device comprising: a primary lumen extending between the proximal end and the distal end;one or more elongate conducting elements extending substantially parallel to a longitudinal axis of the tubular device at least partially between the proximal end and the distal end adjacent the primary lumen;a plurality of reinforcement members braided together around the primary lumen such that the plurality of reinforcement members pass over and under one another according to a predetermined arrangement, the plurality of reinforcement members comprising windings extending helically around the primary lumen between the proximal end and the distal end, at least some of the windings passing between the primary lumen and the one or more conducting elements and at least some of the windings surrounding both the primary lumen and the one or more conducting elements;one or more layers of material providing an outer jacket surrounding the plurality of reinforcement members; andone or more sensing elements on a distal portion of the tubular device electrically coupled to the one or more conducting elements,wherein the one or more conducting elements are disposed within a wire lumen extending at least partially between the proximal end and the distal end, and wherein the plurality of reinforcement members are braided together around the primary lumen such that at least some of the windings pass between the primary lumen and the wire lumen and at least some of the windings surround both the primary lumen and the wire lumen. 2. The tubular device of claim 1, wherein the one or more conducting elements comprise a plurality of wires. 3. The tubular device of claim 2, wherein the one or more sensing elements comprise a plurality of electrodes spaced apart from one another on the distal portion, wherein a first electrode of the plurality of electrodes is coupled to a first wire of the plurality of wires, and wherein a second electrode of the plurality of electrodes is coupled to a second wire of the plurality of wires. 4. The tubular device of claim 1, wherein the one or more sensing elements comprise one or more electrodes mounted on the distal portion. 5. The tubular device of claim 4, wherein the one or more electrodes comprise a first spot electrode mounted to one side of the distal portion. 6. The tubular device of claim 5, wherein the one or more electrodes further comprise a second spot electrode mounted on the distal portion proximal to the first spot electrode. 7. The tubular device of claim 1, further comprising an auxiliary lumen disposed adjacent the primary lumen. 8. The tubular device of claim 7, wherein the auxiliary lumen has a smaller cross-section than the primary lumen. 9. The tubular device of claim 7, wherein the primary lumen is substantially aligned around the longitudinal axis,... | CLPH, LLC | A61M025/00 A61B005/00 A61B005/04 A61B018/14 A61M025/01 A61M039/08
US10064540 | B2 | 2018-09-04 | Visualization apparatus for transseptal access | 2007-06-14 | Visualization apparatus and methods for transseptal access are described herein where intravascular access across a septal wall is facilitated via devices which provide for direct visual viewing of tissue area. Such a system may include a deployment catheter and an attached imaging hood deployable into an expanded configuration. In use, the imaging hood is placed against or adjacent to the tissue to be imaged in a body lumen that is normally filled with an opaque bodily fluid such as blood. A translucent or transparent fluid can be pumped into the imaging hood until the fluid displaces any blood leaving a clear region of tissue to be imaged via an imaging element in the deployment catheter. Any number of therapeutic tools or a guidewire can be passed through the catheter and into the imaging hood for crossing the septal wall and passing the guidewire or instruments therethrough. | 1. A tissue imaging and treatment system, comprising: a deployment catheter defining at least one lumen therethrough;a hood projecting distally from the deployment catheter and defining an open area therein, wherein the open area is in fluid communication with the at least one lumen;a transparent double-layered distal membrane disposed upon a distal end of the hood and at least partially over the open area, the double-layered distal membrane defining a plurality of apertures through the double-layered distal membrane with an inflatable space between layers of the double-layered membrane, the apertures being structured such that inflation of the inflatable space reduces a diameter of the apertures; anda visualization element disposed within or adjacent to the hood for visualizing tissue adjacent to the open area. 2. The system of claim 1 further comprising a delivery catheter through which the deployment catheter is deliverable. 3. The system of claim 1 wherein the deployment catheter is steerable. 4. The system of claim 3 wherein the deployment catheter is steered via pulling at least one wire. 5. The system of claim 3 wherein the deployment catheter is steered via computer control. 6. The system of claim 1 wherein the hood is comprised of a compliant material. 7. The system of claim 1 wherein the hood defines a contact edge for placement against a tissue surface. 8. The system of claim 1 wherein the hood is adapted to self-expand into an expanded deployed configuration. 9. The system of claim 1 wherein the hood comprises one or more support struts along the hood. 10. The system of claim 1 wherein the hood is conically shaped. 11. The system of claim 1 wherein the visualization element comprises at least one optical fiber, CCD imager, or CMOS imager. 12. The system of claim 1 wherein the visualization element is disposed within a distal end of the deployment catheter. 13. The system of claim 1 wherein the visualization element is articulatable off-axis relative to a longitudinal axis of the deployment catheter. 14. The system of claim 1 further comprising a fluid reservoir fluidly coupled to the hood. 15. The system of claim 14 wherein the fluid reservoir comprises a syringe or pressurized fluid bag. 16. The system of claim 14 wherein the fluid comprises saline, plasma, water, or perfluorinated liquid. 17. The system of claim 1 further comprising a piercing instrument translatable through the hood and beyond the open area. 18. The system of claim 17 wherein the piercing instrument comprises a flexible shaft and a tapered distal end. 19. The system of claim 17 wherein the piercing instrument defines a lumen therethrough. 20. The system of claim 19 further comprising a guidewire which is advanceable through the piercing instrument lumen. 21. The system of claim 17 wherein the piercing instrument further comprises a tissue engager proximal to or at a distal end of the piercing instrument. 22. The system of claim 21 wherein the t... | Intuitive Surgical Operations, Inc. | A61B001/00 A61B001/005 A61B001/313 A61B008/12 A61B001/015 A61B001/018 A61B001/04 A61B005/02 A61B008/00
US10086130 | B2 | 2018-10-02 | Blood oxygenator device | 2015-07-07 | The present invention relates to a blood oxygenator device comprising an equilibration-measurement unit for determining the concentration of an inhalational anesthetic in the blood of a patient, a method of manufacturing such a blood oxygenator device and methods of using such a blood oxygenator device. | 1. A blood oxygenator device comprising a gas exchange chamber (10) in which gas exchange between a gas flow through said gas exchange chamber (10) and blood of a patient passing through said gas exchange chamber (10) takes place; andan equilibration-measurement unit (12), wherein blood of the patient flows through the equilibration-measurement unit (12), wherein the equilibration-measurement unit (12) comprises a gas phase (14) which is in contact with the blood flowing through the equilibration-measurement unit (12) such that equilibration with respect to an inhalational anesthetic present in the blood occurs between the blood flowing through the equilibration-measurement unit (12) and the gas phase (14), and wherein said equilibration-measurement unit (12) comprises an apparatus (16) for determining the concentration of said inhalational anesthetic in the gas phase (14),wherein the blood oxygenator device is configured such that the blood flow through the blood oxygenator device is split up into two parts, wherein a first part of the blood flow passes through the gas exchange chamber (10) and a second part of the blood flow passes through the equilibration-measurement unit (12), and wherein, after the first part of the blood flow has passed through the gas exchange chamber (10) and the second part of the blood has passed through the equilibration-measurement unit (12), the first and the second part of the blood flow are merged again. 2. The blood oxygenator device according to claim 1, wherein the gas phase (14) does not undergo gas exchange with an environment except for gas exchange with the blood flowing through the equilibration-measurement unit (12). 3. The blood oxygenator device according to claim 1, wherein said equilibration-measurement unit (12) comprises a first compartment (18) through which the blood flowing through the equilibration-measurement unit (12) passes and a second compartment (20) in which the gas phase (14) is contained, wherein contact between the first compartment (18) and the second compartment (20) is provided by a membrane (22) which is impermeable to the blood, but permeable to the inhalational anesthetic. 4. The blood oxygenator device according to claim 1, wherein, the blood oxygenator device is configured such that the blood flow through the blood oxygenator device first passes through/bypasses the equilibration-measurement unit and subsequently passes through the gas exchange chamber or such that the blood flow through the blood oxygenator device first passes through the gas exchange chamber and subsequently passes through/bypasses the equilibration-measurement unit. 5. The blood oxygenator device according to claim 1, wherein said apparatus (16) for determining the concentration of the inhalational anesthetic in the gas phase (14) comprises or consists of a sensor, preferably the sensor for determining the concentration of the inhalational anesthetic in the gas phase (14) by an optical measurement, more ... | Christopher Prasser | G01N033/48 A61M001/36 A61B005/00 A61M001/16 G01N033/49 G01N021/3577 G01N021/65 G01N029/24
US10098548 | B2 | 2018-10-16 | Thermal imaging system | 2016-06-29 | Support structures for positioning sensors on a physiologic tunnel for measuring physical, chemical and biological parameters of the body and to produce an action according to the measured value of the parameters. The support structure includes a sensor fitted on the support structures using a special geometry for acquiring continuous and undisturbed data on the physiology of the body. Signals are transmitted to a remote station by wireless transmission such as by electromagnetic waves, radio waves, infrared, sound and the like or by being reported locally by audio or visual transmission. The physical and chemical parameters include brain function, metabolic function, hydrodynamic function, hydration status, levels of chemical compounds in the blood, and the like. The support structure includes patches, clips, eyeglasses, head mounted gear and the like, containing passive or active sensors positioned at the end of the tunnel with sensing systems positioned on and accessing a physiologic tunnel. | 1. A sensing device system for measurements at an external skin surface at a brain tunnel, said sensing device system comprising a sensor assembly mounted externally of a patient on a support structure, the sensor assembly capturing spectral information contained in external radiation from the brain tunnel, the brain tunnel being located between an eyebrow and an eye of an individual,said sensor assembly including a light source directing radiation at the external skin surface at the brain tunnel and generating a reflected radiation of the light source from the external skin surface at the brain tunnel, said sensor assembly also including a detector detecting the reflected radiation of the light source from the external skin surface at the brain temperature tunnel and generating an electrical signal, anda processing circuit operatively coupled with a display, said processing circuit receiving said electrical signal and analyzing said electrical signal and displaying results of the analysis of the electrical signal on said display. 2. The sensing device system according to claim 1, wherein said support structure is an electronic device. 3. The sensing device system according to claim 1, wherein an arm interconnects and mounts said sensor assembly on the support structure, the support structure is a head mounted support structure. 4. The sensing device system according to claim 3, wherein a compressible material is located between said sensor assembly and said arm. 5. The sensing device system according to claim 1, wherein the sensor assembly is a non-contact sensor assembly. | Geelux Holdings, Ltd. | A61B005/01 A61B005/00 A61B005/145 B60H001/00 H04N007/18 A61B005/1455 A61B005/1171 G01J005/10 H04N005/225 H04N005/33 A61B005/1491 G01J005/00
US10098551 | B2 | 2018-10-16 | Wireless MEMS left atrial pressure sensor | 2013-01-31 | Systems for monitoring left atrial pressure using implantable cardiac monitoring devices and, more specifically, to a left atrial pressure sensor implanted through a septal wall are presented herein. | 1. A wireless and leadless left atrial pressure measurement device configured for delivery through a thickness of an atrial septum via a minimally invasive delivery tool, the device comprising: a wireless pressure sensor having a proximal portion, a distal portion opposite the proximal portion, and a housing containing a hermetically sealed cavity containing a sensor circuit;a bent sleeve disposed between the proximal portion and the housing, the bent sleeve including a proximal sleeve portion and a distal sleeve portion disposed opposite the proximal sleeve portion, the distal sleeve portion operably coupled to the housing such that each of the distal sleeve portion and the housing extend obliquely relative to the proximal sleeve portion to bias the housing toward the atrial septum;a first anchoring element having a first attached end and a first free end generally opposite the first attached end, the first anchoring element extending proximally from the bent sleeve; anda second anchoring element having a second attached end and a second free end generally opposite the second attached end, the second anchoring element extending proximally from the bent sleeve;wherein distal movement of the wireless pressure sensor relative to the atrial septum is prevented when the first and second anchoring elements are free to assume a biased state such that the first free end and second free end extend in generally opposite directions, and wherein proximal movement of the wireless pressure sensor relative to the atrial septum is prevented when the bent sleeve abuts the atrial septum. 2. The wireless and leadless left atrial pressure measurement device of claim 1, wherein the first anchoring element is configured such that, when the device is being delivered via the delivery tool, the first anchoring element is deflected away from the biased state via the delivery tool such that the first and second free proximal ends are in dose proximity to each other and projecting generally proximally away from the proximal portion. 3. The wireless and leadless left atrial pressure measurement device of claim 1, wherein, in the biased state, the first free end is in closer proximity to the distal portion of the wireless pressure sensor as compared to the second free end. 4. The wireless and leadless left atrial pressure measurement device of claim 1, wherein, in the biased state, the first anchoring element extends along a longitudinal side of the wireless pressure sensor offset from the longitudinal side. 5. The wireless and leadless left atrial pressure measurement device of claim 1, wherein, in the biased state, the second anchoring element extends along a longitudinal side of the wireless pressure sensor offset from the longitudinal side. 6. The wireless and leadless left atrial pressure measurement device of claim 1, wherein, in the biased state, the first anchoring element and the wireless pressure sensor combine to form a clamping arrangement. 7. The wireless ... | PACESETTER, INC. | A61B005/0215 A61B005/00
US10105079 | B2 | 2018-10-23 | Lancing device | 2013-01-28 | A lancing device includes a lancet body (14) of elongate form and having a sharp tip (16) at the forward end thereof; a drive spring (26) for imparting generally longitudinal movement to the lancet body, and a housing (10) receiving the lancet body and having an aperture (22) in the forward end thereof through which the sharp tip (16) of the lancet body projects in use when the device is fired. The device includes elements (28, 30, 32) for controlling movement of the lancet body (14) to cause the tip of the lancet to execute a lateral movement when it projects from the aperture. | 1. A lancing device comprising: a lancet body (14) of elongate form and having a sharp tip (16) at a forward end thereof;a longitudinally acting drive spring (26) positioned against a rearward end of the lancet body (14) for imparting generally longitudinal movement to said lancet body (14), the drive spring (26) being a longitudinally directed spring strained to apply a forward longitudinally acting force on the rearward end of the lancet body (14);a housing (10) receiving said lancet body and having an aperture (22) in a forward end thereof,wherein in use when the device is fired, the lancet body (14) moves longitudinally down the housing (1) under influence of the drive spring (26) applying the forward longitudinally acting force such that the sharp tip (16) of the lancet body projects through the aperture (22); andan arrangement (28, 30, 32) for controlling movement of the lancet body to cause the sharp tip of the lancet body to deflect laterally during at least part of a period in which the sharp tip of the lancet body (14) projects from said aperture,wherein in use when the device is fired, i) the drive spring (26) imparts the forward longitudinally acting force to said lancet body (14) to move said lancet body (14) longitudinally down the housing (1) and ii) the arrangement (28, 30, 32) causes a lateral movement of the sharp tip of the lancet body (14) to deflect laterally during at least part of the period in which the sharp tip of the lancet body (14) projects from said aperture,wherein the arrangement (28, 30, 32) comprises cooperating control surfaces on the lancet body (28, 30) and the housing (32), andwherein the cooperating control surfaces include a cam surface (32) on the housing and a cam follower (28, 30) on the lancet body, the cam surface (32) having a downstream portion at the forward end of the housing and an upstream portion at the rearward end of the housing, the downstream portion having a U shape open to the rearward end of the housing. 2. The lancing device according to claim 1, wherein the cam follower (28, 30) includes a forward cam follower (28) on the forward end of the lancet body and a rearward cam follower (28) on a rearward part of the lancet body, each of the forward cam follower (28) and the rearward cam follower (30) cooperating with the cam surface (32) throughout at least part of a forward stroke of movement of the lancet body when fired. 3. The lancing device according to claim 1, wherein the downstream portion (323) is adapted to cause said lateral movement when the sharp tip is exposed. 4. The lancing device according to claim 3, wherein the upstream portion (321) is generally straight and parallel to a longitudinal axis of the device. 5. The lancing device according to claim 4, wherein an intermediate portion (322) is provided between the upstream and downstream portions (321, 323). 6. The lancing device according to claim 5, wherein, the cam follower (28, 30) on the lancet body includes a forward ... | OWEN MUMFORD LIMITED | A61B017/32 A61B005/15 A61B005/151
US10080623 | B2 | 2018-09-25 | Visible light projection device for surgery to project images on a patient | 2017-09-28 | A visible light projection device includes a detecting unit that detects a first region emitting non-visible light, a projecting unit that performs projection using visible light onto a second region including the detected first region, and a control unit that controls the projecting unit to perform projection with a color selected by an operator. When a first color is selected as a color of visible light projected by the projecting unit onto a region other than the first region, the control unit informs the operator of first options to allow a color of visible light projected onto the first region to be selected from the first options. When a second color different from the first color is selected, the control unit informs the operator of second options to allow a color of visible light projected onto the first region to be selectable from the second options. | 1. A visible light projection device for aiding a surgery comprising: a user interface configured to provide information for setting of a color of visible light, and configured to perform the setting of the color of visible light by an operatordetector configured to detect a first region emitting non-visible light;a projector configured to project light on a patient and further configured to perform, based on a control signal, projection using visible light onto a second region including the first region detected by the detector, the control signal being made based on the detected first region; anda controller configured to control the projector to perform projection during the surgery with a color selected by an operator, whereinwhen a first color is selected through the user interface, as a color of visible light projected by the projector onto a region other than the first region within the second region, the controller configured to control the user interface to provide first options configured to allow a color of visible light projected onto the first region by the projector to be selected from the first options, andwhen a second color different from the first color is selected through the user interface, as a color of visible light projected by the projector onto a region other than the first region within the second region, the controller controls the user interface to provide second options different from a combination of candidates included in the first options configured to allow a color of visible light projected onto the first region by the projector to be selectable from the second options. 2. The visible light projection device of claim 1, wherein the controller prohibits selection of a color selected by the operator as a color of visible light projected onto the first region by the projector, from options of the color of visible light projected onto a contour portion of the first region by the projector. 3. The visible light projection device of claim 1, wherein when making the projector perform projection onto the first region using color visible light with multi-grayscale levels according to an intensity of non-visible light from portions composing the first region detected by the detector, the controller varies saturation of the color of visible light projected by the projector, according to a grayscale of the visible light. 4. The visible light projection device of claim 2, wherein when making the projector perform projection onto the first region using color visible light with multi-grayscale levels according to an intensity of non-visible light from portions composing the first region detected by the detector, the controller varies saturation of the color of visible light projected by the projector, according to a grayscale of the visible light. | PANASONIC INTELLECTUAL PROPERTY MANAGEMENT CO., LTD. | A61B005/00 A61B090/00 A61B034/20 A61B017/00 A61B034/00 A61B090/30
US10104874 | B2 | 2018-10-23 | Apparatus for the measurement of the angle of the keel and the length of the tarsus on birds | 2016-10-28 | The present invention is related to the medical science or the veterinary field, more specifically with the detection, measurement or recording with diagnostic purpose, and in particular it provides an apparatus for the measurement of the angle of the keel and the length of the tarsus in birds for the purpose of evaluating its corporal condition, that comprises: a first elongated piece having a first straight portion; a second elongated piece having a second straight portion; and an axis of rotation of the first piece with respect to the second piece; wherein one of said first and second pieces presents a scale for measuring the length in its corresponding straight portion; and wherein one of said first and second pieces presents a scale for measuring the angle formed between said first and second pieces. | 1. The apparatus for measuring the angle of the keel and the length of the tarsus of birds (1), wherein it comprises: a first piece (2) that presents a first straight portion (3);a second piece (4) that presents a second straight portion (5); andan axis of rotation (6) of the first piece (2) with respect to the second piece (4);wherein one of said first (2) and second pieces (4) presents a scale for measuring the length (7);wherein one of said first and second pieces (2, 4) presents a scale for measuring the angle (8) formed between said first and second straight portions (3, 5); andwherein each of said first and second pieces (2, 4) presents one curved portion (9a, 9b) next to the axis of rotation (6); and one protruding portion (10a, 10b) next to the curved portion (9a, 9b) in a position opposed to the axis of rotation (6). 2. The apparatus for measuring the angle of the keel and the length of the tarsus of birds of claim 1, wherein each said first and second pieces (2, 4) present a ring portion (11a, 11b) in the end that opposes, with respect to the axis (6), to the curved portion (9), and the protruding portion (10). 3. The apparatus for measuring the angle of the keel and the length of the tarsus of birds of claim 2, wherein the first piece (2) presents a protuberance (12) next to the ring portion (11a) and the second piece presents a perforation (13), complementary to said protuberance (12), next to the ring portion (11b). 4. The apparatus for measuring the angle of the keel and the length of the tarsus of birds of claim 1, wherein the distance between the axis of rotation (6) and the point of greatest height of the protruding portion (10) is between 30 mm and 40 mm. 5. The apparatus for measuring the angle of the keel and the length of the tarsus of birds of claim 1, wherein the greatest height of the protruding portion (10) is greater than 5 mm. 6. The apparatus for measuring the angle of the keel and the length of the tarsus of birds of claim 1, wherein the piece that presents the scale for measuring the length (7) presents a protruding portion (14) that forms a right angle with respect to said scale for measuring the length (7). 7. The apparatus for measuring the angle of the keel and the length of the tarsus of birds of claim 1, wherein said scale for measuring the length (7) has a length greater or equal to 120 mm. 8. The apparatus for measuring the angle of the keel and the length of the tarsus of birds of claim 4, wherein the greatest height of the protruding portion (10) is greater than 5 mm. | - | A61B005/107 A01K045/00 G01B003/56
US10071220 | B2 | 2018-09-11 | Selection of ambient stimuli | 2013-03-27 | In summary the invention relates to a stimuli control system configured for finding ambient stimuli from a database in a way so that the ambient stimuli having the most promising effect on stress reduction is selected. The selection may be performed based on a probability distribution created for describing how likely it is that a given ambient stimuli has a positive effect on the stress level for a given patient or other user. The database is a multiuser database which may be updated based on experiences from users' already registered ambient stimuli. | 1. A stimuli control system for selecting ambient stimuli for a user from a database with selectable ambient stimulus descriptors, comprising: an input for receiving an input user characteristic,a filter function configured for determining a selection of ambient stimulus descriptors from the database, wherein each ambient stimulus descriptor is a data structure comprising an ambient stimulus, at least one user characteristic, and a value of a stress reduction capability of the ambient stimulus with respect to the at least one user characteristic,wherein the ambient stimulus descriptors comprise user characteristics from multiple other users having values of a stress reduction capability corresponding to at least one of the user characteristics of the multiple other users,wherein the filter function determines the selection of ambient stimulus descriptors which correspond to the input user characteristic by filtering the ambient stimulus descriptors with respect to the input user characteristic and the user characteristics of the multiple other users,a selecting function configured for selecting at least one ambient stimulus descriptor from the determined selection of ambient stimulus descriptors in dependence of the stress reduction capability,an evaluation function configured for determining an effect on stress level of a user in response to an executed ambient stimuli, anda feedback function configured for supplying data containing information about the executed ambient stimuli, the effect on stress level and the input user characteristic to the database, whereinthe stimuli control system is configured for normalizing the effect on the stress level according to the user. 2. The stimuli control system of claim 1, where the selecting function is configured for selecting the at least one ambient stimulus descriptor in random from the determined selection and in dependence of the stress reduction capability. 3. The stimuli control system of claim 1, further comprising: an input for receiving a physiological measurement, anda translator for translating the physiological measurement into a stress level, wherein the filter function is configured for determining the selection of ambient stimulus descriptors from the database by additionally filtering the ambient stimulus descriptors with respect to the stress level. 4. The stimuli control system of claim 3, further comprising: an input for receiving user preferences, wherein the filter function is configured for determining the selection of ambient stimulus descriptors from the database by additionally filtering the ambient stimulus descriptors with respect to the user preferences. 5. The stimuli control system of claim 1, wherein the stimuli control system is configured for representing each of the ambient stimulus descriptors in terms of quantified features of one or more ambient stimuli. 6. The stimuli control system of claim 5, wherein the stimuli control system is configured for representing ... | Koninklijke Philips N.V. | A61M021/02 A61B005/16 A61B005/024 A61B005/0402 A61B005/0476 A61B005/0488 A61B005/053 A61M021/00 G06F019/00 G16H050/70
US10065043 | B2 | 2018-09-04 | Modulate pacing rate to increase the percentage of effective ventricular capture during atrial fibrillation | 2017-06-09 | The present disclosure pertains to cardiac pacing methods and systems, and, more particularly, to cardiac resynchronization therapy (CRT). In particular, the present disclosure pertains to determining whether a patient is experiencing atrial fibrillation (AF). If the patient is experiencing AF, the efficacy of CRT is determined. A signal is sensed in response to a ventricular pacing stimulus. Through signal processing, a number of features are parsed from the signal and a determination is made as to whether the ventricular pacing stimulus evoked a response from the ventricle. | 1. An apparatus increasing a percentage of ventricular pacing stimuli delivered during atrial fibrillation that are effectively capturing a paced ventricle, comprising: means for determining whether a patient is experiencing atrial fibrillation;means for delivering a plurality of ventricular pacing stimuli at an initial pacing rate while the patient is experiencing atrial fibrillation;means for determining whether individual ones of the delivered plurality of ventricular pacing stimuli are effectively capturing the paced ventricle;means for determining a percentage of effective ventricular capture by the delivered individual ventricular pacing stimuli;means for increasing the percentage of effective ventricular capture by modifying the initial pacing rate in response to the determination of percentage of effective capture and by subsequently delivering ventricular pacing stimuli at the modified pacing rate. 2. The apparatus of claim 1 wherein the means for determining whether the ventricular pacing stimulus is capturing the paced ventricle periodically performs the determination in order to maximize battery life. 3. The apparatus of claim 2 wherein the periodic determining of whether the ventricular pacing stimuli are effectively capturing the paced ventricle occurs solely during atrial fibrillation. 4. The apparatus of claim 1 further comprising means for acquiring an EGM in response to determining that an individual one of the ventricular stimuli effectively captured the ventricle. 5. The apparatus of claim 1, wherein the means for increasing the percentage of effective ventricular capture by modifying the pacing rate comprises means for setting the modified pacing rate to be an increase of up to three beats per minute from the initial pacing rate in response to determining that less than three out of ten of the individual ventricular stimuli effectively captured the ventricle. 6. The apparatus of claim 1 wherein the means for increasing the percentage of effective ventricular capture by modifying the pacing rate comprises means for setting the modified pacing rate to be an increase of up to two beats per minute from the initial pacing rate in response to determining that less than three out of ten of the individual ventricular stimuli effectively captured the ventricle. 7. The apparatus of claim 1 wherein the means for increasing the percentage of effective ventricular capture by modifying the pacing rate comprises means for setting the modified pacing rate to be an increase of one beat per minute from the initial pacing rate in response to determining that six or seven out of ten of the individual ventricular stimuli effectively captured the ventricle. 8. The apparatus of claim 1, further comprising means for setting a subsequent rate of delivered ventricular pacing stimuli to an increase of one beat per minute from the initial pacing rate in response to determining that nine out of ten of the individual ventricular stimuli effectively... | Medtronic, Inc. | A61N001/37 A61B005/046 A61N001/368 A61N001/362
US10104491 | B2 | 2018-10-16 | Audio based characterization of a human auditory system for personalized audio reproduction | 2017-11-13 | A first sound is output by a first transducer in an earcup located at a pinna. Respective second sound based on the output of the first audio sound is detecting by each of one or more microphones in the earcup located at the pinna. Based on the respective detected second sound, a non-linear transfer function is determined which characterizes how sound is transformed via the pinna. A signal indicative of one or more audio cues for spatializing third sound is generated based on the determined non-linear transfer function. | 1. A method comprising: outputting, by a first transducer in an earcup located at a pinna of a given individual, first sound;detecting, by each of one or more microphones in the earcup located at the pinna, respective second sound based on the output of the first sound;based on the respective detected second sound of each of the one or more microphones, determining a given head related transfer function for the given individual which characterizes how sound is transformed via the pinna, wherein the given head related transfer function is based on one or more other head related transfer functions determined for other individuals;generating a signal indicative of one or more audio cues for spatializing third sound based on the given head related transfer function for the given individual; andoutputting, by a second transducer in the earcup located on the pinna, the signal indicative of the one or more audio cues to facilitate spatial localization of the third sound via the pinna. 2. The method of claim 1, wherein detecting, by each of the one or more microphones in the earcup located at the pinna, respective detected second sound comprises detecting, by each of a plurality of microphones in the earcup, the respective detected second sound based on the output of the first sound, wherein each microphone is positioned adjacent to a given feature of the pinna. 3. The method of claim 2, wherein the first transducer is surrounded by the plurality of microphones. 4. The method of claim 1, wherein the first and second transducer are the same. 5. The method of claim 1, the first sound comprises a chirp sound in an audible frequency range. 6. The method of claim 1, wherein generating the signal indicative of the one or more audio cues comprises modulating a signal indicative of the third sound with the given head related transfer function to produce a modulated signal which defines the one or more audio cues. 7. The method of claim 1, wherein the one or more audio cues indicates one or more of an elevation, azimuth, distance, and velocity of the spatialized third sound. 8. The method of claim 1, wherein determining the given head related transfer function comprises comparing the second sound to respective frequency responses associated with the one or more other head related transfer functions. 9. The method of claim 8, wherein determining the given head related transfer function further comprises weighting the one or more other head related transfer functions based on the comparison. 10. The method of claim 1, wherein determining the given head related transfer function comprises inputting the second sound into a model defined by the one or more other head related transfer functions which outputs the given head related transfer function. 11. One or more non-transitory machine-readable media comprising program code stored in memory and executable by a processor, the program code to: output, by a first transducer in an earcup located at a pinna of a... | EmbodyVR, Inc. | H04S007/00 G01B007/14 H04R005/04 H04S003/00 H04R005/033 G06T007/80 G06T007/73 G06K009/66 G06T001/00 H04R001/00 H04R001/10 H04R001/32 H04R003/04 A61B005/12 H04R001/22 A61B005/00 A61B006/00 H04R011/02
US10098566 | B2 | 2018-10-16 | System and method for lung visualization using ultrasound | 2014-08-27 | A system for ultrasound interrogation of a lung including a memory, an electromagnetic (EM) board, an extended working channel (EWC), an EM sensor, a US transducer, and a processor. The memory stores a three dimensional (3D) model and pathway plan for navigating a luminal network. The EM board generates an EM field. The EWC is configured to navigate the luminal network toward a target following the pathway plan. The EM sensor extends distally from a distal end of the EWC and is configured to sense the EM field. The US transducer extends distally from a distal end of the EWC, generates US waves, and receives US waves reflected from the luminal network. The processor processes the sensed EM field to synchronize a location of the EM sensor in the 3D model, to process the reflected US waves to generate images, or to integrate the generated images with the 3D model. | 1. A method for ultrasound (US) interrogation comprising: importing a three dimensional (3D) model of a luminal network and a pathway plan illustrating a pathway toward a target in the luminal network of the 3D model into a navigation system, wherein the 3D model is made of a plurality of two dimensional (2D) images, which are from computed tomography scanning, magnetic resonance imaging (MRI), fluoroscopic imaging, or X-ray imaging;generating an electromagnetic (EM) field about a luminal network;inserting, by following the pathway plan, a first catheter, through which a second catheter is extended, to navigate the luminal network, wherein an EM sensor is positioned at a distal portion of one of the first catheter and the second catheter, and a US transducer is positioned at a distal portion of the other one of the first catheter and the second catheter;sensing, at the EM sensor, the EM field;synchronizing a location of the EM sensor in the EM field with the 3D model;transmitting, at the US transducer, US waves;receiving, at the US transducer, reflected US waves;processing the reflected US waves to generate US images;integrating the generated US images with the 3D model by replacing at least one of the plurality 2D images of the 3D model at a location of the US transducer, which corresponds to a location of the EM sensor, with the generated US images to create an intra-procedural 3D model; andpredicting based on the US images a type, density, disease state, or sufficiency of treatment of tissue reflecting the US waves. 2. The method according to claim 1, further comprising calculating a scale factor between a coordinate system of the EM field and a coordinate system of the 3D model. 3. The method according to claim 2, further comprising scaling a traveled distance of the EM sensor to synchronize movement of the EM sensor in the 3D model based on the pathway plan and the scale factor. 4. The method according to claim 1, further comprising displaying the integrated 3D model based on the location of the EM sensor. 5. The method according to claim 1, wherein a resolution of the generated US images is finer than a resolution of the 3D model. 6. The method according to claim 1, wherein the generated US images show tissue outside of the luminal network. 7. The method according to claim 1, further comprising calculating a distance between the location of the EM sensor and the location of the US transducer. 8. The method according to claim 7, wherein integrating the US generated images with the 3D model is based on the calculated distance. 9. The method according to claim 1, further comprising displaying a status related to the location of the EM sensor. 10. The method according to claim 9, wherein the status indicates whether the EM sensor is located at a not-in-target location, the target, or a location adjacent to healthy tissue. 11. The method according to claim 9, wherein the status indicates whether treatment of the target is complete. 12... | Covidien LP | A61B005/00 A61B005/06 A61B008/12 A61B008/00 A61B008/08 A61B001/267 A61B005/113
US10080534 | B2 | 2018-09-25 | Medical image diagnostic device | 2014-10-23 | A medical image diagnostic device according to an embodiment includes a first collector, a second collector, and an image generator. The first collector collects data from a first region of a subject through a first detector. The second collector collects data from a second region of the subject that is different from the first region through a second detector. The image generator generates a first diagnostic image from the data collected by the first collector and generates a second diagnostic image from the data collected by the second collector. | 1. A PET (Positron Emission Tomography)-MRI (Magnetic Resonance Imaging) apparatus, comprising: a static magnetic field magnet accommodated in a gantry in which a bore is formed, the static magnetic field magnet being configured to generate a static magnetic field;a gradient coil arranged at an inner circumferential side of the static magnetic field magnet, the gradient coil being configured to generate a gradient magnetic field;a high-frequency coil arranged at an inner circumferential side of the gradient coil, the high-frequency coil being configured to apply a high-frequency magnetic field to a subject;a first detector and a second detector each arranged at an inner circumferential side of the gradient coil, the first and the second detectors each having a substantially same shape and being configured to detect gamma rays emitted from the subject, whereinthe first and the second detectors detect the gamma rays in a state that the first and the second detectors are spaced apart in an axial direction of the bore such that the first and second detectors are spaced on opposite sides of center of the static magnetic field with the space therebetween encompassing the center of the static magnetic field and are disposed asymmetrically with respect to the center of the static magnetic field. 2. The PET-MRI apparatus according to claim 1, further comprising: a first collector that collects data from a first region of a subject through the high-frequency coil;a second collector that collects data from a second region of the subject that is different from the first region through the first and the second detectors; andan image generator that generates a first diagnostic image from the data collected by the first collector and generates a second diagnostic image from the data collected by the second collector. 3. The PET-MRI apparatus according to claim 2, further comprising a collection controller that controls the first and the second collectors to start data collection at a same time. 4. The PET-MRI apparatus according to claim 2, further comprising a collection controller that controls the first and the second collectors such that one of the first and the second collectors starts data collection after a predetermined time has elapsed since the other of the first and the second collectors started data collection. 5. The PET-MRI apparatus according to claim 4, further comprising a detector controller that moves the first and the second detectors after the first and the second collectors have finished data collection, wherein the second collector collects data from the first region through the first and the second detectors after the first and the second detectors have been moved. 6. The PET-MRI apparatus according to claim 4, further comprising a detector controller that moves the first and the second detectors after the first and the second collectors have finished data collection, wherein the second collector collects data from a third region di... | Toshiba Medical Systems Corporation | A61B006/00 A61B005/055 A61B006/03 A61K049/04 G01R033/48 G01T001/29 G01T001/16 G01T001/161 A61B005/00 A61B006/04
US10076286 | B1 | 2018-09-18 | Methods and devices for circadian rhythm monitoring | 2014-10-21 | Methods for characterizing a circadian rhythm of a wearer of a wearable device are provided. In one example, physiometric measurements are obtained over a period of time by one or more sensors of a wearable device configured to be mounted to a body surface of a wearer. A circadian rhythm of the wearer, such as a sleeping, waking, eating or movement pattern, is characterized based on the physiometric measurements. Based on the identified circadian rhythm, one or more settings of the wearable device, such as a timing or frequency of obtaining physiometric measurements, may be adjusted. | 1. A method, comprising: receiving, at a server, initial data from a wearable device, wherein the initial data comprises one or more initial physiometric measurements obtained by an initial set of one or more sensors of the wearable device over an initial period of time, wherein the wearable device is configured to be mounted to a body surface of a wearer;determining, by the server, based on an analysis of the initial data, whether the initial data is insufficient to characterize a circadian rhythm of the wearer;responsive to a determination that the initial data is insufficient to characterize a circadian rhythm of the wearer, transmitting, by the server, one or more instructions to the wearable device, wherein the one or more instructions are configured to cause the wearable device to collect additional data comprising one or more additional physiometric measurements over an additional period of time using a revised set of one or more sensors of the wearable device, wherein the revised set of one or more sensors differs from the initial set of one or more sensors. 2. The method of claim 1, wherein determining, based on an analysis of the initial data, whether the initial data is insufficient to characterize a circadian rhythm of the wearer comprises: identifying at least one cyclical pattern in the initial data. 3. The method of claim 2, wherein determining, based on an analysis of the initial data, whether the initial data is insufficient to characterize a circadian rhythm of the wearer further comprises: determining, by the server, whether one or more circadian rhythms of the wearer can be characterized based, at least in part, on the at least one cyclical pattern. 4. The method of claim 3, wherein the one or more circadian rhythms include at least one of a sleeping pattern, waking pattern, eating pattern, excretion pattern, or physical activity pattern. 5. The method of claim 1, wherein the one or more instructions are further configured to cause the wearable device to collect the one or more additional physiometric measurements using a different frequency of measurement as compared to the one or more initial physiometric measurements. 6. The method of claim 1, wherein the one or more physiometric measurements include at least one of measurements of body motions, measurements of pulse, measurements of blood oxygen saturation, measurements of blood pressure, or measurements of body temperature. 7. The method of claim 1, wherein the initial period of time is at least 24 hours. 8. A method, comprising: obtaining, via one or more sensors of a wearable device, one or more initial physiometric measurements over a period of time, wherein the wearable device is configured to be mounted to a body surface of a wearer, and wherein the wearable device comprises a controller;determining, based on an analysis of the one or more initial physiometric measurements, whether the one or more initial physiometric measurements are insufficient to character... | Verily Life Sciences LLC | A61B005/00 A61B005/0205 A61B005/11 A61B005/145 A61B005/021 A61B005/024
US10098389 | B2 | 2018-10-16 | Swimwear design and construction | 2017-10-23 | A wetsuit is provided which comprises (a) a first central region comprising a first material and having a first thickness; and (b) a second lateral region comprising a second material and having a second thickness. The buoyancy per unit area of the first region is greater than the buoyancy per unit area of the second region. | 1. A wetsuit comprising: a first central buoyancy enhancing region comprising an aerated polymeric material provided along a vertical centerline on a front of the wetsuit having a first buoyancy per unit area; anda lateral region disposed on either side of the first central buoyancy enhancing region having a density greater than the first central buoyancy enhancing region and a second buoyancy per unit area;the wetsuit having a top portion extending from a collar portion at a neck region to a middle portion, the middle portion extending from about a rib cage portion to a waist portion, and a bottom portion that comprises the waist portion, a first and a second leg portion, and a crotch portion. 2. The wetsuit of claim 1, wherein the first central buoyancy enhancing region extends along at least the middle portion. 3. The wetsuit of claim 1, wherein the first central buoyancy enhancing region extends from the neck region to the crotch portion. 4. The wetsuit of claim 1, wherein the lateral region comprises a second material. 5. The wetsuit of claim 4, wherein the aerated polymeric material and the second material are the same. 6. The wetsuit of claim 4, wherein the second material comprises a non-aerated polymeric material. 7. The wetsuit of claim 1, wherein the first central buoyancy enhancing region comprises a first thickness and the lateral region comprises a second thickness. 8. The wetsuit of claim 7, wherein the first thickness and the second thickness are the same. 9. The wetsuit of claim 7, wherein the first thickness is greater than the second thickness. 10. The wetsuit of claim 1, wherein the first central buoyancy enhancing region has a width from about 1.0 in. (2.54 cm) to about 7.0 in (17.78 cm). 11. The wetsuit of claim 4, wherein the aerated polymeric material has a first density ρ1 and the second material has a second density ρ2. 12. The wetsuit of claim 1, further comprising a first lateral strip extending down a first lateral side of the first leg portion, wherein a lateral strip buoyancy per unit area of the first lateral strip is less than a leg portion buoyancy per unit area of the first leg portion. 13. The wetsuit of claim 12, wherein the first lateral strip comprises a third material. 14. The wetsuit of claim 12, wherein the first lateral strip comprise a third thickness. 15. The wetsuit of claim 14, wherein a second thickness of the second material in the lateral region is greater than the third thickness. 16. The wetsuit of claim 1, wherein the aerated polymeric material has a first thickness from about 0.118 in (3.0 mm) to about 0.197 in (5.0 mm). 17. The wetsuit of claim 4, wherein the second material in the lateral region of the middle portion has a second thickness from about 0.078 in (2.0 mm) to about 0.118 in (3.0 mm). 18. The wetsuit of claim 12, wherein the first lateral strip comprises a low density polymeric material or neoprene. 19. The wetsuit of claim 14, wherein the third thickness is from... | ROKA SPORTS, INC. | A41D007/00 A61B005/00 A41D001/00 A61B005/024 A41D013/012 G08B006/00 A61B005/0245 G08B021/04
US10098564 | B2 | 2018-10-16 | Method, system and apparatus for tracking cortical stimulator locations | 2015-08-21 | A method comprises: storing, in a memory of a computing device, (i) a preoperative image of patient tissue obtained using a first imaging modality and registered to a first frame of reference, and (ii) anatomical data defining a plurality of neural tracts in the patient tissue; receiving, at a processor connected with the memory, a location in the first frame of reference for application of a cortical stimulator pad to the patient tissue; receiving, at the processor, a range of influence of the cortical stimulator pad; based on the location and the range of influence, selecting, at the processor, an intersected neural tract from the plurality of neural tracts, a portion of the intersected neural tract being located within the range of influence; and controlling, at the processor, the display to render the preoperative image, the location and the intersected neural tract according to the first frame of reference. | 1. A method, comprising: storing, in a memory of a computing device, (i) a preoperative image of patient tissue obtained using a first imaging modality and registered to a first frame of reference, and (ii) anatomical data defining a plurality of neural tracts in the patient tissue;at a processor connected with the memory: receiving, from a tracking system connected to the computing device, a location in the first frame of reference of a tracking marker connected to a cortical stimulator pad and detected by the tracking system responsive to application of the cortical stimulator pad to the patient tissue;receiving a range of influence of the cortical stimulator pad;based on the location and the range of influence, selecting an intersected neural tract from the plurality of neural tracts, a portion of the intersected neural tract being located within the range of influence; andcontrolling a display connected to the processor to render the preoperative image, the location and the intersected neural tract according to the first frame of reference;applying the tracking marker to the cortical stimulator pad; the tracking system configured to detect a first component of the tracking marker;after applying the tracking marker, obtaining a postoperative image of the patient tissue using a second imaging modality;detecting a second component of the tracking marker in the postoperative image; andat the processor, registering the postoperative image to the first frame of reference based on the detected second component of the tracking marker. 2. The method of claim 1, further comprising: receiving, at the processor, an identifier of a target one of the plurality of neural tracts;determining, at the processor, a target location on a surface of the patient tissue for placement of the cortical stimulator to intersect the targeted neural tract with the range of influence; andcontrolling the display to render the target location according to the first frame of reference. 3. The method of claim 1, wherein receiving the range of influence comprises retrieving the range of influence from the memory. 4. A computing device, comprising: a memory storing (i) a preoperative image of patient tissue obtained using a first imaging modality and registered to a first frame of reference, and (ii) anatomical data defining a plurality of neural tracts in the patient tissue;a display; anda processor connected to the memory and the display, the processor configured to: receive, from a tracking system connected to the computing device, a location in the first frame of reference of a tracking marker connected to a cortical stimulator pad and detected by the tracking system responsive to application of the cortical stimulator pad to the patient tissue;receive a range of influence of the cortical stimulator pad;based on the location and the range of influence, select an intersected neural tract from the plurality of neural tracts, a portion of the intersected neural tract being loc... | SYNAPTIVE MEDICAL (BARBADOS) INC. | A61B005/06 A61B006/12 A61B006/00
US10094819 | B2 | 2018-10-09 | Trimethylamine-N-oxide as biomarker for the predisposition for weight gain and obesity | 2013-11-25 | The present invention relates generally to the field of nutrition and health. In particular, the present invention relates to a new biomarker, its use and a method that allows it to diagnose the likelihood to resist diet induced weight gain, and/or to be susceptible to a diet induced weight gain. For example, the biomarker may be trimethylamine-N-oxide. | 1. A method of treating or preventing weight gain, the method comprising: determining the level of trimethylamine-N-oxide in a urine sample obtained from a subject, andcomparing the subject's trimethylamine-N-oxide level to a predetermined reference value, wherein the predetermined reference value is an average trimethylamine-N-oxide level in urine from at least three healthy people with similar genetic background and age, relative to the subject, andproviding a personalized diet to the subject that does not reduce caloric consumption if the level of trimethylamine-N-oxide in the subject's urine sample is decreased relative to the reference value. 2. The method of claim 1, further comprising the steps of determining the level of at least one further biomarker selected from the group consisting of hexanoylglycine, isovalerylglycine, leucine, isobutyrate, guanidoacetate, sucrose, tartaric acid, hippuric acid and hydroxyphenylacetylglycine in the urine sample, andcomparing the subject's level of the at least one further biomarker to a second predetermined reference value,wherein the second predetermined reference value is the average level of the at least one further biomarker in a urine sample of a normal healthy control population comprising at least three people with similar genetic background and age, relative to the subject. 3. The method of claim 1, wherein the levels of the biomarkers are determined by 1H-NMR and/or mass spectrometry in the sample and in the reference. 4. The method of claim 1, wherein the subject is underweight, normal, overweight, or obese. 5. The method of claim 1, wherein the subject is a human or a companion animal such as a cat or a dog. 6. The method of claim 1, wherein a decreased likelihood to resist high fat diet induced weight gain is indicative for a lack of specific activation of mitochondrial oxidative pathways. 7. The method of claim 1, wherein an increased likelihood to resist high fat diet induced weight gain is indicative for a specific activation of mitochondrial oxidative pathways. 8. The method of claim 6, wherein the mitochondrial oxidative pathways are selected from the group consisting of β oxidation, butanoate metabolism and leucine catabolism. 9. The method of claim 1, wherein the subject is a child, a teenager, a young adult and/or a person at risk of developing overweight or obesity. 10. A method of treating or preventing weight gain in a subject comprising the steps of: (1) obtaining a urine test sample from the subject;(2) detecting, in the urine test sample, the level of a first biomarker and the level of a second biomarker, wherein the first biomarker is trimethylamine-N-oxide and the second biomarker is selected from the group consisting of: hexanoylglycine, isovalerylglycine, leucine, isobutyrate, guanidoacetate, tartaric acid, hippuric acid and hydroxyphenylacetylglycine;(3) detecting, in a urine reference sample, the level of the first biomarker and the level of the second biomarke... | NESTEC S.A. | G01N033/50 A61B005/00
US10111504 | B2 | 2018-10-30 | Wearable device and wristband thereof | 2017-07-14 | A wearable device, which comprises a wristband, an electronic module and a connector. The wristband comprises a housing and a band. The housing has a first end, a second end, and an accommodating space. The band has a first end extending from the first end of the housing, and a free second end opposite to the first end of the band. The electronic module disposes within the accommodating space. The connector disposes either at the second end of the housing, or at a first end of the electronic module that is closer to the second end of the housing than the first end of the housing, wherein the free second end of the band is insertable through or into the connector. Wherein there is free of any band between the second end of the housing and the connector and between the first end of the electronic module and the connector. | 1. A wearable device, comprising: a wristband comprising: a housing having a first end, a second end, and an accommodating space between the first end and the second end; anda band having a first end extending from the first end of the housing, and a free second end opposite to the first end of the band;an electronic module disposed within the accommodating space; anda connector disposed either at the second end of the housing, or at a first end of the electronic module that is closer to the second end of the housing than to the first end of the housing, wherein the free second end of the band is insertable through or into the connector to fix the band to the connector,wherein there is free of any band between the second end of the housing and the connector and between the first end of the electronic module and the connector. 2. The wearable device according to claim 1, wherein the electronic module comprises a curved surface, and an inner surface of the housing corresponds to the curved surface. 3. The wearable device according to claim 2, wherein the electronic module has a first thickness at the first end of the electronic module, a second thickness at a second end of the electronic module, and a third thickness at a central part 33 of the electronic module which is between the first end and the second end of the electronic module, wherein the third thickness is greater than the first thickness and the second thickness, and the first thickness is greater than or equal to the second thickness. 4. The wearable device according to claim 1, wherein the housing further comprises a first opening at the second end of the housing, and the electronic module is insertable into and removable from the accommodating space through the first opening. 5. The wearable device according to claim 1, wherein when the free second end of the band is inserted through or into the connector and fixes the band to the connector to form a ring, the housing of the wristband has an outer surface faces toward the ring and an inner surface opposite to the outer surface. 6. The wearable device according to claim 5, wherein the housing further comprises a first opening at the inner surface of the housing of the wristband, and the electronic module is insertable into and removable from the accommodating space through the first opening. 7. The wearable device according to claim 5, wherein the housing further comprises a first opening at the outer surface of the housing of the wristband, and the electronic module is insertable into and removable from the accommodating space through the first opening. 8. The wearable device according to claim 1, wherein the electronic module further comprises a user interface, and the housing further comprises a user interface opening exposing the user interface. 9. The wearable device according to claim 1, wherein the electronic module further comprises a biological sensor, and the housing further comprises a sensor opening exposing the bi... | HTC CORPORATION | A44C005/00 A61B005/024 H04B001/3827 G08B005/22
US10085668 | B2 | 2018-10-02 | EEG hair band | 2016-12-12 | The present invention relates to hair band EEGs. More particularly, the present invention relates to hair bands. | 1. An EEG hair band for recording multiple EEG signals comprising: a head band having a generally arcuate configuration with two ends;one or more non-conductive teeth that circumnavigate and extend from the head band for securing the headband to the hair of a wearer; anda plurality of conductive contacts positioned on the one or more non-conductive teeth and configured to contact the scalp of the wearer. 2. The EEG hair band of claim 1, wherein the head band comprises at least one reference contact and at least two additional contacts. 3. The EEG hair band of claim 2, wherein the at least one reference contact is positioned on a non-conductive tooth. 4. The EEG hair band of claim 1, wherein the head band further comprises a ground contact. 5. The EEG hair band of claim 1, further comprising at least one contact positioned on an at least one end of the head band. 6. The EEG hair band of claim 1, further comprising a battery and processor embedded within the head band, wherein the plurality of contacts are connected by one or more connections to the battery and the processor. 7. The EEG hair band of claim 6, further comprising a wireless transmitter embedded within the head band, wherein the wireless transmitter is connected by one or more connections to the processor. 8. The EEG hair band of claim 1, wherein the head band comprises a body configured to house one or more connections from the plurality of conductive contacts to additional electronic components. 9. The EEG hair band of claim 1, wherein the head band comprises one or more flexible printed circuit boards for carrying signals between the plurality of contacts and additional electronic components. 10. The EEG hair band of claim 1, wherein the head band comprises two or more non-conductive teeth. 11. The EEG hair band of claim 10, wherein at least one non-conductive tooth comprises more than one contact. 12. The EEG hair band of claim 1, wherein the one or more non-conductive teeth are removably attached to the head band. 13. The EEG hair band of claim 1, wherein the one or more non-conductive teeth comprise rounded outer surfaces. 14. The EEG hair band of claim 1, wherein the one or more non-conductive teeth are positioned parallel to the head band. 15. The EEG hair band of claim 1, wherein the one or more non-conductive teeth are arranged in one or more linear rows along the head band. 16. The EEG hair band of claim 1, wherein the one or more non-conductive teeth are polymeric. 17. The EEG hair band of claim 1, wherein the one or more non-conductive teeth comprise fabric. 18. The EEG hair band of claim 1, wherein each contact in the plurality of conductive contacts has a diameter between about 0.1 mm and about 20 mm. 19. The EEG hair band of claim 1, wherein each contact in the plurality of conductive contacts is coated with titanium oxide or silicon nitride. | NGOGGLE INC. | A61B005/0478 A61B005/00 A61B005/04 A45D008/36 A45D008/24 A45D008/30 A45D008/00
US10105485 | B2 | 2018-10-23 | MRI surgical systems including MRI-compatible surgical cannulae for transferring a substance to and/or from a patient | 2011-04-08 | A cannula for transferring a substance to and/or from a patient includes a tubular support sleeve and a transfer tube. The support sleeve includes a rigid tubular member defining a lumen extending from a proximal end to a distal end of the tubular member. The transfer tube is positioned in the lumen and extends beyond each of the proximal end and the distal end of the tubular member. The tubular member includes a rigid, MRI-compatible material. | 1. A cannula for transferring a substance to and/or from a patient, the cannula comprising: a rigid tubular support sleeve defining a lumen extending from an inlet opening at a proximal end of the tubular support sleeve to an exit opening at a distal end of the tubular support sleeve;a transfer tube positioned in the lumen and extending fully through the inlet opening, the lumen and the exit opening, the transfer tube including a proximal extension section extending beyond the proximal end of the tubular support sleeve and a distal extension section extending beyond the distal end of the tubular support sleeve; andan inner sleeve disposed in the tubular support sleeve and extending beyond the distal end of the tubular support sleeve, wherein the transfer tube has a length that is greater than that of the tubular support sleeve, the transfer tube extends fully through the inner sleeve, the proximal extension section extends beyond a proximal end of the inner sleeve, and the distal extension section extends beyond a distal end of the inner sleeve;wherein the tubular support sleeve comprises a rigid, MRI-compatible material;wherein the transfer tube is adhered with adhesive to an inner surface of the inner sleeve; andwherein: the transfer tube has an exit opening at a distal end of the distal extension section of the transfer tube and from which the substance is dispensed in use;an exterior surface of the cannula has at least first, second and third co-axially disposed segments, an outer diameter of the second segment being greater than an outer diameter of the first segment and an outer diameter of the third segment being greater than the outer diameter of the second segment;the first segment extends from the distal end of the distal extension section of the transfer tube;the second segment extends between and adjoins each of the first and third segments;the second segment includes a first end face defining a first step between the first segment and the second segment, the first end face projecting radially outwardly beyond the outer diameter of the first segment;the third segment includes a second end face defining a second step between the second segment and the third segment, the second end face projecting radially outwardly beyond the outer diameter of the second segment; andthe third segment is longer than each of the first and second segments. 2. The cannula of claim 1 wherein the tubular support sleeve comprises a ceramic material. 3. The cannula of claim 2 including a conformal polymeric sleeve surrounding the tubular support sleeve. 4. The cannula of claim 3 wherein the conformal polymeric sleeve is an elastomeric shrink tubing. 5. The cannula of claim 1 including a conformal polymeric sleeve surrounding the tubular support sleeve. 6. The cannula of claim 5 wherein the conformal polymeric sleeve is an elastomeric shrink tubing. 7. The cannula of claim 5 wherein the conformal polymeric sleeve extends substantially coextensive with the... | MRI Interventions, Inc. | A61M005/158 A61B017/00 A61B005/055 A61M025/00 A61M025/01 A61B005/00 A61B090/11 A61B017/34 A61B034/00 A61B090/00
US10096802 | B2 | 2018-10-09 | Homogeneous solid metallic anode for thin film microbattery | 2014-07-24 | A battery, comprising a cathode comprising a cathode material in contact with a cathode current collector. The battery also comprises an electrolyte. The battery also comprises an anode comprising an electroplated homogeneous solid metallic alloy comprising 100 ppm to 1000 ppm Bi and 100 ppm to 1000 ppm In, and a remainder Zn. | 1. A battery, comprising: a cathode comprising a cathode material and in contact with a cathode current collector, wherein the cathode current collector comprises a transparent conducting oxide (TCO);an electrolyte; andan anode comprising a homogeneous solid composed of a metallic alloy comprising 100 ppm to 1000 ppm Bi, 100 ppm to 1000 ppm In, and a remainder Zn. 2. The battery of claim 1, wherein a concentration of In is in a range of 100 ppm to 500 ppm and a concentration of Bi is in a range of 100 ppm to 500 ppm. 3. The battery of claim 1, wherein the homogeneous solid has a resistivity in a range of about 5×10−8 to 6×10−8 ohm-m. 4. The battery of claim 1, wherein the electrolyte comprises one or more of the following: zinc chloride, zinc acetate, potassium hydroxide, and ammonium chloride. 5. The battery of claim 1, wherein a thickness of the anode is in a range of 1 micron to 50 microns. 6. The battery of claim 1, wherein a potential for an onset of hydrogen evolution as measured on a cyclic voltammetry curve is less than −1.6V relative to Hg/HgO for a KOH solution. 7. A battery, comprising: a cathode comprising a cathode material and in contact with a cathode current collector;an electrolyte; andan anode comprising a homogeneous solid composed of a metallic alloy comprising 100 ppm to 1000 ppm Bi, 100 ppm to 1000 ppm In, and the remainder Zn, wherein the battery has a volume less than 1 cubic mm. 8. The battery of claim 1, wherein the battery has a flexibility defined by a radius of curvature of between about 4 mm and about 20 mm. 9. A battery, comprising: a cathode comprising a cathode material and in contact with a cathode current collector;an electrolyte; andan anode comprising a homogeneous solid composed of a metallic alloy comprising 100 ppm to 1000 ppm Bi, 100 ppm to 1000 ppm In, and the remainder Zn, wherein the battery has a thickness of less than about 150 microns. 10. The battery of claim 1, wherein the battery has an open circuit voltage of between 1.4V and 1.8V and has a discharge capacity of between 10 uA-hours and 200 uA-hours. 11. The battery of claim 1, wherein the electrolyte has a pH in the range of 3 to 7. 12. The battery of claim 1, wherein the battery has a shape of an arc. 13. The battery of claim 1, wherein the cathode comprises one or more of the following: NiOOH and MnO2. 14. The battery of claim 1, wherein the transparent conducting oxide comprises one or more of the following: indium tin oxide (ITO), indium zinc oxide (IZO), Al-doped zinc oxide (AZO), and Ga-doped zinc oxide (GZO). | International Business Machines Corporation | H01M002/02 G02C007/08 A61B005/145 H01M004/38 H01M004/50 H01M004/66 H01M010/04 C25D005/02 H01M004/42 H01M004/48 C25D001/04 C25D001/22 H01M004/139 H01M004/02 C25D003/22 C25D003/54 C25D003/56 C25D005/10 C25D005/50
US10092269 | B2 | 2018-10-09 | Infrasonic stethoscope for monitoring physiological processes | 2015-03-17 | An infrasonic stethoscope for monitoring physiological processes of a patient includes a microphone capable of detecting acoustic signals in the audible frequency bandwidth and in the infrasonic bandwidth (0.03 to 1000 Hertz), a body coupler attached to the body at a first opening in the microphone, a flexible tube attached to the body at a second opening in the microphone, and an earpiece attached to the flexible tube. The body coupler is capable of engagement with a patient to transmit sounds from the person, to the microphone and then to the earpiece. | 1. A microphone for use in an infrascope for monitoring physiological processes of a patient, said microphone comprising: a body comprising a proximal end, a distal end, a body side wall extending between the proximal end and the distal end, an end wall at the proximal end, and an aperture at the distal end;a body coupler attached to the distal end and over the aperture so as to form a substantially air-tight seal, wherein the body coupler is capable of engagement with the patient;a cavity surrounded by the body side wall, the end wall and the body coupler;a conductive backplate within the cavity and defining a backchamber between the conductive backplate and the end wall;a conductive membrane within the cavity, the conductive backplate and the conductive membrane being spaced apart from each other to form a capacitor;a flexible diaphragm of the body coupler spaced apart from the conductive membrane, wherein acoustic energy is coupled through the flexible diaphragm and to the conductive membrane whereby movement of the conductive membrane changes a capacitance between the conductive membrane and the conductive backplate; anda preamplifier board in electrical connection with the conductive backplate, the preamplifier board (i) being capable of measuring the capacitance between the conductive membrane and the conductive backplate and converting the measured capacitance into a voltage signal, and (ii) being disposed toward the proximal end away from the conductive backplate,said microphone being capable of detecting acoustic signals in a frequency range of 0.03 Hertz to 1000 Hertz. 2. The microphone of claim 1, further comprising: a conductive support plate attached to an internal surface of the body side wall within the cavity, the conductive support plate (i) comprising a base wall that divides the cavity into a distal chamber between the base wall and the distal end of the body and a proximal chamber between the base wall and the proximal end of the body, (ii) a base wall aperture within the base wall, and (iii) at least one aperture or slot within the base wall to allow air to flow from the distal chamber to the proximal chamber;an insulating member extending through the base wall aperture in the conductive support plate;a conductor extending through the insulating member and extending therefrom, the conductive member being electrically connected to the conductive backplate and to the preamplifier board,wherein the conductive backplate is on one side of the conductive support plate and the preamplifier board is on an opposite side of the conductive support plate. 3. The microphone of claim 1, wherein (i) the conductive backplate defines a plurality of holes, (ii) a slot is defined between an outer diameter of the conductive backplate and an inner wall of the body, and (iii) locations and sizes of the holes and a size of the slot are selected such that membrane motion is substantially critically damped. 4. The microphone of claim 3, wherein th... | The United States of America as represented by the Administrator of NASA | A61B007/04 A61B008/08 A61B007/02 H04R001/46 A61B005/024 A61B005/117 A61B005/16 A61B005/00 A61B008/00
US10085726 | B2 | 2018-10-02 | Controlled transfer biological sample collection devices and methods of using such devices | 2014-11-25 | A controlled transfer biological sample material collection device is disclosed which comprises: a body; and a sample collection member for collecting the biological sample material (not shown), the body housing a sample storage medium for generally dry storage of the biological material, the collection member being moveable from an exposed position (shown in FIG. 8) where collection of a biological sample is possible, to a transfer position (shown in FIG. 9) which effects transfer of at least a portion of the collected sample to said medium. The device is characterized in that the body slideably supports the sample collection member, and in that the body or collection member include a ramp-like projection portion (116 FIG. 10) operable to force the collection member into the transfer position against the medium and to effect said transfer as the collection member slides within the body. | 1. A controlled transfer biological sample material collection device, comprising: a body housing a sample storage medium suitable for dry storage of a biological material; anda plastic biological sample collection member having a pad configured for biological sample collection disposed at one end of the biological sample collection member, the biological sample collection member being moveable from an exposed position wherein the pad extends away from the body to a transfer position wherein the pad contacts the sample storage medium,wherein the body slideably supports the biological sample collection member,wherein the body or the biological sample collection member include a projection arranged to force the biological sample collection member into the transfer position as the biological sample collection member slides within the body,wherein a slideable portion of the biological sample collection member carries the sample storage medium,wherein the biological sample collection member includes an arm hinged to the slideable portion,wherein the arm comprises the pad, andwherein the slideable portion and the arm are foldable together to form a folded together position that is slideable within the body and assumes the transfer position under the influence of the projection. 2. The device of claim 1, wherein said projection is a ramp projection. 3. The device of claim 1, wherein the biological sample collection member includes a slot, wherein the body includes the projection, wherein the slot accommodates the projection except in the transfer position, and wherein the projection abuts the biological sample collection member in the transfer position and is configured to force the biological sample collection member into the transfer position. 4. The device of claim 1, further comprising a button projecting from the body that is operable to slide the biological sample collection member between the exposed position and the transfer position. 5. The device of claim 1, wherein the body comprises the projection, wherein the arm includes a release slot, and wherein the release slot is arranged to accept the projection and separate the sample storage medium and the pad. 6. The device of claim 5, wherein the slideable portion and the sample storage medium are positionable within the body to be substantially enclosed by the body, wherein the arm can extend away from the body when the slideable portion and the sample storage medium are positioned within the body, and wherein the slideable portion and the sample storage medium are further positonable so as to be only partially within the body but able to adopt said folded together position with the arm. 7. The device of claim 1, wherein movement of the biological sample collection member is limited by complementary stop features on the body and on the biological sample collection member. 8. The device of claim 1, wherein the sample storage medium is removable from the slideable portion. 9. A method for ... | GE HEALTHCARE UK LIMITED | A61B005/00 A61B010/00 B65D081/00 B01L003/00 C12Q001/24 G01N001/30
US10111597 | B2 | 2018-10-30 | Electrodeposition of platinum/iridium (Pt/Ir) on Pt microelectrodes with improved charge injection properties | 2014-07-03 | Aspects of the present disclosure are directed to electrochemical approaches for synthesis of platinum-iridium alloys with selected platinum-iridium ratio content and subsequently predetermined mechanical properties and electrochemical impedance properties. Such can provide a simple and cost-effective process for preparing these electrodes, as compared to conventional thin film processing techniques. A three-electrode electrochemical electrodeposition system is described including an electrochemical cell with a working electrode on which the electrodeposited film is deposited, a counter electrode to complete the electrochemical circuit and a reference electrode to measure and control surface potential. Mixed layers of platinum atoms and iridium atoms can be deposited from electrolyte solution onto the working electrode surface to create an electrically conductive surface with material properties related to the composition of the as-deposited film. The mechanical properties and electrochemical properties of the film can be tuned by adjusting the electrodeposition parameters. | 1. A Pt/Ir microelectrode comprising: a metal base of a selected metal composition; andan electroplated Pt/Ir film on the metal base, wherein the Pt/Ir film has a desired composition ratio of Pt to Ir;wherein the Pt/Ir film has an electrochemical impedance magnitude that is less than both of Pt and Ir alone as shown on an impedance magnitude Bode plot along a frequency region of about 100 hertz or less. 2. The microelectrode of claim 1, wherein the Pt/Ir film composition is about 80% Pt and 20% Ir. 3. The microelectrode of claim 1, wherein the Pt/Ir film composition is about 60% Pt and 40% Ir. 4. The microelectrode of claim 1, wherein the Pt/Ir film composition is about 95% Pt and 5% Ir. 5. The microelectrode of claim 1, wherein the Pt/Ir film composition is in the range from about 98% Pt and 2% Ir to about 60% Pt and about 40% Ir. 6. The microelectrode of claim 1, wherein the Pt/Ir film composition is in the range from about 90% Pt and 10% Ir to about 60% Pt and about 40% Ir. 7. The microelectrode of claim 1, wherein the Pt/Ir film composition is in the range from about 98% Pt and 2% Ir to about 90% Pt and about 10% Ir. 8. The microelectrode of claim 1, wherein the Pt/Ir film has a thickness of from about 80 to 500 nanometers. 9. The microelectrode of claim 1, wherein the Pt/Ir film has an electrochemical impedance magnitude that is at least five times less than Pt and Ir alone as shown on an impedance magnitude Bode plot along a frequency region of about 10 hertz or less. 10. The microelectrode of claim 1, wherein the Pt/Ir film has an average nanocrystal size of about 25 to 100 nanometers. 11. The microelectrode of claim 1, wherein the metal base comprises gold. 12. The microelectrode of claim 1, wherein the metal base comprises platinum. 13. The microelectrode of claim 1, wherein the metal base is cylindrical and has a diameter of between about 0.5 to 200 micrometers. 14. A low electrochemical impedance microelectrode comprising: a metal base comprising gold; andan electroplated Pt/Ir film disposed on the metal base, wherein the film has an average nanocrystal size of from about 25 to 100 nanometers, and wherein the film has an impedance magnitude at least five times less than that of Pt and Ir alone as shown on an impedance magnitude Bode plot along a frequency region of about 10 hertz or less. 15. The microelectrode as recited in claim 14 wherein the film has an electrochemical impedance magnitude at least ten times less than that of Pt and Ir alone as as shown on an impedance magnitude Bode plot along a frequency region of about 1 hertz or less. 16. The microelectrode as recited in claim 14 wherein the film has an electrochemical impedance magnitude less than that of a Pt/Ir foil having the same composition ratio of Pt to Ir as the Pt/Ir film as shown on an impedance magnitude Bode plot along a frequency region of about 1,000 hertz or less. 17. The microelectrode as recited in claim 14 wherein the film composition is about ... | University of Southern California | A61B005/04 A61N001/05 C25D003/56 H01B001/02 H01M004/92
US10092206 | B2 | 2018-10-09 | Neurofeedback treatment system and method | 2013-10-08 | A neurofeedback system for providing neurofeedback to at least one patient. The neurofeedback system includes: EEG head sensors; a central server to store treatment protocol algorithm(s) provided via the Internet; and a data collection module associated with a computer-based device. The data collection module: transmits the EEG brain activity to the central server via the Internet by way of the computer-based device; provides feedback to the patient; and receives a treatment protocol from the central server via the Internet by way of the computer-based device. | 1. A neurofeedback system for providing neurofeedback treatment to at least one patient comprising: at least one sensor removably attached to the head of the at least one patient and configured to measure electroencephalographic brain activity of the at least one patient;a central server connected to a network and configured to store at least one treatment protocol algorithm whereby the central server provides at least one treatment protocol using feedback from the measured electroencephalographic brain activity;at least one data collection module operable in a computer-based device;said computer-based device having a network connection whereby said computer-based device provides communication between said network and said at least one data collection module;said at least one sensor adapted to transmit said electroencephalographic brain activity to said at least one data collection module and then to said network;said at least one data collection module configured to: (a) transmit the measured electroencephalographic brain activity to said central server via said network;(b) provide feedback to the at least one patient in accordance with the measured electroencephalographic brain activity; and(c) receive said treatment protocol from the central server via said network; anda computer output device in electrical communication with said computer-based device;wherein said at least one data collection module is further configured such that, during the neurofeedback treatment, the module accesses any user-selectable computer-based program/activity and said computer output device is configured to provide the feedback to the at least one patient by modifying an output of said user-selectable computer-based program/activity in response to said electroencephalographic brain activity, said user-selectable computer-based programs/activities include any available computer-based programs/activities that comprise any and all of the following: word processing programs; spreadsheet programs; presentation programs; social networking programs; online games; e-mail systems; Internet surfing; computer apps; and video-sharing programs/sites, all of which being selectable by the at least one patient and independent from said neurofeedback system. 2. The system of claim 1, further comprising at least one therapist interface for respectively interfacing with at least one therapist and interfacing with said network to thereby receive said electroencephalographic brain activity data measured by said at least one sensor. 3. The system of claim 1, further comprising a clinic server configured to interface with said network. 4. The system of claim 1, wherein the central server is configured to automatically provide said at least one treatment protocol based on the electroencephalographic brain activity whereby continued neurofeedback treatments can be performed without monitoring by a therapist. 5. The system of claim 1, wherein the computer-based device includes any one ... | - | A61B005/0482 A61B005/00 A61B005/0478
US10102342 | B1 | 2018-10-16 | Method and apparatus for tracking of food intake and other behaviors and providing relevant feedback | 2017-02-27 | A sensing device monitors and tracks food intake events and details. A processor, appropriately programmed, controls aspects of the sensing device to capture data, store data, analyze data and provide suitable feedback related to food intake. More generally, the methods might include detecting, identifying, analyzing, quantifying, tracking, processing and/or influencing, related to the intake of food, eating habits, eating patterns, and/or triggers for food intake events, eating habits, or eating patterns. Feedback might be targeted for influencing the intake of food, eating habits, or eating patterns, and/or triggers for those. The sensing device can also be used to track and provide feedback beyond food-related behaviors and more generally track behavior events, detect behavior event triggers and behavior event patterns and provide suitable feedback. | 1. A method of sensing wearer activity using an electronic device worn by a wearer, the method comprising: providing storage for event-specific parameters, initialized for a food intake event;providing storage for an event state value, wherein the event state value is one of an out-of-event state or an in-event state, with the event state value initialized to the out-of-event state;determining, using a processor in the electronic device or communicatively coupled to the electronic device, a set of sensor readings from a set of sensors in the electronic device, wherein at least one sensor reading of the set of sensor readings measures a movement of a body part of the wearer and is usable to modify the event state value for use in initiating recording gestures and thus alter an event state of the electronic device;determining, from the set of sensor readings and using the processor, a first potential gesture of the wearer including a gesture type of the first potential gesture, wherein some of the gesture types are members of a first set of gesture types, the first set of gesture types including a sip gesture type;determining, using the processor, if the first potential gesture has a sip gesture type by distinguishing a sip gesture from other gestures, thereby determining a determined gesture type of the first potential gesture;determining, from the set of sensor readings and using the processor, a confidence level related to the first potential gesture, wherein the confidence level relates to a level of confidence that the gesture type of the first potential gesture was correctly determined and would be indicative of a change of the event state;if the confidence level is above or at a threshold and the gesture type is a member of the first set of gesture types: (a) modifying, using the processor, the event state value in the storage for the event state value from the out-of-event state to the in-event state;(b) recording the first potential gesture as a first gesture of the food intake event; and(c) recording the determined gesture type;changing, using the processor, the electronic device to a higher performance state in response to the event state value being modified from the out-of-event state to the in-event state, wherein the higher performance state comprises one or more of additional power supplied to sensors of the set of sensors, additional power being drawn by the sensors of the set of sensors, a reduced latency of a communications channel, an increased sensor sampling rate of the sensors of the set of sensors, additional computations performed by the processor, and/or activation of a data recorder;determining, from a set of additional sensor readings and using the processor, additional gestures of the wearer, each having a respective gesture type; andif the event state value stored in the storage for the event state value is the in-event state: (a) recording the first gesture and the additional gestures as a gesture sequence of the food... | Klue, Inc. | G06F019/00 A61B005/11 A61B005/00
US10105074 | B2 | 2018-10-23 | System and method for visualizing electrophysiology data | 2017-04-27 | A method and system for visualization of electrophysiology information sensed by electrodes on a catheter, includes recording times of electrode signal acquisition, designating a reference electrode signal acquisition, assigning a relative time to each recorded time of electrode signal acquisition relative to the reference electrode signal acquisition, identifying the electrodes with signal acquisition, correlating assigned relative times to identified electrodes to generate a sequence of electrode signal acquisitions, and generating a visual representation of the sequence of electrode signal acquisitions generating a visual representation with a graphical image of the electrodes, wherein individual electrodes are visually marked to represent the sequence of electrode signal acquisitions. | 1. A method for visualization of electrophysiology information sensed by electrodes on a catheter, comprising: positioning sensing electrodes in contact with cardiac tissue at a plurality of locations to sense conductivity of the cardiac tissue;recording times of electrode signal acquisitions;identifying the electrodes with signal acquisition;detecting a representative cardiac cycle;designating a reference electrode signal acquisition for the representative cardiac cycle;assigning a relative time to each recorded time of electrode signal acquisition relative to the reference electrode signal acquisition for the representative cardiac cycle;correlating assigned relative times to identified electrodes to generate a sequence of electrode signal acquisitions;mapping the electrical signal acquisitions relative to the cardiac tissue;generating a visual representation on a display with a plurality of separate images shown in series to represent a progression of the sequence of electrode signal acquisitions, each of the plurality of images including a graphical image of the electrodes, wherein individual electrodes are visually marked to represent the sequence of electrode signal acquisitions; andenergizing ablation electrodes to ablate the cardiac tissue at selected locations to alter the conductivity of the cardiac tissue. 2. The method of claim 1, wherein each of the plurality of separate images shows a different electrode visually marked. 3. The method of claim 1, wherein each of the plurality of separate images shows at least one different electrode visually marked. 4. The method of claim 1, wherein the catheter has shaft sections, each shaft section extending between an adjacent pair of electrodes, the method further comprising: assigning a relative time to each shaft section in accordance with relative times of its adjacent pair of electrodes; andcorrelating the relative time of each shaft section with the relative times of its adjacent pair of electrodes,wherein the generating a visual representation includes providing a graphical image of each shaft section, and visually marking individual shaft section in accordance with the sequence. 5. The method of claim 1, wherein the identifying the electrodes with signal acquisition includes identifying lead wires of the electrodes. 6. The method of claim 1, wherein data on electrode includes electrode configuration. 7. The method of claim 1, wherein the generating a visual representation on a display of the sequence of electrode acquisitions includes the sequence of electrode acquisitions of one or more cardiac cycle. 8. The method of claim 7, wherein the generating a visual representation on a display includes the sequence of electrode acquisitions of a user's selected cardiac cycle. 9. The method of claim 1, wherein the generating a visual representation on a display is in accordance with a time scale of an animation speed and the method further comprises adjusting the time scale of the visual ... | Biosense Webster (Israel) Ltd. | A61B005/044 A61B005/04 A61B005/00 A61B005/0432 A61B005/042
US10092204 | B2 | 2018-10-09 | Medical devices for mapping cardiac tissue | 2017-07-11 | Medical devices and methods for making and using medical devices are disclosed. An example medical device may include a system for mapping the electrical activity of the heart. The system may include a catheter shaft with a plurality of electrodes. The system may also include a processor. The processor may be capable of collecting a set of signals from at least one of the plurality of electrodes. The set of signals may be collected over a time period. The processor may also be capable of calculating at least one propagation vector from the set of signals, generating a data set from the at least one propagation vector, generating a statistical distribution of the data set and generating a visual representation of the statistical distribution. | 1. A system for mapping electrical activity of a targeted cardiac tissue region in a body, the system comprising: a catheter comprising a distal end including a multiple electrode structure, the multiple electrode structure configured to sense a plurality of signals generated by the cardiac tissue over a period of time;a processor electrically coupled to the multiple electrode structure, the processing being configured to: receive the plurality of signals;determine propagation angles for the plurality of signals, the propagation angles including at least one propagation angle exceeding a threshold level of randomness;generate data sets for each electrode of the multiple electrode structure, wherein the data sets are based on the plurality of signals sensed by the multiple electrode structure and include the determined propagation angles for the plurality of signals; andgenerate a propagation map using the generated data sets, the propagation map including a visual indicator corresponding to the at least one propagation angle exceeding the threshold level of randomness. 2. The system of claim 1, wherein the processor is further configured to: determine vector magnitudes for the plurality of signals and wherein the generated data sets include the determined vector magnitudes. 3. The system of claim 1, wherein the processor is further configured to: generate a diagnostic image includes a visual representation, wherein the visual representation includes displaying one or more of a histogram, a circular histogram, a two-dimensional grid, a three-dimensional model, and a three-dimensional surface. 4. The system of claim 1, wherein to generate the data set, the processor is configured to perform a statistical analysis on the propagation angles. 5. The system of claim 4, wherein to perform a statistical analysis, the processor is configured to determine statistical distributions of the propagation angles and compare the statistical distributions. 6. The system of claim 5, wherein the processor is further configured to characterize the shape of the statistical distributions by performing algorithmic computations. 7. The system of claim 6, wherein to perform the algorithmic computations, the processor is configured to calculate at least one of the following: standard deviation, entropy, kurtosis, skewness or the circular average of the data set. 8. The system of claim 1, wherein to generate the data set, the processor is configured to generate at least one representative metric and wherein the at least one representative metric correlates to the propagation angles. 9. The system of claim 8, wherein the processor is further configured to correlate the at least one representative metric to a metric indicator. 10. The system of claim 9, wherein the metric indicator comprise at least one of a representative: number, color, texture, shape, and other visual indicator that can be easily visualized on a display. | Boston Scientific Scimed Inc. | A61B005/044 A61B005/00 A61B005/0452 A61B005/04 A61B005/042 A61B018/14 A61B005/0464 A61B005/046 A61B018/00
US10092220 | B2 | 2018-10-09 | System and method for motion capture | 2014-03-20 | A motion capture system includes a wearable device (e.g. a glove) suitable for being worn by a user and including one or more markers having respective colors. A video camera acquires a sequence of color frames of the user moving while wearing the glove, while a range camera acquires corresponding depth frames of the same scene. A processing unit processes both color frames and depth frames for reconstructing the 3D positions of the markers. In particular, the depth information provided by the depth frames are used for isolating a validity area within the color frames, and the markers are searched based on their colors, exclusively within the validity area of the color frames. The movements of the user are then captured as a sequence of positions of the markers. Combined use of color information and depth information provide a very reliable and accurate motion capture. | 1. A motion capture system comprising: a wearable device configured to be fitted on at least a part of a body of a user, said wearable device comprising at least one marker having a predetermined marker color;a video camera configured to acquire at least one color frame of a scene comprising said wearable device, said at least one marker being visible in said at least one color frame;a range camera configured to acquire at least one depth frame of said scene; anda processing unit configured to receive said at least one color frame from said video camera and said at least one depth frame from said range camera, to process said at least one depth frame for identifying in said at least one color frame a validity area comprising pixels representing said wearable device, to search said at least one marker in said at least one color frame based on said marker color, said search being confined to said validity area, and to capture a motion of said part of the body of said user based on a sequence of positions of said at least one marker. 2. The system according to claim 1, wherein said wearable device is made of a flexible and opaque material. 3. The system according to claim 1, wherein said wearable device has an external surface having a background color different from said marker color. 4. The system according to claim 1, wherein said wearable device comprises at least two markers, said at least two markers comprising a color calibration marker whose marker color is white. 5. The system according to claim 1, wherein said processing unit is configured to perform a brightness calibration, before searching said at least one marker in said at least one color frame, said brightness calibration comprising adjusting a gain of said video camera so as to bring an average brightness of said at least one color frame within a predefined range. 6. The system according to claim 4, wherein said processing unit is configured to identify said validity area in said at least one color frame by: identifying said color calibration marker in said at least one color frame, based on its shape;determining a two-dimensional position of a center of said color calibration marker in said at least one color frame and a depth of said center of said color calibration marker in said at least one depth frame;identifying in said at least one depth frame a cluster of pixels whose depth is substantially the same as said depth of said center of said color calibration marker and determining a centroid of said cluster;constructing a segmentation solid around said centroid of said cluster, said segmentation solid having shape and size suitable for containing said wearable device when fitted on said at least a part of said body of said user, independently of a current position of said at least a part of said body of said user; andidentifying said validity area in said at least one color frame as a portion of said color frame formed by pixels included in said segmentation solid. 7. The ... | Telecom Italia S.p.A. | H04N007/18 A61B005/11 G06T007/70 A61B005/00 G06T007/246 A61B090/00
US10085675 | B2 | 2018-10-02 | Measurement information management system, measurement apparatus, information device, measurement information management method, and measurement information management program | 2014-10-10 | A measurement information management system includes a measurement apparatus and an information device. The measurement apparatus may include a storage unit; a timepiece unit; a measurement unit which measures biological information indicative of a state of a user; a determination unit which determines whether the biological information meets a certain condition to thereby determine whether or not the state of the user is a certain state; a storage control unit which causes the storage unit to store a time at which the biological information is measured, when the biological information meets the condition; and a transmission unit which transmits information to the information device. The information device may include a display unit. Either the measurement apparatus or the information device may further include a position information measurement unit which measures a location. The display unit may display at least one of the time and the location. | 1. A measurement apparatus, comprising: a storage unit;a timepiece unit which measures time;a biological information measurement unit which measures biological information indicative of a state of a user;a biological information determination unit which determines whether the biological information meets one of one or more predetermined biological information conditions to thereby determine whether or not the state of the user is one of one or more predetermined states;a storage control unit which, in response to determining that the biological information meets one of the predetermined biological information conditions and determining that the state of the user is one of the predetermined states, causes the storage unit to store a measurement time at which the biological information is measured; anda transmission unit which transmits transmission information comprising the stored measurement time and the stored biological information that is measured at the measurement time, wherein, when the biological information is determined to not meet one of the predetermined biological information conditions, the biological information is not stored or transmitted. 2. The apparatus of claim 1, further comprising a position information measurement unit which measures a location of the measurement apparatus, wherein the transmission information further comprises the location of the measurement apparatus at the measurement time. 3. The apparatus according to claim 1, wherein the biological information comprises a pulse rate, and the predetermined biological information condition comprises the pulse rate being equal to or above a predetermined threshold. 4. The apparatus according to claim 1, wherein the predetermined states comprise at least one member of the group consisting of: an exercising state of the user, a non-exercising state of the user, a non-vigorously exercising state of the user, and a vigorously exercising state of the user. 5. The apparatus according to claim 1, wherein the biological information comprises a pulse rate and information indicative of whether or not the user is exercising, and one of the predetermined biological information conditions comprises the pulse rate being equal to or above a predetermined threshold when the user is not exercising, and the predetermined state of the user comprises an excited state. 6. The apparatus according to claim 1, further comprising a server, wherein the transmission unit transmits the transmission information to an information device via the server;wherein the server comprises: a server-side storage unit which stores the transmission information; anda server communication unit which provides the transmission information, based on a request by the information device. 7. The apparatus according to claim 1, comprising an accessory configured to be worn by the user. 8. The apparatus according to claim 1, wherein the biological information measurement unit comprises a pulse rate monitor. 9. Th... | SEIKO EPSON CORPORATION | A61B005/11 A61B005/024 G04G021/04 G16H010/60 A61B005/00 G04G021/02 G06F019/00
US10064589 | B2 | 2018-09-04 | Method, apparatus, and article for pet attenuation correction utilizing MRI | 2014-06-27 | A method for attenuation correcting a PET image of a target includes locating a radiopaque structure by MRI scan of the target; fitting a model of the radiopaque structure to the MRI scan image; and correcting attenuation of the PET image based on the fitted model. | 1. A method for attenuation correcting a PET image of a target, comprising: locating a radiopaque structure by MRI scan of the target;fitting a model of the radiopaque structure to the MRI scan image;correcting attenuation of the PET image based on the fitted model; andwherein locating the radiopaque structure includes mapping a magnetic field from MR data, and identifying in the magnetic field map an anomaly consistent with the radiopaque structure, andfitting a model includes identifying search voxels within a 3-D MRI image and forming a composite image by matching the magnetic field map to the 3-D MRI image. 2. The method as claimed in claim 1, wherein identifying search voxels includes setting a signal threshold for selecting search voxels. 3. The method as claimed in claim 2, wherein matching the magnetic field map to the 3-D MRI image includes computing, for each search voxel of the MRI image, a generated field and a cost function comparison of the generated field to the magnetic field map. 4. The method as claimed in claim 1, wherein fitting a model includes scaling and positioning a plurality of superimposed dipole field sources to obtain a fitted model that generates a B0 distribution closely matching the magnetic field map. 5. The method as claimed in claim 4, wherein closely matching the magnetic field map includes obtaining a local minimum of a point-by-point cost function between the generated B0 distribution and the magnetic field map. 6. The method as claimed in claim 4, wherein fitting a model further includes selecting an implant archetype that has structural features and material parameters correlated with the fitted model. 7. The method as claimed in claim 6, wherein fitting a model further includes scaling, positioning, and warping the implant archetype to obtain a local minimum of a point-by-point cost function. 8. An apparatus for obtaining attenuation-corrected PET images of a target, said apparatus comprising: a PET detector;a magnetic resonance magnet assembly; a controller configured to operate the PET detector and the magnet assembly for locating a radiopaque structure by MRI scan of the target, fitting a model of the radiopaque structure to the MRI scan image, and correcting attenuation of the PET image based on the fitted model; andwherein locating the radiopaque structure includes mapping a magnetic field from MR data, and identifying in the magnetic field map an anomaly consistent with the radiopaque structure, andfitting a model includes identifying search voxels within a 3-D MRI image and forming a composite image by matching the magnetic field map to the 3-D MRI image. 9. The method as claimed in claim 1, wherein fitting a model includes obtaining an identifier of a client's implant, retrieving from a catalog an implant archetype matching the identifier, and scaling, positioning, and registering the implant archetype. 10. The apparatus as claimed in claim 8, wherein identifying search voxels includes set... | General Electric Company | A61B006/00 A61B005/055 A61B006/03 A61B005/00 G01R033/48
US10098700 | B2 | 2018-10-16 | Nerve block procedure drape | 2015-04-29 | In an embodiment, a device comprises a surgical drape having a fenestration formed therein and a nerve stimulator attached to an outward side of the surgical drape. One or more electrical conductors may also be attached to the drape and to the nerve stimulator. An electroconductive material may be arranged on a patient-facing side of the surgical drape. A connector may be attached to the surgical drape, which connector terminates an electrical conductor and is configured to permit attachment of an external nerve block needle. The attached nerve stimulator may be configured to provide a time-out indication. In another embodiment, the device comprises a surgical drape having at least one electrical conductor attached to the drape. At least one second connector may be attached to the surgical drape and configured to be in electrical communication with, and terminate, a second end of one or more electrical conductors. | 1. An apparatus for use in a nerve block procedure, comprising: a surgical drape having a patient-facing side and an outward side opposite the patient-facing side, and further comprising a fenestration formed therein;a nerve stimulator directly attached to the outward side of the surgical drape;at least one electrical conductor attached to the drape and coupled to the nerve stimulator; andelectroconductive material on the patient-facing side of the surgical drape,wherein a first electrical conductor of the at least one electrical conductor is operatively connected to the electroconductive material. 2. The apparatus of claim 1 wherein the electroconductive material is disposed in proximity to the fenestration. 3. The apparatus of claim 1 wherein the electroconductive material is disposed surrounding the fenestration. 4. The apparatus of claim 1 further comprising: a removable layer, wherein the electroconductive material is disposed between the patient-facing side of the surgical drape and the removable layer. 5. The apparatus of claim 1, wherein an electrical conductor of the at least one electrical conductor terminates in a connector configured to permit the attachment of an external nerve block needle. 6. The apparatus of claim 1, wherein the nerve stimulator is configured to provide a time-out indication. 7. The apparatus of claim 1, wherein the nerve stimulator comprises a display screen, and the nerve stimulator is configured to display the time-out indication on the display screen. 8. The apparatus of claim 1, wherein material forming the surgical drape is a transparent material. 9. The apparatus of claim 1, further comprising: at least one pocket formed on the outward side of the surgical drape. 10. The apparatus of claim 9, wherein material forming the at least one pocket is a transparent material. | - | A61B046/00 A61B019/10 A61N001/05 A61B046/23 A61B005/04 A61N001/34
US10085653 | B2 | 2018-10-02 | Pulse transmit time measurement device and method | 2015-09-09 | Proposed is a Pulse Transit Time, PTT, measurement concept wherein a forced oscillation technique, FOT, is used to determine a pulse arrival time at alveoli of the lungs of a patient. | 1. A method comprising the steps of: determining a pulse start time;using a forced oscillation technique to determine a pulse arrival time at alveoli of lungs of a patient, the determination of the pulse arrival time based on determining a change in impedance at the alveoli, the change in impedance based on a blood pressure wave arriving at the alveoli;determining a pulse transit time based on the pulse start time and the pulse arrival time; andtransmitting the pulse transit time to an output interface for monitoring of a cardiovascular function for the patient. 2. The method of claim 1, wherein the step of determining a pulse start time comprises: using a phonocardiograph to determine a point in time when a heart pulmonary valve of the patient opens. 3. The method of claim 1, wherein the step of determining a pulse start time comprises: using an electrocardiogram to determine a point in time when a right ventricle of a heart of the patient contracts. 4. The method of claim 1, wherein using a forced oscillation technique comprises: applying pressure oscillations into airways of the patient at a higher frequency than a natural breathing frequency of the patient. 5. The method of claim 1, further comprising measuring blood pressure based on the pulse transit time. 6. A pulse transit time measurement device, comprising: a pulse detection unit adapted to determine a pulse start time;a forced oscillation technique unit adapted to perform a forced oscillation technique to determine a pulse arrival time at alveoli of the lungs of a patient, the determination of the pulse arrival time based on determining a change in impedance at the alveoli, the change in impedance based on a blood pressure wave arriving at the alveoli; anda processing unit adapted to determine the pulse transit time based on the pulse start time and the pulse arrival time and transmit the pulse transit time to an output interface for monitoring of a cardiovascular function for the patient. 7. The pulse transit time measurement device of claim 6, wherein the pulse detection unit comprises: a phonocardiograph apparatus adapted to determine a point in time when a heart pulmonary valve of the patient opens. 8. The pulse transit time measurement device of claim 6, wherein the pulse detection unit comprises: an electrocardiogram apparatus adapted to determine a point in time when a right ventricle of a heart of the patient contracts. 9. The pulse transit time measurement device of claim 6, wherein the forced oscillation technique unit comprises an apparatus adapted to apply pressure oscillations into airways of the patient at a higher frequency than a natural breathing frequency of the patient. 10. A system, comprising: a pulse detection unit adapted to determine a pulse start time;a forced oscillation technique unit adapted to perform a forced oscillation technique to determine a pulse arrival time at alveoli of the lungs of a patient, the determination of the pulse arrival time ba... | Koninklijke Philips N.V. | A61B005/0205 A61B005/021 A61B007/04 A61B005/03 A61B005/085 A61B005/087 A61B005/0456 A61B005/0402 A61B005/00 A61B005/11
US10104507 | B1 | 2018-10-16 | Systems and methods to locate and operate a portable device on smart clothing | 2017-05-05 | Systems and methods locating and operating a portable device mounted to a garment. One method includes receiving, with an electronic processor, a signal from a communication line of a plurality of communication lines integrated within the garment. The method also includes determining, with the electronic processor, a location, on the garment, of the portable device based on the signal. The method also includes determining, with the electronic processor, an operational mode for the portable device based on the location. The method also includes adjusting, with the electronic processor, operation of the portable device based on the operational mode. | 1. A method for locating and operating a portable device mounted to a garment, the method comprising: receiving, with an electronic processor, a signal from a communication line of a plurality of communication lines integrated within the garment;determining, with the electronic processor, a location, on the garment, of the portable device based on the signal;determining, with the electronic processor, an operational mode for the portable device based on the location; andadjusting, with the electronic processor, operation of the portable device based on the operational mode. 2. The method of claim 1, wherein receiving the signal includes receiving an indication of the communication line over which the signal was transmitted from among the plurality of communication lines of the garment. 3. The method of claim 1, wherein receiving the signal includes receiving a first signal from the communication line and a second signal from a second communication line different from the communication line, wherein the plurality of communication lines are arranged to form a coordinate system within the garment. 4. The method of claim 3, wherein determining the location includes determining a coordinate point on the coordinate system based on the first signal and the second signal, wherein the coordinate point is associated with the location, on the garment, of the portable device, and wherein the first signal indicates a row of the coordinate system and the second signal indicates a column of the coordinate system. 5. The method of claim 1, further comprising receiving at least one selected from a group consisting of a user characteristic indicating a characteristic of a user of the garment, orientation data from an orientation sensor associated with the portable device, and a garment characteristic indicating a characteristic of the garment, wherein determining the operational mode for the portable device includes determining the operational mode for the portable device based on at least one selected from the group consisting of the user characteristic indicating a characteristic of a user of the garment, the orientation data from an orientation sensor associated with the portable device, the garment characteristic indicating a characteristic of the garment, and a determination that the portable device has detached from the garment. 6. The method of claim 5, wherein adjusting the operation of the portable device includes at least one selected from a group consisting of adjusting a configuration of a display, adjusting a configuration of a hard key, adjusting a field of view of an image sensor, disabling a microphone, enabling the microphone, adjusting a source of annunciation feedback, adjusting beamforming for a microphone, adjusting filtering for the microphone, and adjusting a gain for the microphone. 7. A portable device mounted to a garment, the portable device comprising: a memory storing instructions; andan electronic processor that is coupled to th... | MOTOROLA SOLUTIONS, INC. | H03G003/02 H04B001/401 A61N001/00 A61B005/04 G06K019/07 G06K007/10 H04W004/02 H04R001/40 H04R003/00 H04R001/02 H04R003/04 H04W088/06
US10092182 | B2 | 2018-10-09 | Modular lens adapters for mobile anterior and posterior segment ophthalmoscopy | 2017-06-14 | A modular lens adapter system or kit is provided for mobile anterior and posterior segment ophthalmoscopy. Equipped with various lens adapter modules, respective lenses and a mobile imaging device, a user is provided with tools for various mobile ophthalmoscopy imaging applications. Eye care practitioners can use their existing lenses to customize the modular lens adapter system in a cost-effective way, which allows for mobile and remote capture, viewing, and utilization of clinical images. The various modules are also adaptable to nearly any type of phone or tablet regardless of its dimensions or presence of a protective case. The invention also addresses the need for fewer, smaller, less expensive, and easier to use ophthalmic imaging equipment, which is further important in enabling a broad base of users. | 1. A modular lens adapter system for mobile anterior and posterior segment ophthalmoscopy, comprising: (a) a variable intensity light source;(b) an ophthalmoscopy lens adapter for imaging the posterior segment of an eye, wherein the ophthalmoscopy lens adapter comprises a telescoping arm with a first end and a second end, wherein the first end the telescoping arm comprises a lens mount configured to removably mount an ophthalmoscopy lens and fold relative to the telescoping arm, and wherein on the second end the telescoping arm comprises a mobile imaging device mount configured to removably mount a mobile imaging device comprising a phone, smartphone, or tablet computing device,wherein the telescoping arm can be oriented to position the ophthalmoscopy lens at various distances with respect to a lens of the mobile imaging device,wherein the ophthalmoscopy lens adapter is configured such that the ophthalmoscopy lens is coaxially aligned with the lens of the mobile imaging device, andwherein the variable intensity light source is configured to be coaxially aligned with the lens of the mobile imaging device; and(c) a macro lens adapter comprising a lens mount configured to mount a macro lens for imaging the anterior segment of the eye, wherein the macro lens adapter is configured to be removably engaged with the mobile imaging device, wherein the variable intensity light source is configured to be coaxially aligned with the macro lens, and wherein the macro lens adapter is configured such that the macro lens is coaxially aligned with the lens of the mobile imaging device. 2. The system as claimed in claim 1, wherein the ophthalmoscopy lens adapter does not have reflective mirrors. 3. The system as claimed in claim 1, wherein the ophthalmoscopy lens adapter has an un-encased optical pathway between the mobile imaging device mount and the ophthalmoscopy lens. 4. The system as claimed in claim 1, wherein the variable intensity light source and the macro lens adapter are integrated as one adapter configured. 5. The system as claimed in claim 1, wherein the variable intensity light source is an external variable intensity LED adapter, configured to be removably engaged with the mobile imaging device. 6. The system as claimed in claim 1, wherein the telescoping arm can position the lens mount from the mobile phone mount in a range of 1 cm to 20 cm. 7. The system as claimed in claim 1, wherein the ophthalmoscopy lens adapter, without holding the ophthalmoscopy lens, is less than 100 grams. 8. The system as claimed in claim 1, further comprising a gonioscopy lens adapter having a lens mount configured to removably mount a gonioscopy lens for imaging the iridocorneal angle of the eye, wherein the gonioscopy lens adapter is configured to be removably engaged with the mobile imaging device, wherein the variable intensity light source is configured to be coaxially aligned with the gonioscopy lens, and wherein the gonioscopy lens adapter is configured to b... | The Board of Trustees of the Leland Stanford Junior University | A61B003/12 A61B003/10 A61B003/117 A61B003/14 A61B003/125 A61B005/00 A61B090/30
US10094740 | B2 | 2018-10-09 | Non-regression method of a tool for designing a monitoring system of an aircraft engine | 2014-10-06 | A system of non-regression tests of a designing tool including modules used to build a monitoring device of an aircraft engine is provided. The system includes a processor configured to automatically create an experience base by instrumenting behavior tests upon executing the modules, the experience base including reference input signals, sets of reference parameters, reference output signals, and collections of results of reference executions relating to the modules; start again the behavior tests on the modules depending on the corresponding reference input signals and the corresponding sets of reference parameters thus generating test output signals and collections of results of test executions; and compare the test output signals with the corresponding reference output signals and the collections of results of test execution with the corresponding collections of results of reference executions in order to test the non-regression of the designing tool. | 1. A method of non-regression tests of a tool for designing a monitoring device of an aircraft engine, said designing tool including modules used to build the monitoring device, each module integrating algorithmic functions dedicated to specific tasks and being configured by a set of parameters, each module being adapted to be executed on an input signal to deliver an output signal, the method comprising: automatically creating an experience base by instrumenting behavior tests upon executing the modules, said experience base including reference input signals, sets of reference parameters, reference output signals, and collections of results of reference executions relating to said modules,starting again said behavior tests on said modules depending on the corresponding reference input signals and the corresponding sets of reference parameters thus generating test output signals and collections of results of test executions, andcomparing said test output signals with the corresponding reference output signals and said collections of results of test executions with said corresponding collections of results of reference executions in order to test the non-regression of the designing tool,wherein the method further comprises, upon executing a module, creating the experience base including: creating collections of instances of reference modules for the different modules, each module being associated with a collection of instances of reference modules and each instance of reference module being defined by the algorithmic functions of the corresponding module, and its set of reference parameters, each instance of reference module being associated with a reference input signal, a reference output signal, and a collection of results of reference executions, andrecording the different instances of reference modules of a same module in a storage system. 2. The method according to claim 1, wherein the collection of results of reference executions associated with an instance of reference module includes a reference execution flow rate and a reference execution duration. 3. The method according to claim 1, wherein the non-regression test of a module to be tested includes: creating a collection of instances of test module associated with the collection of instances of reference module corresponding to said module to be tested,assigning for each instance of test module the set of reference parameters of the instance of the corresponding reference module,executing each instance of test module on the reference input signal of the instance of the corresponding reference module to generate a test output signal and a corresponding collection of results of test executions, said collection of results of test executions including a test execution flow rate and a test execution duration,comparing the test execution flow rate of each instance of test module with the reference execution flow rate of the instance of the corresponding reference module,comparing the test o... | SAFRAN AIRCRAFT ENGINES | A61B003/00 G02B027/01 A61B005/00 G01M015/00 G06F011/36 G06F011/277
US10089735 | B2 | 2018-10-02 | Image processing method to diagnose cutaneous lesion, diagnostic apparatus used for the same method, and medium storing program associated with the same method | 2016-01-13 | The invention provides a method of processing an image in a diagnostic apparatus of diagnosing a cutaneous lesion using a cutaneous image, comprising the steps of: (a) obtaining a first detail image made by performing a first component separation filter on a brightness component of the cutaneous image; (b) obtaining a second detail image made by performing a second component separation filter on the brightness component of the cutaneous image, the second component separation filter having properties different from those of the first component separation filter; (c) generating a third detail image based on the first detail image and the second detail image; (d) newly generating a third base image based on the third detail image; and (e) combining the third detail image with the third base image to restore a brightness component and generate a highlighted image. | 1. A method of processing an image in a diagnostic apparatus for diagnosing a cutaneous lesion using a cutaneous image, the method comprising: (a) obtaining a first detail image by performing a first component separation filter processing on a brightness component of the cutaneous image;(b) obtaining a second detail image by performing a second component separation filter processing on the brightness component of the cutaneous image, the second component separation filter processing having properties different from those of the first component separation filter processing;(c) generating a third detail image based on the first detail image and the second detail image;(d) newly generating a third base image based on the third detail image; and(e) combining the third detail image with the third base image to restore a brightness component and generate a highlighted image;wherein the first component separation filter processing is a first edge preserving smoothing filter processing configured to highlight a periphery of an edge of the cutaneous image, and wherein the second component separation filter processing is a second edge preserving smoothing filter processing configured to attenuate a periphery of an edge of the cutaneous image. 2. The method according to claim 1, wherein in step (e) the highlighted image is generated using a restored brightness component and a color information component. 3. The method according to claim 1, wherein in step (e) the third detail image and the third base image are subjected to a coefficient processing and reconstruction to restore the brightness component and generate the highlighted image. 4. The method according to claim 1, wherein the third base image is generated by subtracting the third detail image from the brightness component. 5. The method according to claim 1, further comprising, prior to step (a), separating the cutaneous image into the brightness component and a color information component. 6. A method of processing an image in a diagnostic apparatus for diagnosing a cutaneous lesion using a cutaneous image, the method comprising: (a) obtaining a first detail image by performing a first component separation filter processing on a brightness component of the cutaneous image;(b) obtaining a second detail image by performing a second component separation filter processing on the brightness component of the cutaneous image, the second component separation filter processing having properties different from those of the first component separation filter processing;(c) generating a third detail image based on the first detail image and the second detail image;(d) newly generating a third base image based on the third detail image; and(e) combining the third detail image with the third base image to restore a brightness component and generate a highlighted image;wherein the third detail image is generated by replacing a plus area of the second detail image with the first detail image. 7. The method ac... | CASIO COMPUTER CO., LTD. | G06T007/00 G06T005/00 G06T005/20 A61B005/00 G06T005/50 G06T007/11
US10096764 | B2 | 2018-10-09 | Application of piezo technology to convert alternating current (AC) line power to isolated direct current (DC) power in high external magnetic fields | 2015-01-06 | A system (10) and a method (200) supply power in high external magnetic fields. Alternating current (AC) line power is converted (202) to isolated power using one or more piezoelectric transformers (18). The flow of AC line power to the piezoelectric transformers (18) is regulated (204) to maintain the isolated power at a predetermined voltage. | 1. A power supply for supplying power in high external magnetic fields, the power supply comprising: a piezoelectric core converter module configured for converting alternating current (AC) line power to isolated direct current (DC) power using one or more piezoelectric transformers; and a regulator module configured for regulating the flow of AC line power to the piezoelectric core converter module to maintain the isolated power at a predetermined voltage;wherein the regulator module includes a microcontroller module and a bias regulator module which provides a first regulated DC power sufficient to power the microprocessor module and a second regulated DC power;wherein the piezoelectric core converter module includes an H-bridge module which receives the second regulated DC power from the bias regulator and generates a high frequency pulse train;wherein a module determines a difference between the isolated DC power and an expected isolated DC power and the microcontroller controls the H-bridge module to adjust a duty cycle of the high frequency pulse train. 2. The power supply according to claim 1, wherein the piezoelectric core converter module includes an air core inductor configured for generating from high frequency pulse train a sinusoidal input to the piezoelectric transformers at a frequency above the mechanical resonance of the piezoelectric transformers. 3. The power supply according to claim 1, wherein the one or more piezoelectric transformers includes a plurality of piezoelectric transformers connected in parallel to increase power output of the power supply. 4. The power supply according to claim 1, wherein the regulator module is further configured for: monitoring the temperature of the piezoelectric transformers and/or monitoring the AC line power; andprotecting the piezoelectric transformers from damage based on the monitoring. 5. The power supply according to claim 1, wherein the high magnetic field is greater than 2000 gauss (G). 6. A medical system comprising: a magnetic resonance imaging (MRI) scanner including a main magnetic which generates a high external magnetic field; andthe power supply according to claim 1 positioned proximate to the main magnetic and providing power to an external load. 7. A method for supplying power in high external magnetic fields, the method comprising: converting alternating current (AC) line power to isolated direct current (DC) power using one or more piezoelectric transformers; and regulating the flow of AC line power to the piezoelectric transformers to maintain the isolated power at a predetermined voltage;wherein the regulating includes providing a first regulated DC power; sufficient to power a microprocessor module and a second regulated DC power;wherein the converting includes receiving the second regulated DC power and generating a high frequency pulse train;wherein a difference between the isolated DC power and expected isolated DC power is determined and used by the microcontr... | KONINKLIJKE PHILIPS N.V. | G01V003/00 H01L041/107 A61B005/055 H02M001/32 H02M001/44 H02M003/335 H02M007/04 G01R033/3815 H02M001/00 G01R033/341 G01R033/385 G01R033/54 G01R033/56
US10098571 | B2 | 2018-10-16 | Digestive tract patency capsule | 2014-05-09 | Disclosed is a digestive tract patency capsule, comprising an outer membrane (2) and a supporting material (1) which is soluble in digestive juices. The outer membrane (2) is a sealed soft capsule body made from a sustained-release enteric material, and the dissolution time of the outer membrane (2) is greater than the normal emptying time of the human digestive tract. The cavity of the capsule body of the outer membrane (2) is provided with an indicator (5) which can be absorbed by the body and enables the discharged urine to change color. The supporting material (1) is provided in the cavity of the capsule body of the outer membrane (2) to support the outer membrane (2) in a capsule form. The digestive tract patency capsule can safely and effectively check the feasibility of performing a capsule endoscopic examination on a user. The digestive tract patency capsule can predict the feasibility of a capsule endoscopic examination and is taken before performing a capsule endoscopic examination on a patient, thus safely, simply and effectively providing a good basis for the determination of whether a capsule endoscopic examination should be performed for a clinician. | 1. A digestive tract patency capsule, comprising an outer membrane (2) and a supporting material (1) which is soluble in digestive juices, the outer membrane (2) being a sealed soft capsule body made from a sustained-release enteric material, defining a cavity of the capsule body, and having a dissolution time greater than normal emptying time of a human digestive tract, wherein the cavity of the capsule body is provided with an indicator (5) which can be absorbed by human body and change urine color discharged therefrom, and the supporting material (1) is provided in the cavity of the capsule body to maintain the outer membrane (2) in a capsule form: wherein the outer membrane (2) is provided with through holes which are blocked by hole plugs (3) for sealing the outer membrane (2), and the hole plugs (3) are made from a sustained-release enteric material with a dissolution time between normal emptying time of a human digestive tract and the dissolution time of the outer membrane (2); wherein the capsule body comprises two curved end terminals both provided with through holes blocked by hole plugs (3): wherein the material of the outer membrane (2) is polylactic acid, microcrystalline cellulose or polyvinyl pyrrolidone, the material of hole plug (3) is microcrystalline cellulose, glyceryl behenate, polyvinyl pyrrolidone, hydroxypropyl methyl cellulose or lactose, and the hole plugs (3) are adaptively embedded in the through holes and tightly connected to the outer membrane (2) via a biological glue or a UV glue; and wherein the indicator (5) is a colored contrast agent. 2. The digestive tract patency capsule of claim 1, wherein the supporting material (1) is gelatin, lactose or starch and has an adjustable weight ratio so as to simulate the actual weight of a capsule endoscopy. | Side Liu | A61B005/00 A61B005/107 A61M031/00
US10066017 | B2 | 2018-09-04 | Methods for treating chronic sinusitis with nasal polyps by administering an IL-4R antagonist | 2015-11-13 | The present invention provides methods for decreasing a nasal polyp score in a subject. The methods include administering to a subject in need thereof a therapeutic composition comprising an interleukin-4 receptor (IL-4R) antagonist such as an anti-IL-4R antibody or antigen binding fragment thereof. | 1. A method for treating chronic sinusitis with nasal polyps (CSwNP) in a subject in need thereof comprising administering to the subject a pharmaceutical composition comprising an antibody or antigen binding fragment thereof that specifically binds an interleukin-4 receptor (IL-4R), wherein the antibody or antigen binding fragment thereof comprises heavy chain and light chain CDR sequences from the heavy chain variable region (HCVR) and light chain variable region (LCVR) sequence pair of SEQ ID NOs:1 and 2, andadministering to the subject one or more maintenance doses of intranasal corticosteroid (INCS), thereby treating CSwNP in the subject. 2. The method of claim 1, wherein the subject has a total of at least 5 nasal polyps, with two or more nasal polyps present in each nostril prior to the administering steps. 3. The method of claim 1, wherein the antibody or antigen binding fragment thereof is administered in an initial dose of between about 200 mg and about 600 mg, in one or more subsequent doses of between about 200 mg and about 400 mg each, and wherein the one or more subsequent doses are administered once every seven days or once every two weeks. 4. The method of claim 1, wherein the antibody or antigen binding fragment thereof comprises light chain CDR sequences of SEQ ID NOs: 6, 7 and 8, and heavy chain CDR sequences of SEQ ID NOs: 3, 4 and 5. 5. The method of claim 1, wherein the administering steps are followed by an improvement in one or more nasal polyposis-associated parameters selected from the group consisting of loss of smell, runny nose, post nasal drip, and nasal peak inspiratory flow (NPIF) that occur in the day (AM), at night (PM) or both in the AM and in the PM, and/or an improvement in one or more chronic sinusitis-associated parameters selected from the group consisting of nasal congestion, decreased or lost sense of smell, anterior nasal discharge, posterior nasal discharge, facial pain, and headache. 6. The method of claim 1, wherein the antibody or antigen binding fragment thereof is dupilumab or an antigen binding fragment thereof. 7. A method for treating CSwNP in a subject in need thereof comprising administering to the subject a loading dose of about 400 to about 600 mg of an antibody or antigen binding fragment thereof that specifically binds an IL-4R, wherein the antibody or antigen binding fragment thereof comprises heavy chain and light chain CDR sequences from the HCVR and LCVR sequence pair of SEQ ID NOs:1 and 2,administering to the subject one or more maintenance doses of about 200 to about 300 mg each of the antibody or antigen binding fragment thereof, andadministering to the subject one or more doses of INCS, thereby treating CSwNP in the subject. 8. The method of claim 7, wherein the subject has a total of at least 5 nasal polyps, with two or more nasal polyps present in each nostril prior to the administering steps. 9. The method of claim 7, wherein the one or more maintenance doses are about 3... | SANOFI BIOTECHNOLOGY REGENERON PHARMACEUTICALS, INC | C07K016/28 A61K039/395 A61K031/573 A61K031/58 A61B005/00 A61K039/00
US10084274 | B2 | 2018-09-25 | Universal adaptor for defibrillators and/or electrocardiograms and methods associated therewith | 2015-07-30 | The present invention relates to a universal adaptor that allows one to connect electrodes and/or electrode pads from a patient that is experiencing heart problems to an EKG and/or defibrillator from a different manufacturer from the manufacturer of the electrodes and/or electrode pads. The invention also relates to methods of saving a patient's life by eliminating the process and time that it would take to transfer electrodes and/or electrode pads on a patient by using this universal adaptor. | 1. A universal adaptor that functions to connect electrode pads present on a patient wherein said electrode pads are from a first manufacturer to a defibrillator machine from a different second manufacturer wherein said electrode pads need not be removed from said patient and wherein said universal adaptor comprises a plurality of male prongs and a plurality of female receptors. 2. The universal adaptor of claim 1, wherein the universal adaptor allows between 3 and 20 defibrillators to be connected to the universal adaptor. 3. The universal adaptor of claim 1, further comprising electrical components. 4. The universal adaptor of claim 3, wherein electrical components comprise one or more of capacitors, resistors, operational amplifiers, inductors, transistors, diodes, or mixtures thereof. 5. The universal adaptor of claim 1, wherein a first manufacturer and a different second manufacturer is selected from the group consisting of Bionet, Brentwood Midmark, Burdick, Cardioline, Datex Ohmeda, Dr. Lee, Fukuda Denshi, General Electric, Hewlett Packard, Medtronic, Mortara, Nihon Kohden, Philips, QRS, Ritter, Schiller, Welch Allyn, Cardiac Science, Defibtech, HeartSine Technologies, Inc., Laerdal Medical Corporation, Medical Research Laboratories, Inc., Medtronic Physio-Control Corporation, Philips Medical Systems/Heartstream, Physio-Control, and ZOLL Medical Corporation. 6. The universal adaptor of claim 1, wherein the universal adaptor is part of a kit. 7. The universal adaptor of claim 6, wherein the kit further comprises at least one of electrodes, electrode adhering or non-adhering pads, a conductive gel, instructions, scissors, razor, gauze, cloth band-aids, plastic band-aids, first aid tape, alcohol, antiseptic wipes, hand sanitizer, gloves, blood pressure cuff, stethoscope, scalpel, batteries, a battery charger, an AC/DC converter, an EKG machine or a defibrillator machine. 8. The universal adaptor of claim 1, wherein the universal adaptor comprises twelve faces. 9. The universal adaptor of claim 8, wherein at least one female receptor on the universal adaptor connects to a lead that goes to electrode pads on a patient, and at least one male prong connects to a lead that goes to the defibrillator machine. 10. The universal adaptor of claim 1, wherein the universal adaptor comprises 6 faces. 11. A kit that comprises a universal adaptor for a defibrillator to connect electrode pads from one manufacturer to a defibrillator from a different second manufacturer, and at least one of electrodes, electrode adhering or non-adhering pads, a conductive gel, instructions, scissors, razor, gauze, cloth band-aids, plastic band-aids, first aid tape, alcohol, antiseptic wipes, hand sanitizer, gloves, blood pressure cuff, stethoscope, scalpel, batteries, a battery charger, an AC/DC converter, or a defibrillator machine wherein said universal adaptor comprises a plurality of male prongs and a plurality of female receptors. 12. The kit of claim 11, wher... | - | A61B005/0428 A61N001/04 H01R031/06 A61B005/0408
US10080916 | B2 | 2018-09-25 | Fitness structure | 2016-03-31 | A fitness structure includes a bar having a first end portion and a second end portion, a pair of bar support portions provided at each side of the bar and having a plurality of bar support members to place the bar at a plurality of heights, a first load portion and a second load portion spaced apart from the bar to a certain degree and facing each other, a first cable coupled between the first end portion of the bar and the first load portion, a second cable coupled between the second end portion of the bar and the second load portion. Heights of the first load portion and the second load portion vary depending on a height of one of the plurality of bar support members at which the bar is detachably placed. | 1. A fitness structure comprising: a bar having a first end portion and a second end portion;a bar support frame provided at each side of the bar and the bar support frame having a plurality of bar holders to place the bar at a plurality of heights;a first load and a second load spaced apart from the bar to a certain degree and facing each other;a first cable coupled between the first end portion of the bar and the first load; anda second cable coupled between the second end portion of the bar and the second load,wherein heights of the first load and the second load vary depending on a height of one of the plurality of bar holders at which the bar is detachably placed,wherein the heights of the first load and the second load have a predetermined distance from a ground when no external force is applied to the first cable and the second cable,wherein, when the bar is in use, the bar is held by a user and physically detached from the one of the plurality of bar holders, and when the bar is placed on the one of the plurality of bar holders, one or more weight portions are attachable and detachable with respect to the first load and the second load,wherein in a state in which the bar placed on the one of the plurality of bar holders is detached from the one of the plurality of bar holders and held by the user, the bar is capable of performing a downward motion in the direction of gravity from a height of the one of the plurality of bar holders while the first cable is coupled between the first end portion of the bar and the first load, and the second cable is coupled between the second end portion of the bar and the second load, andwherein a bar accommodation frame is defined in a lower portion of the bar support frame and in a state in which the bar is accommodated in the bar accommodation frame, the bar is capable of performing an upward motion in a direction opposite to gravity. 2. The fitness structure of claim 1, wherein the one or more weight portions are detachably provided on the first load and the second load, regardless of positions of the first load and the second load. 3. The fitness structure of claim 1, wherein an insertion hole is formed in the bar support frame at each of the plurality of heights, each of the plurality of bar holders is inserted into the insertion hole, and the bar is supported by the plurality of bar holders. 4. The fitness structure of claim 1, wherein, as the bar is supported by the one of the plurality of bar holders, even when the bar is supported on any one of the plurality of bar holders, the one or more weight portions are detachably provided to the first load and the second load. 5. The fitness structure of claim 1, wherein the first load and the second load are moved in a same direction as a movement direction of the bar in a third direction. 6. The fitness structure of claim 5, wherein, when the bar is moved in a direction ascending from the ground, the first load or the second load is ascended in a ver... | - | A63B021/062 A63B021/00 A63B023/12 A61B005/00 A63B071/06 A63B023/035 A63B021/008 A63B021/055 A63B023/04 A63B071/00
US10068049 | B2 | 2018-09-04 | Automated fiducial marker planning method | 2013-06-03 | A system and method are described for determining candidate fiducial marker locations in the vicinity of a lesion. Imaging information and data are input or received by the system and candidate marker locations are calculated and displayed to the physician. Additionally, interactive feedback may be provided to the physician for manually selected or identified sites. The physician may thus receive automatic real time feedback for a candidate fiducial marker location and adjust or accept a constellation of fiducial marker locations. 3D renderings of the airway tree, lesion, and marker constellations may be displayed. | 1. A computer-implemented method for providing visually enhanced, real-time feedback to assist a physician identify suitable candidate locations for placing markers in the vicinity of a target in a patient prior to performing a medical procedure, the method comprising: receiving image information of a thoracic anatomy of the patient;receiving image information of a target in the vicinity of the thoracic anatomy;identifying a constellation by identifying a plurality of candidate marker locations in at least one of the image information of the thoracic anatomy and the image information of the target;automatically providing feedback, in real time, including providing an enhanced visual representation of the plurality of candidate marker locations defining the constellation; and wherein the step of automatically providing feedback is based on (a) computing a score on a computer system, the computer system including a processor operable to compute the score for each of said candidate marker locations and for the constellation as a whole, and wherein the score is based on at least one constraint, and (b) displaying the at least one constraint in the enhanced visual representation; and wherein the step of identifying is performed prior to performing the medical procedure; andadjusting at least one candidate marker location of the constellation to a suitable location in the image information of the thoracic anatomy and target based on said automatic feedback and enhanced visual representation. 2. The method of claim 1 wherein the identifying step comprises manually identifying the candidate location with a computer input device. 3. The method of claim 2 comprising determining a 3D airway tree model from the image information of a thoracic anatomy, determining a 3D target model from the image information of a target in said thoracic anatomy, and displaying said 3D airway tree model and said 3D target model. 4. The method of claim 1 comprising determining an obstacle from the image information of the thoracic anatomy. 5. The method of claim 4 wherein the feedback includes indicating the candidate location is in the vicinity of the obstacle. 6. The method of claim 1 wherein the at least one constraint comprises whether said candidate location would obstruct visualization of a previously selected marker location. 7. The method of claim 1 wherein the at least one constraint comprises a patient's breathing motion. 8. The method of claim 1 wherein the at least one constraint comprises treatment-specific constraints. 9. The method of claim 1 wherein the at least one constraint comprises a marker characteristic. 10. The method of claim 1 wherein the identifying includes identifying a constellation comprising four candidate marker locations. 11. The method of claim 10 wherein the step of providing feedback is performed by providing feedback regarding the constellation. 12. The method of claim 1 wherein the constraint comprises the degree to which the at... | BRONCUS MEDICAL, INC. | G06G007/60 A61B005/05 G06F019/12 G06T019/00 A61N005/10 A61B034/10 G16H050/50 G06F019/00
US10085697 | B1 | 2018-10-02 | Pulse oximeter system | 2013-08-12 | Pulse oximeter systems are described that detect an oxygen level of a user and/or monitor a user's heart rate. The pulse oximeter systems are configured to provide an alert when a user's detected oxygen level decreases below an established oxygen level, and/or when a user's heart rate decreases below a lower threshold value and/or increases above an upper threshold value. For example, an alert may be provided when a user's detected oxygen level decreases by more than about five percent (5%) of an established oxygen level. In some instances, an operator can set a level at which an alert will be provided. | 1. A system for monitoring an infant, comprising: a first device configured to be wearable by an infant at the infant's foot, the wearable device comprising a sensor configured to detect an oxygen level of the infant and a heart rate of the infant, and a transmitter coupled with the sensor for transmitting an indication of the infant's detected oxygen level and the infant's detected heart rate;a second device comprising a receiver for receiving the indication of the infant's detected oxygen level and the infant's detected heart rate from the first device,a processor configured to establish an oxygen level and a heart rate for the infant by measuring values for both the oxygen level and the heart rate, the values staying substantially constant during a first period of time, the processor further configured for comparing the infant's detected oxygen level and the infant's detected heart rate to the established oxygen level and the established heart rate for the infant, the processor configured to compare the infant's detected oxygen level to a lower threshold being a decrease of the established oxygen level of five percent (5%) or more, the processor configured to compare the infant's detected heart rate to a lower threshold being a decrease of a percentage of the established heart rate and an upper threshold being an increase of a percentage of the established heart rate,an identifier for providing an alert when the infant's detected oxygen level or the infant's detected heart rate is outside the thresholds for either oxygen level or heart rate, the identifier providing an alert when the oxygen level or the heart rate are not provided for a preprogrammed time period, and a second transmitter for transmitting at least one of the indication of the infant's detected oxygen level, the infant's detected heart rate, or the alert; anda mobile monitoring device for receiving the at least one of the indication of the infant's detected oxygen level, the infant's detected heart rate, or the alert from the second device and displaying the at least one of the indication of the infant's detected oxygen level, the infant's detected heart rate, or the alert. 2. The system as recited in claim 1, wherein the sensor comprises a pulse oximeter. 3. The system as recited in claim 1, wherein the second device comprises at least one of a base station monitor, a handheld monitor, or a smart phone monitor. 4. The system as recited in claim 1, wherein the sensor comprises a sensor configured to detect at least one of a presence or an absence of motion associated with the infant, and the transmitter is configured to transmit the at least one of the presence or the absence of motion associated with the infant. 5. The system as recited in claim 1, wherein the identifier is configured to provide an alert comprising at least one of an audible alarm, a visual alarm, a flashing display readout, an indicator light, a haptic feedback alarm, or an electronic message. 6. A method... | - | A61B005/00 A61B005/11 A61B005/1455
US10110983 | B2 | 2018-10-23 | Ear sizing system and method | 2012-02-17 | An ear measurement system and method include obtaining an image of an ear and an associated a calibration device, and analyzing the image to determine the size of desired portions of the ear. Such sizing is then used, for example, for fitting an earbud or earbud adapter. | 1. An ear measurement method, comprising: obtaining a two-dimensional image including both at least a portion of an ear and an associated calibration device, said associated calibration device being a reference object;comparing the associated calibration device to a predesigned template;determining a sizing parameter based on a difference in size between the image of the calibration device and the predesigned template; anddetermining an ear size by applying the sizing parameter to the image of the ear. 2. The method of claim 1, wherein obtaining the two-dimensional image of the ear and the associated calibration device further comprising capturing the two-dimensional image via mobile device. 3. The method of claim 1, further comprising sizing an earpiece based on the ear size. 4. The method of claim 3, further comprising delivering the earpiece to a consumer. 5. The method of claim 1, further comprising transmitting the two-dimensional image of the ear and the associated calibration device over a network to be analyzed. 6. An earpiece sizing system, comprising: an image capture device;a sizing program configured to receive a two-dimensional image of both an ear and a calibration device from the image capture device, comparing the image of the calibration device to a predesigned template, determine a sizing parameter based on a difference in size between the image of the calibration device and the predesigned template, and determining a size of the ear within the two-dimensional image by applying the sizing parameter to the ear within the two-dimensional image for sizing an earpiece. 7. The system of claim 6, wherein the image capture device is a camera. 8. The system of claim 6, wherein the image capture device includes a mobile phone. 9. The system of claim 6, wherein the calibration device is an earbud. 10. The system of claim 9, wherein the sizing parameter is determined based on a difference in a known diameter of the earbud with a diameter of the earbud within the image. 11. The system of claim 6, wherein the calibration device is a ruler. 12. The system of claim 6, wherein the calibration device is a gauge block. 13. The system of claim 6, wherein the two-dimensional image includes a posterior edge of the ear and wherein the sizing program is further configured to determine a size of the posterior edge based on the at least on the sizing parameter. 14. The system of claim 6, wherein the sizing parameter is determined based on a difference in a known dimension of a calibration device and a dimension of the image of the calibration device. 15. A method of selecting an appropriate size earpiece selecting method, comprising: obtaining a two-dimensional image including both an ear and an associated calibration device, the associated calibration device being a known reference object;comparing the image of the calibration device to a scaling template;determining a sizing parameter based on a difference in size between the image of th... | Harman International Industries, Incorporated | H04N007/18 H04R001/10 A61B005/107 A61B005/00
US10076281 | B2 | 2018-09-18 | Device and method for sleep monitoring | 2014-11-27 | A sleep monitoring device (100) is disclosed for measuring a biophysical variable (131) of a living-being (150), comprising at least two pressure sensors (101-103) spatially arranged in a predefined planar geometry. The living-being rests on the supporting layer (199) contacted by the sensors that generate sensor signals in response to pressure caused by the living being via the supporting layer. A processing unit (110) determines the position of the living-being on the supporting layer based on differences between the sensor signals; a magnitude attenuation factor is determined based on the position of the living-being and a position of a sensor; the biophysical variable is determined from a sensor signal generated by that sensor, including a magnitude correction based on the magnitude attenuation factor. The effect of the invention is that only few sensors are needed to measure a biophysical variable accurately, irrespective of the living-being's position on the supporting layer. | 1. Sleep monitoring device for measuring a biophysical variable of a living-being, the sleep monitoring device comprising sensors being at least two pressure sensors that are spatially arranged in a predefined planar geometry, the sensors being arranged for contacting a supporting layer for supporting the living-being while resting andgenerating respective sensor signals in response to pressure caused by the living-being via the supporting layer to the sensors, the sleep monitoring device further comprising a processing unit arranged for performing:(a) a localization function configured fordetermining a position (P0) of the living-being on the supporting layer relative to the sensors based on differences between the respective sensor signals by performing a multilateration procedure based on phase differences between the respective sensor signals or by performing a trilateration procedure based on magnitude differences between the respective sensor signals, and (b) a determining measurement function configured fordetermining a magnitude attenuation factor (ATT) based on the determined position of the living-being and a position (P1-P3) of one of the sensors, anddetermining the biophysical variable based on a sensor signal generated by the one of the sensors and the magnitude attenuation factor. 2. Sleep monitoring device as in claim 1, wherein the determining function is configured for selecting, from the sensors, one of the sensors generating a sensor signal having the largest magnitude among magnitudes of the respective sensor signals. 3. Sleep monitoring device as in claim 1, wherein the determining function is configured for determining the biophysical variable by determining multiple magnitude attenuation factors (ATT) based on the determined position of the living-being and on respective multiple positions (P1-P3) of respective multiple sensors of the sensors, anddetermining the biophysical variable based on respective multiple sensor signals generated by the respective multiple sensors and on the multiple magnitude attenuation factors. 4. Sleep monitoring device as in claim 1, wherein the determining function is configured for determining the biophysical physical variable being one of a breathing intensity rate, a heart-beat intensity, body weight, body movements, heart rate, and breathing rate. 5. Sleep monitoring device as in claim 1, wherein a preferred direction of a first sensor of the sensors is non-parallel to a surface normal vector (Z) of the predefined planar geometry, the preferred direction being a direction in which the first sensor responds most to pressure waves as compared to other directions than the preferred direction. 6. Sleep monitoring device as in claim 5, wherein a preferred direction of a second sensor of the sensors is non-parallel to the surface normal vector (Z) and to the preferred direction of the first sensor, the preferred direction of the second sensor being a direction in which the second sensor respo... | KONINKLIJKE PHILIPS N.V. | A61B005/02 A61B005/00 A61B005/08 A61B005/024 A61B005/103 A61B005/11 A61B005/113
US10098565 | B2 | 2018-10-16 | System and method for lung visualization using ultrasound | 2014-08-27 | A system for ultrasound interrogation of a lung includes a memory, an electromagnetic (EM) board, an extended working channel (EWC), an EM sensor, a US transducer, and a processor. The memory stores a three dimensional (3D) model, a pathway plan for navigating a luminal network. An EM board generates an EM field. The EWC is configured to navigate the luminal network of a patient toward a target following the pathway plan and the EM sensor extends distally from the EWC and senses the EM field. The US transducer extends distally from a distal end of the EWC and generates US waves and receives US waves reflected from the luminal network and the processor processes the sensed EM field to synchronize a location of the EM sensor in the 3D model, to process the reflected US waves to generate images, or to integrate the generated images with the 3D model. | 1. A system for ultrasound (US) interrogation comprising: a memory storing a three dimensional (3D) model of a luminal network and a pathway plan illustrating a pathway toward a target in the luminal network of the 3D model, wherein the 3D model is made of a plurality of two dimensional (2D) images, which are from computed tomography scanning, magnetic resonance imaging (MRI), fluoroscopic imaging, or X-ray imaging;an electromagnetic (EM) board configured to generate an EM field;a first catheter configured to navigate the luminal network toward a target by following the pathway plan;a second catheter configured to extend through the first catheter;an EM sensor configured to sense the EM field;a US transducer configured to generate US waves and receive US waves reflected from the luminal network, wherein the EM sensor is positioned at a distal portion of one of the first catheter and the second catheter, and the US transducer is positioned at a distal portion of the other one of the first catheter and the second catheter;a processor configured to process the sensed EM field to synchronize a location of the EM sensor in the 3D model, to process the reflected US waves to generate US images, and to integrate the generated US images with the 3D model at a location of the US transducer by replacing at least one of the plurality of 2D images of the 3D model at a location of the US transducer, which corresponds to a location of the EM sensor, with the generated US images to create an intra-procedural 3D model; anda display device configured to display the integrated 3D model and US images. 2. The system according to claim 1, wherein the display device is further configured to display a status related to the location of the EM sensor. 3. The system according to claim 2, wherein the status indicates whether the EM sensor is located at a not-in-target location, the target, or a location adjacent to healthy tissue. 4. The system according to claim 2, wherein the status indicates whether treatment of the target is complete. 5. The system according to claim 1, wherein a resolution of the generated images is finer than a resolution of the 3D model. 6. The system according to claim 1, wherein the EM sensor is located at the distal portion of the first catheter. 7. The system according to claim 1, further comprising a plurality of reference sensors located on a patient and configured to recognize a breathing pattern of the patient. 8. The system according to claim 7, further comprising a tracking device coupled to the plurality of reference sensors and the EM sensor, and configured to identify the location of the EM sensor by compensating for patient's breathing according to the breathing pattern. 9. The system according to claim 1, wherein the generated images is integrated near the location of the EM sensor in the 3D model. 10. The system according to claim 1, wherein the processor is further configured to identify tissue density according to the refle... | Covidien LP | A61B005/00 A61B005/06 A61B008/12 A61B008/00 A61B008/08 A61B001/267 A61B005/113
US10092241 | B2 | 2018-10-09 | Elongated conductors and methods of making and using the same | 2017-07-11 | Elongated conductors are provided. Aspects of the elongated conductors include: an elongated structure having a proximal region and a distal region, where the elongated conductor includes two or more insulated conducting members that are in fixed relative position along at least a portion of the elongated structure and extend from the proximal region to the distal region. A pattern of insulation openings among the insulated conducting members is present at one or both of the proximal and distal regions. Aspects of the invention further include methods of making the elongated conductors, as well as devices that include the elongated conductors. | 1. An elongated conductor comprising: an elongated structure having a proximal region and a distal region and comprising two or more insulated conducting members that are in fixed relative position along at least a portion of the elongated structure and extend from the proximal region to the distal region, wherein the insulated conducting members are not present in a wound configuration along at least a portion of the elongated structure; anda pattern of insulation openings among the insulated conducting members at one or both of the proximal and distal regions. 2. The elongated conductor according to claim 1, wherein the elongated structure comprises a first pattern of insulation openings among the insulated conducting members at the proximal region and a second pattern of insulation openings among the insulated conducting members at the distal region. 3. The elongated conductor according to claim 1, wherein the elongated conductor comprises a transversely aligned pattern of insulation openings. 4. The elongated conductor according to claim 1, wherein the elongated conductor comprises an axially aligned pattern of insulation openings. 5. The elongated conductor according to claim 1, wherein the elongated conductor comprises both a transversely aligned pattern of insulation openings and an axially aligned pattern of insulation openings. 6. The elongated conductor according to claim 1, wherein the structure comprises from 2 to 500 insulated conducting members. 7. The elongated conductor according to claim 1, wherein at least a portion of the elongated conductor is cylindrical. 8. The elongated conductor according to claim 1, wherein the insulated conducting members assume a braided configuration along at least a portion of the elongated structure. 9. The elongated conductor according to claim 1, wherein the elongated conductor is configured to provide controlled impedance. 10. The elongated conductor according to claim 1, wherein the insulated conducting members are configured to define a lumen along at least a portion of the elongated structure. 11. The elongated conductor according to claim 1, wherein the insulated conducting members are not in fixed relative position along at least a portion of the elongated structure. 12. The elongated conductor according to claim 1, wherein the two or more insulated conductors comprise conductors of differing diameter. 13. The elongated conductor according to claim 1, wherein the elongated conductor comprises a central insulated conductor surrounded by a plurality of peripheral insulated conductors. 14. The elongated conductor according to claim 1, wherein the insulated conducting members are present in a sheath. 15. The elongated conductor according to claim 1, wherein the elongated conductor comprises an electrical shield component. 16. The elongated conductor according to claim 1, wherein the insulated conducting members of at least one of the proximal and distal regions are stably associate... | Autonomix Medical, Inc. | H01B007/02 H01B013/00 H01B007/17 H05K009/00 A61B005/00 A61M025/00
US10105051 | B2 | 2018-10-23 | System and method for a portable eye examination camera | 2016-03-22 | A system and method for a portable eye examination camera is described herein. The system and method may include: a light source disposed within said portable camera at a set distance away from an eye of a patient; a first lens within said portable camera for focusing the light from said light source onto a retina of the eye and providing a wide field retinal image; a second lens for receiving said retinal image and causing a magnification of said retinal image; and a digital camera within a mobile computing device for recording said retinal image. | 1. A portable camera for capturing an image of a patient's eye without contacting the patient's eye, the portable camera comprising: a light source disposed within the portable camera;a first lens within the portable camera for focusing light from the light source onto a retina of the patient's eye and providing a wide-field retinal image, wherein the first lens is a biconvex aspherical lens;a second lens for receiving the wide-field retinal image and causing a magnification of the wide-field retinal image; anda digital camera within a mobile computing device for recording the magnified wide-field retinal image. 2. The portable camera as claimed in claim 1, wherein a LED is used as the light source, and wherein the LED is substantially coaxial with the first lens and the second lens. 3. The portable camera as claimed in claim 1, wherein an Infrared LED is used to illuminate the retina of the patient's eye without causing constriction of a pupil of the patient's eye. 4. The portable camera as claimed in claim 1, wherein a focal length of the second lens is greater than a focal length of the first lens. 5. The portable camera as claimed in claim 1, wherein a distance between the first lens and the second lens is a sum of focal lengths of the first and second lenses. 6. The portable camera as claimed in claim 1, wherein retinal photography is possible without dilating a pupil of the patient's eye. 7. A portable camera for capturing an image of a patient's eye without contacting the patient's eye, the portable camera comprising: a light source disposed within the portable camera;a first lens within the portable camera for focusing light from the light source onto a retina of the patient's eye and providing a wide-field retinal image;a second lens for receiving the wide-field retinal image and causing a magnification of the wide-field retinal image, wherein the second lens is a biconvex achromatic lens;a digital camera within a mobile computing device for recording the magnified wide-field retinal image. 8. The portable camera as claimed in claim 7, wherein a LED is used as the light source, and wherein the LED is substantially coaxial with the first lens and the second lens. 9. The portable camera as claimed in claim 7, wherein an Infrared LED is used to illuminate the retina of the patient's eye without causing constriction of a pupil of the patient's eye. 10. The portable camera as claimed in claim 7, wherein a focal length of the second lens is greater than a focal length of the first lens. 11. The portable camera as claimed in claim 7, wherein a distance between the first and second lens is a sum of focal lengths of the first and second lenses. 12. The portable camera as claimed in claim 7, wherein retinal photography is possible without dilating a pupil of the patient's eye. 13. A portable camera for capturing an image of a patient's eye without contacting the patient's eye, the portable camera comprising: a light source disposed wit... | Spect Inc. | A61B003/14 A61B003/103 A61B003/12 G02B013/00 G02B027/28 A61B005/00
US10085691 | B2 | 2018-10-02 | Wearable device for sensing physiological information | 2015-08-06 | A wearable device is provided. The wearable device includes an optical sensor and a controller. The optical sensor is adapted to emit at least one optical signal, and receive at least one reflective signal corresponding to the at least one optical signal. The at least one reflective signal includes a physiological information. The controller is coupled to the optical sensor, and includes a signal filter. The signal filter is adapted to perform a signal processing operation to the at least one reflective signal according to at least one signal processing parameter. The controller adjusts the at least one signal processing parameter of the signal filter according to the physiological information. A method of operating the wearable device is also provided. | 1. A wearable device, comprising: an optical sensor, adapted to emit at least one optical signal, and receive at least one reflective signal corresponding to the at least one optical signal; anda controller, coupled to the optical sensor, and adapted to perform a signal processing operation to the at least one reflective signal according to at least one signal processing parameter, wherein the controller adjusts the at least one signal processing parameter of a signal filter according to physiological information,wherein the signal processing operation comprises calculating a raw data of the at least one reflective signal to obtain a moving average, subtracting the moving average from the raw data to obtain a difference, and determining if the difference is greater than a predetermined threshold value,wherein when the difference is greater than the predetermined threshold value, the wearable device is in a first usage status, and when the difference is less than the predetermined threshold value, the wearable device is in a second usage status. 2. The wearable device as claimed in claim 1, further comprising: an accelerometer, coupled to the controller, and adapted to detect an acceleration of the wearable device,wherein the controller determines if the wearable device is in a static state according to a sensing result of the accelerometer, and when the wearable device is in the static state, the controller controls the optical sensor to emit the at least one optical signal, and receive the at least one reflective signal. 3. The wearable device as claimed in claim 1, wherein the signal processing operation comprises performing a Fast Fourier Transformation (FFT) operation towards the at least one reflective signal to identify a peak frequency within a frequency range, wherein when the at least one reflective signal has the peak frequency within the frequency processing range, the wearable device is in a first usage status, and when the at least one reflective signal does not have the peak frequency within the frequency processing range, the wearable device is in a second usage status. 4. The wearable device as claimed in claim 1, wherein the controller further comprises the signal filter, wherein the signal filter is adapted to perform the signal processing operation to the at least one reflective signal according to the at least one signal processing parameter, the at least one reflective signal comprises the physiological information, wherein the controller sets a frequency processing range of the signal filter according to the physiological information, and the signal filter performs the signal processing operation to the at least one reflective signal within the frequency processing range. 5. The wearable device as claimed in claim 4, wherein when the at least one reflective signal has a peak frequency within the frequency processing range, the wearable device is in a first usage status, and when the at least one reflective signal does no... | ASUSTeK COMPUTER INC. | A61B005/00 A61B005/024 G06F001/16
US10105157 | B2 | 2018-10-23 | Devices, systems, and methods for controlled hydrodissection of vessel walls | 2016-01-08 | A device and method for intravascular dissection of a body lumen, and particularly a blood vessel wall, is disclosed herein. One aspect of the present technology, for example, is directed toward a tubular elongated member having a lumen therethrough, wherein the elongated member includes a distal region configured to be positioned within a blood vessel wall. The distal region can include an angled distal face having a distal-most edge configured to puncture the vessel wall and a proximal-most edge. The member can include an exit port fluidly coupled to the lumen, and positioned along the distal face between the distal-most edge and the proximal-most edge. A central longitudinal axis of the exit port can be offset from a central longitudinal axis of the elongated member such that the exit port is closer to the distal-most edge than the proximal-most edge. | 1. A dissection device, comprising: a tubular elongated member having a lumen therethrough, wherein the tubular elongated member includes— a proximal region configured to be positioned external to a human patient;a distal region configured to be intravascularly delivered to a blood vessel and positioned within a blood vessel wall, wherein the distal region includes an angled distal face having a distal-most edge configured to puncture the vessel wall and a proximal-most edge;an exit port located along the distal face and in fluid communication with the lumen, wherein a central longitudinal axis of the exit port is offset from a central longitudinal axis of the tubular elongated member such that the exit port is positioned along the distal face closer to the distal-most edge than the proximal-most edge; andwherein the tubular elongated member has— a first distance between the central longitudinal axis of the exit port and a longitudinal axis running through the distal most-edge, the first distance being perpendicular to the central longitudinal axis of the exit port and the longitudinal axis of the distal-most edge;a second distance between the central longitudinal axis of the exit port and a longitudinal axis running through the proximal-most edge, the second distance being perpendicular to the central longitudinal axis of the exit port and the longitudinal axis of the proximal-most edge; andwherein the first distance is between about 35% and about 45% of the second distance. 2. The device of claim 1 wherein the tubular elongated member is configured to be received by a tubular sheath. 3. The device of claim 1 wherein the tubular elongated member is configured to be coupled to a pressurized fluid source such that the tubular elongated member is configured to eject fluid through the exit port to separate the vessel wall into two or more portions. 4. The device of claim 1 wherein the proximal-most edge of the distal face is opposite the distal-most edge of the distal face about the circumference of the tubular elongated member. 5. The device of claim 1 wherein the tubular elongated member includes— a first lumen region having a diameter that decreases along at least a portion of its length;a second lumen region proximal of the first lumen region, the second lumen region having a diameter that remains generally constant along its length;wherein the first lumen region and the second lumen region together comprise the lumen; andwherein the diameter of the second lumen region is greater than an average diameter of the first lumen region. 6. The device of claim 1 wherein the tubular elongated member includes— an exit port lumen region having a generally constant diameter along its length, wherein the diameter of the exit port lumen region is generally equal to a diameter of the exit port;a proximal lumen region proximal of the exit port lumen region, the proximal lumen region having a diameter that generally remains constant along its length;wherei... | InterVene, Inc. | A61B017/3203 A61B017/00 A61B008/12 A61B005/00 A61B017/12 A61B008/00 A61B017/22 A61B034/20 A61B090/00 A61B017/32
US10070805 | B1 | 2018-09-11 | Patient monitoring system and method having location-specific contextual alarming | 2017-03-13 | A patient monitoring system includes a sensing device configured to measure physiological parameter data from a patient, an identification transmitter that transmits an identification signal, wherein the identification signal is associated with the patient, and a location tracking system having a plurality of identification receivers arranged in a care facility that receive the identification signal from the identification transmitter and determine a patient location within the care facility based on a location of receipt of the identification signal. The patient monitoring system further includes a contextual alarming module that receives the patient location and selects at least one location-specific alarm rule based on the patient location in the care facility. Physiological parameter data is then assessed by the patient monitoring system based on the location-specific alarm rule. | 1. A patient monitoring system comprising: a sensing device configured to measure physiologic parameter data from a patient;an identification transmitter that transmits an identification signal, wherein the identification signal is associated with the patient;a location tracking system having a plurality of identification receivers arranged in a care facility that receive the identification signal from the identification transmitter, wherein the location tracking system determines a patient location within the care facility based on a location of receipt of the identification signal;wherein the plurality of identification receivers includes one primary identification receiver located at a primary location for the patient such that the location tracking system determines that the patient location is the primary location when the identification signal is received by the primary identification receiver;a contextual alarming module executable to: receive the patient location;select at least one location-specific alarm rule based on whether the patient location is the primary location in the care facility; andwherein the physiologic parameter data is assessed based on the location-specific alarm rule. 2. The system of claim 1, wherein the location-specific alarm rule includes an alarm modality. 3. The system of claim 1, wherein the location-specific alarm rule includes an alarm generation location in the care facility based on the patient location. 4. The system of claim 1, wherein the location-specific alarm rule requires inclusion of a patient location indicator in an alarm notification. 5. The system of claim 1, wherein the location-specific alarm rule includes an alarm limit based on the patient location for at least one physiologic parameter being measured by the sensing device. 6. The system of claim 1, further comprising an activity sensor attached to the patient and an activity analysis module that determines at least one of a motion indicator or a position indicator based on measurements by the activity sensor, wherein the contextual alarming module further receives the motion indicator and/or position indicator of the patient and determines the location-specific alarm rule based on the motion indicator and/or position indicator of the patient. 7. The system of claim 6, wherein each of the plurality of identification receivers are at a known location in the care facility, and wherein the patient location is determined based on a one of the plurality of identification receivers that receives the identification signal from the identification transmitter. 8. The system of claim 7, wherein sensing device is a wireless sensing device worn on the patient, and the identification transmitter is incorporated into the wireless sensing device. 9. The system of claim 8, wherein the primary identification receiver is in a charger associated with the wireless sensing device. 10. The system of claim 7, wherein the location-specific alarm rule suppr... | General Electric Company | A61B005/11 G08B021/04 G06F019/00 A61B005/00
US10064960 | B2 | 2018-09-04 | Formulation of solid nano-sized particles in a gel-forming system | 2012-11-26 | The present invention relates to novel formulations comprising a plurality of nano-sized solid particles and a gel-forming system, useful, e.g. for imaging of the body of a mammal. Also described are kits comprising such formulations and imaging methods utilizing such formulations or kits. | 1. A tissue marker formulation comprising i) a plurality of solid in-organic particles having a (number) average diameter of 1-500 nm, andii) an organic gel-forming system,wherein the organic gel-forming system undergoes gel-formation when injected into the body of a mammal, and wherein the formulation is imagable,wherein said plurality of solid in-organic particles comprise, one or more X-ray contrast agents, radioactive compounds, paramagnetic compounds, fluorescent compounds or ferromagnetic compounds, or any mixture thereof, andwherein the viscosity of the formulation is less than 10,000 centipoise (cP) at 20° C. 2. The formulation according to claim 1, wherein the imaging is X-ray imaging. 3. The formulation according to claim 1, wherein said plurality of solid in-organic particles comprise one or more X-ray contrast agents. 4. The formulation according to claim 3, wherein the one or more X-ray contrast agents, radioactive compounds, paramagnetic compounds or ferromagnetic compounds are present in metal form, alloy form, or salt form. 5. The formulation according to claim 1, comprising one or more X-ray contrast agents selected from the group consisting of gold (Au), bismuth (Bi), iron (Fe), barium (Ba), calcium (Ca), and magnesium (Mg). 6. The formulation according to claim 5, wherein said plurality of solid in-organic particles comprise gold (Au). 7. The formulation according to claim 1, wherein said plurality of solid in-organic particles are coated with polyethylene glycol (PEG) or poly(N-isopropyl acrylamide (PNIPAM). 8. The formulation according to claim 1, wherein the organic gel-forming system undergoes gel-formation in response to a temperature in the range of 10 to 65° C. 9. The formulation according to claim 1, wherein the organic gel-forming system undergoes gel-formation in response to a temperature in the range of 35 to 40° C. 10. The formulation according to claim 1, wherein the organic gel-forming system undergoes gel-formation in response to hydration. 11. The formulation according to claim 1, wherein the organic gel-forming system undergoes gel-formation in response to an ion-concentration in the range of 1 uM to 500 mM. 12. The formulation according to claim 1, wherein the organic gel-forming system undergoes gel-formation in response to an ion concentration in the range 1 mM to 200 mM. 13. The formulation according to claim 1, wherein the organic gel-forming system undergoes gel-formation in response to a pH in the range of 6 to 8. 14. The formulation according to claim 1, wherein the organic gel-forming system undergoes gel-formation in response to a pH in the range of 6 to 8 and a temperature in the range of 35 to 40° C. 15. The formulation according to claim 1, wherein the organic gel-forming system undergoes gel-formation in response to contacting with an initiator. 16. The formulation according to claim 1, wherein the organic gel-forming system comprises poly(ethylene glycol-b-caprolactone) (PEG-PCl). ... | DANMARKS TEKNISKE UNIVERSITET | A61B005/05 A61K049/04 B82Y005/00 A61B005/00 A61B006/00
US10105061 | B2 | 2018-10-23 | Subject information obtaining apparatus | 2014-08-26 | A long period of time is required to complete measurement performed by a subject information obtaining apparatus. Accordingly, a subject information obtaining apparatus includes a receiver including a plurality of conversion elements which receive acoustic waves and output reception signals and a supporting member including the conversion elements disposed therein, a movement mechanism configured to move the receiver, and a controller configured to input a driving signal to the movement mechanism. The conversion elements are disposed in the supporting member such that directional axes of a number of the conversion elements are converged. The controller controls the movement mechanism so that a center position of a scanning trajectory of the receiver is changed. | 1. A subject information obtaining apparatus comprising: a receiver having a plurality of conversion elements which receive acoustic waves and output reception signals and a supporting member that supports the plurality of conversion elements such that directional axes of the plurality of conversion elements gather;a movement mechanism configured to move the receiver; anda controller configured to control a movement of the movement mechanism to move the receiver along a scanning trajectory by moving the receiver relative to an examined portion of the subject, a center position of the scanning trajectory being a center of gravity of a region formed by tracing an outer periphery of the scanning trajectory,wherein the controller controls the movement mechanism so that in a case in which the examined portion lies in the left side of the body, the center position of the scanning trajectory of the receiver is offset from the center position of the scanning trajectory of the receiver from where the center position of the scanning trajectory of the receiver would be in a case the examined portion lies in the right side of the body. 2. The subject information obtaining apparatus according to claim 1, wherein the controller includes a storage unit capable of storing data on a size and a shape of the scanning trajectory, data on a position of the receiver, and information input from an input unit and a calculation unit which calculates a movement amount or a measurement start position of the receiver in accordance with the data stored in the storage unit. 3. The subject information obtaining apparatus according to claim 2, wherein the controller controls the movement mechanism based on a result of the calculation performed by the calculation unit. 4. The subject information obtaining apparatus according to claim 1, wherein the controller controls the movement mechanism to start emission of light to a light source after the receiver is moved to a measurement start position by the movement mechanism. 5. The subject information obtaining apparatus according to claim 1, further comprising an examination portion detector configured to detect a portion to be examined,wherein the controller controls the movement mechanism so that the center position of the scanning trajectory of the receiver is changed in accordance with an output of the examination portion detector. 6. The subject information obtaining apparatus according to claim 1, further comprising: a light source configured to generate light; anda light irradiation unit configured to emit light guided from the light source. 7. The subject information obtaining apparatus according to claim 6, wherein the light irradiation unit is disposed in the supporting member. 8. The subject information obtaining apparatus according to claim 6, further comprising: a light irradiation unit movement mechanism configured to move the light irradiation unit,wherein the light irradiation unit movement mechanism changes a... | Canon Kabushiki Kaisha | A61B005/00 A61B008/08 A61B008/13 A61B006/04 A61B008/00
US10105080 | B1 | 2018-10-23 | Interstitial fluid sampling above microneedle array | 2014-12-29 | Devices are provided that include a plurality of microneedles that penetrate skin and that receive interstitial fluid from the skin tissue. The microneedles are further configured to direct the received interstitial fluid to nanosensors configured to change an optical property based on interaction with an analyte in the received interstitial fluid, allowing optical detection of the analyte. Direction of the received interstitial fluid to the nanosensors can be facilitated by a pump configured to control the flow rate of the interstitial fluid through the microneedles. Such devices could be configured to detect the analyte independently or in combination with a reader device configured to be periodically mounted to the devices and to detect the analyte. Further, such devices can include delivery systems configured to transdermally deliver a drug or other substance into or through the skin in response to a detected concentration, presence, or other property of the analyte. | 1. A system comprising: a plurality of nanosensors, wherein each nanosensor comprises a nanoparticle and an analyte-selective agent that selectively interacts with an analyte present in interstitial fluid, wherein the analyte-selective agent is disposed on a surface of the nanoparticle or within an interior of the nanoparticle, and wherein each nanosensor has an optical property that changes in response to interaction with the analyte;a detector;a plurality of microneedles, wherein each microneedle comprises (i) a first end shaped to penetrate skin, (ii) a second end opposite the first end, and (iii) a channel that extends from a first opening proximate the first end to a second opening proximate the second end such that interstitial fluid is received into the channel via the first opening when the microneedle penetrates the skin, and wherein the nanosensors are disposed relative to the microneedles such that the microneedles direct the received interstitial fluid to the nanosensors via the channels; anda controller operably coupled to the detector, wherein the controller comprises a processor and data storage that stores program instructions, wherein the program instructions are executable by the processor to perform controller operations comprising: operating the detector to detect the optical property of the nanosensors; anddetecting the analyte in the received interstitial fluid based on the detected optical property of the nanosensors,wherein the analyte is an ion; andwherein each nanosensor comprises: an ionophore, wherein the ionophore selectively interacts with the ion;a linking agent, wherein the linking agent changes a local pH in response to the ionophore selectively interacting with the ion; anda fluorophore, wherein the fluorophore is a pH-sensitive fluorophore having a fluorescent property that is dependent upon the local pH. 2. The system of claim 1, further comprising: a plurality of further nanosensors, wherein each further nanosensor comprises a nanoparticle that selectively interacts with a further analyte present in interstitial fluid, and wherein each further nanosensor has an optical property that changes in response to interaction with the further analyte;a further detector, wherein the controller is operably coupled to the further detector;a plurality of further microneedles, wherein each further microneedle comprises (i) a first end shaped to penetrate skin, (ii) a second end opposite the first end, and (iii) a further channel that extends from a first opening proximate the first end to a second opening proximate the second end such that interstitial fluid is received into the channel via the first opening when the further microneedle penetrates the skin, wherein the further nanosensors are disposed relative to the further microneedles such that the further microneedles direct the interstitial fluid to the further nanosensors via the channels, and wherein the controller operations further comprise:operating the further d... | VERILY LIFE SCIENCES LLC | A61B005/1455 A61B005/145 A61B010/00 A61B005/00 A61M005/158 A61M005/172
US10105099 | B2 | 2018-10-23 | Nasal and oral patient interfaces | 2013-12-04 | A patient interface for communicating fluids to and/or from a patient's nasal cavity and/or oral cavity is disclosed. In addition, a patient interface for fluid and physiological function monitoring proximate to the patient's nasal cavity and/or oral cavity is disclosed. An apnea monitor and a method for monitoring apnea are also disclosed. | 1. A patient interface comprising: an appliance portion including: a body portion configured to communicate with a fluid path;a nostril interface extending from the body portion, wherein the nostril interface is configured such that the nostril interface does not completely block a nostril of a patient's nose responsive to being received by the nostril;a first securement portion extending from the body portion and disposed proximate the nostril interface, wherein the first securement portion is configured to engage an exterior surface of a portion of the patient's nose to secure the patient interface to the patient's nose; anda second securement portion extending from the body portion and disposed more proximate to the nostril interface than the first securement portion, wherein the second securement portion is configured to engage an interior surface of the portion of the patient's nose to cooperate with the first securement portion so as to clamp the portion of the patient's nose therebetween. 2. The patient interface according to claim 1, further comprising a physiological function sensor connected with the appliance portion, the physiological function sensor being configured to engage a skin of the patient's nose and generate a signal based upon a physiological function measurement, wherein the physiological function sensor comprises an emitter for emitting a signal and a detector for detecting the signal. 3. The patient interface according to claim 2, wherein at least a portion of the physiological function sensor is disposed on the first securement portion such that the portion of the physiological function sensor is configured to engage the exterior surface of the portion of the patient's nose. 4. The patient interface according to claim 3, wherein (a) the emitter and the detector are disposed on the first securement portion and are configured to engage the exterior surface of the patient's nose,(b) the emitter is disposed on the first securement portion and is configured to engage the exterior surface of the portion of the patient's nose and the detector is configured to be disposed within the nostril and to engage an interior surface of the portion of the patient's nose,(c) the detector is disposed on the first securement portion and is configured to engage the exterior surface of the portion of the patient's nose and the emitter is configured to be disposed within the nostril and to engage an interior surface of the portion of the patient's nose, or(d) the emitter and the detector are configured to be disposed within the nostril and to engage the interior surface of the portion of the patient's nose. 5. The patient interface according to claim 2, wherein the emitter and the detector are biased toward each other. 6. The patient interface according to claim 1, wherein the nostril interface and the first securement portion are integral with the body portion. 7. The patient interface according to claim 1, wherein a resiliency of the f... | Koninklijke Philips N.V. | A61M016/06 A61B005/00 A61M016/08 A61B005/0205 A61B005/1455 A61B005/024
US10076255 | B2 | 2018-09-18 | Apparatus for obtaining cardiovascular information by measuring between two extremities | 2016-10-24 | An apparatus for obtaining information on a cardiovascular system based exclusively on measurements between two limbs and effected with a pair of distal electrodes on each limb. The measurement is made by causing an alternating current to flow between one electrode of each limb and measuring the potential difference between the other two electrodes, one also on each limb. This potential difference has a low frequency component which is an electrocardiogram (ECG) and another component having a frequency of the injected alternating current and from which an impedance plethysmogram (IPG) is extracted. The cardiovascular information is determined by measuring the time interval between any predefined characteristic element of the ECG and IPG. | 1. An apparatus for obtaining information on a cardiovascular system, comprising: a) only two pairs of electrodes, each pair on a respective limb, one electrode of each pair being a measuring electrode and the other electrode of each pair being a current injector electrode;b) an alternative current source to provide an alternating current having a frequency to the current injector electrodes;c) a device for measuring potential differences in voltage including a detector to separate, from the measured potential differences, a first component corresponding to an electrocardiogram, and a second component having the frequency of said alternating current,wherein the second component has an impedance including a continuous component and a variable component, said variable component corresponding to an impedance plethysmogram;d) a separator for separating said continuous component from said variable component,e) a digitizer to digitize said first component and said variable component,f) an identifier to identify predefined elements in each of said first component and said variable component, respectively;g) a calculator to calculate a propagation time of a pulse wave by measuring time intervals between said predefined elements; andh) an estimator to estimate the cardiovascular system information from said measured time intervals. 2. The apparatus of claim 1, wherein one of the limbs is a first hand, the other of the limbs is a second hand, the electrodes of one pair are located on two points of the first hand, and the electrodes of the other pair are located on two points of the second hand. 3. The apparatus of claim 1, wherein one of the limbs is a first foot, the other of the limbs is a second foot, the electrodes of one pair are located on two points of the first foot, and the electrodes of the other pair are located on two points of the second foot. 4. The apparatus of claim 1, wherein one of the limbs is a hand, the other of the limbs is a foot, the electrodes of one pair are located on two points of the hand, and the electrodes of the other pair are located on two points of the foot. 5. The apparatus of claim 1, wherein the predefined elements are a first predefined element in the electrocardiogram and a first predefined element in the impedance plethysmogram, wherein the measured time intervals are between these first predefined elements. 6. The apparatus of claim 1, wherein the predefined elements are an onset of rapid variation, a point of maximum amplitude, an intermediate point, or a maximum gradient point. 7. The apparatus of claim 6, wherein the intermediate point corresponds to 10% or 50% of a pulse amplitude. 8. The apparatus of claim 1, wherein the predefined elements include an R wave. 9. The apparatus of claim 1, wherein both of the electrodes of one pair are close together on the limb. 10. The apparatus of claim 1, wherein the first component frequency is less than 40 Hz. 11. An apparatus for obtaining information on a cardi... | UNIVERSITAT POLITECNICA DE CATALUNYA | A61B005/04 A61B005/0295 A61B005/00 A61B005/0404 A61B005/053 A61B005/0408 A61B005/021
US10115238 | B2 | 2018-10-30 | Method and apparatus for recognizing behavior and providing information | 2016-10-22 | A method and apparatus may capture an image of a second person with a camera on a frame worn by a user, transmit the image to a second device, receive a recommendation for the user to interact with the second person in response to a behavior of the second person, and display the recommendation to the user on how to interact with the second person in response to the second person's behavior. | 1. An apparatus comprising: a frame configured to be worn on a user's head;a camera on the frame configured to capture a video of a second person;a display on the frame configured to play the video for the user to see;a processor on the frame configured to receive a user command to pause the video being played on the display, rewind the video, and at least one of (1) play the video slowly on the display, and (2) zoom in on the second person and play the video on the display;a transceiver on the frame configured to transmit the video to a second device and receive, from the second device, information about a behavior of the second person determined from the video,wherein the display is configured to display the received information. 2. The apparatus of claim 1, wherein the processor is configured to allow the user to select a part of the video that the user zoomed in on the second person for the transceiver to transmit to the second device to determine the behavior of the second person. 3. The apparatus of claim 1, wherein the received information comprises at least one of a word, an image, a second video, a halo around the second person, a glowing outline, an icon, a flashing light, and a symbol. 4. The apparatus of claim 1, wherein the received information comprises a recommendation to the user to interact with the second person based on the determined behavior of the second person. 5. The apparatus of claim 1, further comprising a memory configured to record and erase a loop of the captured video. 6. The apparatus of claim 1, wherein the transceiver is configured to receive, from the second device, information about two behaviors of the second person determined from the video, the display being configured to display the information about the two behaviors to the user. 7. The apparatus of claim 1, wherein the transceiver on the frame is configured to receive from the second device (1) a health condition of the second person based on the behavior of the second person determined from the transmitted video, and (2) a plurality of recommendations to the user to help the second person in response to the health condition; andwherein the display on the frame is configured to display the health condition and the plurality of recommendations to the user, each recommendation comprises at least one of a word, a phrase, a symbol, a second image, or a video. 8. The apparatus of claim 7, wherein the processor is further configured to scan a crowd of people and identify a person in the crowd for the user to help. 9. The apparatus of claim 7, further comprising a sensor configured to sense a condition, the condition comprising at least one of temperature, humidity, particles in the air, sounds of the second person, a temperature of the second person, perspiration of the second person, and speed of movement of the second person. 10. The apparatus of claim 7, wherein the processor is further configured to determine a location of the apparatus, wherein th... | - | G06T009/00 H04N005/272 H04M001/725 A61B005/00 A61B005/11 G06Q050/00 G06Q030/02 G02B027/01 G06T019/00 A61B005/08 A61B005/16 A61B005/18
US10105199 | B2 | 2018-10-23 | Mounting system that maintains stability of optics as temperature changes | 2016-10-06 | An optical system comprises a detector to determine one or more intensities of light impinging on one or more locations of the detector and an optical element to redirect light towards the detector along a detection axis. The detector and optical element are coupled together by three or more substantially flat flexures respectively defining three or more flexure planes parallel to the detection axis. The three or more substantially flat flexures prevent rotational movement of the optical element with respect to the detector with changes in temperature. | 1. A scanner comprising: a light source to generate light;a microlens array to split the light into an array of light beams;a base;a detector, mounted to the base, comprising an array of sensors, wherein each sensor of the array of sensors determines an intensity of light impinging on the sensor;a beam splitter to transmit the array of light beams towards a target and redirect a reflected array of light beams from the target towards the detector along a detection axis in a first direction; andthree or more flexures that couple the beam splitter to the base, wherein thermal expansion or contraction of the beam splitter with respect to at least one of the detector or the base bends each flexure of the three or more flexures in a respective second direction without bending the flexure in a respective third direction approximately perpendicular to the first direction and the respective second direction, wherein the three or more flexures maintain an alignment of the microlens array to the detector with changes in temperature. 2. The scanner of claim 1, wherein the beam splitter has a first coefficient of thermal expansion that is different from a second coefficient of thermal expansion of at least one of the detector or the base. 3. The scanner of claim 1, wherein each flexure has a height in the first direction, a thickness in the respective second direction, and a width in the respective third direction, wherein the thickness is less than one-tenth the height and the width. 4. The scanner of claim 1, wherein the three or more flexures maintain an alignment of the microlens array to the detector to a sub-micron level of accuracy and stability. 5. The scanner of claim 1, wherein the base comprises a printed circuit board (PCB) having a first coefficient of thermal expansion that is approximately equal to a second coefficient of thermal expansion of the detector, the beam splitter comprises a housing that houses an optical beam-splitting element, and the three or more flexures attach the PCB to the housing. 6. A system comprising: a base having a substantially flat surface defining a base plane;an element; andthree or more substantially flat flexures protruding from the base that mount the element to the base, the three or more substantially flat flexures respectively defining three or more flexure planes approximately perpendicular to the base plane, the three or more flexure planes respectively defining three or more flexure lines perpendicular to the flexure planes, wherein each of the three or more substantially flat flexures is flexible along a respective flexure line of the three or more flexure lines and is rigid perpendicular to the respective flexure line, wherein the three or more flexure lines meet at an intersection point, and wherein the three or more substantially flat flexures substantially prevent rotational movement of the element with respect to the base with changes in temperature. 7. The system of claim 6, wherein the three o... | Align Technology, Inc. | A61C009/00 G01B011/24 G02B003/00 G02B007/00 G02B027/10 H05K001/18 A61B001/00 A61B001/247 A61B005/00 G02B026/10 G02B027/12 H05K001/02 H05K005/02 H05K005/04
US10083365 | B2 | 2018-09-25 | Optical reading of external segmented display | 2016-07-27 | The present invention includes a method for optical character recognition of external segmented displays using a camera connected to a reading device and a data reading application on the reading device. | 1. A method for optical reading of a segmented display using a reading device, the method comprising: a camera viewing the segmented display and displaying a real time image of the segmented display on a video screen of the reading device, the camera connected to the reading device;the segmented display being part of an external segmented display device, the segmented display comprising a number of character segments configured to be selectively activated to collectively display a plurality of alphanumeric characters, the activated and displayed character segments each forming at least a portion of at least one of the plurality of characters and having a length, position and orientation on at least one of the alphanumeric characters specific to the segmented display;the reading device comprising a data reading application and one or more configuration parameters specific to the external segmented display device being read, and the data reading application performing a method, comprising: capturing and storing one or more still captured images from the viewing of the segmented display;while the camera is viewing and displaying the real time image of the segmented display on the video screen, the reading device generating one or more partial optical character recognition (OCR) result readings of at least a portion of an alphanumeric character formed by the activated character segments of the external segmented display device for each of the one or more still captured images of the segmented display, the generating comprising processing each of the one or more still captured images using the one or more configuration parameters specific to the external segmented display device being read and recognizing one or more character segments of the segmented display;based at least in part on the generated one or more partial OCR result readings, the reading device providing one or more real time feedback cues on the reading device, wherein the one or more real time feedback cues comprise the reading device displaying, along with the real time image of the segmented display, an alphanumeric value indicating the generated one or more partial OCR result readings of the segmented display; andthe reading device determining a final OCR result reading of the segmented display using the one or more partial OCR result readings generated from the one or more stored still captured images of the segmented display. 2. The method in claim 1, wherein, in addition to the reading device displaying an alphanumeric value indicating the generated one or more partial OCR result readings of the segmented display, the method performed by the data reading application further comprises: based at least in part on the generated one or more partial OCR result readings, if the reading device determines one or more still captured images of the segmented display can be improved by adjustments of the camera or the segmented display, at least one of the one or more real time feedback cues... | VALIDIC | G06K009/34 A61B005/00 G06K009/32 G06K009/62 G06T007/00 G06K009/00 G06K009/78
US10080528 | B2 | 2018-09-25 | Optical central venous pressure measurement | 2015-05-19 | This document describes optical central venous pressure measurement. To determine the central venous pressure (CVP) of a person optically, video of a right side of the person's neck is captured. By way of example, a medical professional records a video of the right side of the person's neck using a smartphone. The right side of the person's neck is captured because it is where the person's external and internal jugular veins are located and pulsatile motions that are usable to measure CVP occur in those veins. The video is then processed according to video motion amplification techniques to generate a reconstructed video of the right side of the person's neck. In the reconstructed video, the pulsatile motion of the person's venous system that occurs at the right side of their neck is visually amplified. Using the reconstructed video, measurements are made of a distance between a peak of the visually-amplified pulsatile motion and an anatomical feature of the person. The measured distance between the peak of the visually-amplified pulsatile motion and the anatomical feature is used to determine CVP of the person. These techniques enable CVP to be determined without relying on estimates made by medical professionals. | 1. A method for outputting a central venous pressure (CVP) of a person computed by at least one computing device, the method comprising: generating, by the at least one computing device and using a camera associated with the at least one computing device, a video of the person raising their hands;generating, by the at least one computing device, a reconstructed video in which motion that results from at least one of veins collapsing in the person's arms or a change in pulse is amplified based on detection of the collapsing of veins in the person's arms or the change in the person's pulse at different spatial frequency bands by processing the video according to one or more video motion amplification techniques;measuring, by the at least one computing device, an angle and height of the raised hands, relative to the person's heart, in the reconstructed video at a time that corresponds to the collapsing of the veins or the change in pulse;computing, by the at least one computing device, the CVP of the person based on the measured angle and height of the raised hands; andoutputting, by the at least one computing device, digital content indicative of the computed CVP. 2. The method as described in claim 1, wherein: the motion that results from the at least one of the collapsing of veins in the person's arms or the change in pulse in the video of the person raising their hands is visually imperceptible to an unaided human eye; andthe motion that results from the at least one of the collapsing of veins in the person's arms or the change in pulse in the reconstructed video is visually perceptible by the unaided human eye. 3. The method as described in claim 1, wherein processing the video according to one or more video motion amplification techniques to generate the reconstructed video includes, by the at least one computing device: spatially decomposing the captured video into different spatial frequency bands;applying temporal filters to filter for the pulsatile motion at the different spatial frequency bands; andvisually amplifying the motion that results from the at least one of the collapsing of veins in the person's arms or the change in pulse based in part on the different spatial frequency bands in which the motion is observed. 4. The method as described in claim 1, further comprising generating a user interface to present the digital content indicative of the computed CVP on a display device. 5. The method as described in claim 1, further comprising: comparing the CVP to one or more previously computed CVPs, the one or more previously computed CVPs having each been determined by performing the generating, the measuring, and the computing for a respective previously generated video; anddetermining a trend in cardiovascular health of the person based on results of comparing the CVP to the one or more previously-determined CVPs. 6. The method as described in claim 1, further comprising: generating, by the at least one computing device and using... | Google LLC | A61B005/00 A61B005/021 A61B005/107 A61B005/0205 A61B005/024 A61B005/08
US10085696 | B2 | 2018-10-02 | Detection of worsening heart failure events using heart sounds | 2016-10-05 | Systems and methods for detecting events indicative of worsening using heart sounds are disclosed. A system can include a signal sensor circuit to sense a heart sound (HS) signal. The system can detect at least first and different second HS components using the HS signal, and generate respective first and second HS metrics. The system can determine a trend indicator for the first or second HS metric, and selectively generate one or more composite HS metrics using the first and second HS metrics, according to the trend indicator indicating a growing or decay trend. The system can include a heart failure (HF) event detector to produce a HF status using the composite HS metrics, and output an indication of the HF status, or deliver therapy according to the HF status. | 1. A system, comprising: a signal sensor circuit, including a sense amplifier circuit to sense a heart sound (HS) signal from a patient;a memory circuit;a HS component detector circuit, coupled to the signal sensor circuit and the memory circuit to detect at least first and different second HS components from the received HS signal;a HS metric generator circuit, coupled to the HS component detector circuit to use the detected first and second HS components to respectively generate first and second HS metrics stored in the memory circuit;a blending circuit, coupled to the memory circuit or the HS metric generator circuit to generate one or more composite HS metrics using a ratio of the second HS metric to the first HS metric or a product of the first and second HS metrics;a heart failure (HF) event detector circuit, including a comparator circuit coupled to the blending circuit to detect a worsening HF status using a combination of (1) at least one of the first or second HS metric and (2) at least one of the one or more composite HS metrics; andan output circuit configured to output an indication of the worsening HF status. 2. The system of claim 1, further comprising a trending circuit coupled to the HS metric generator circuit, the trending circuit configured to determine a trend indicator stored in the memory circuit, the trend indicator indicating a temporal pattern of at least one of the first or second HS metric, wherein the blending circuit is configured to selectively generate the one or more composite HS metrics according to the trend indicator. 3. The system of claim 2, wherein the blending circuit is configured to selectively generate the one or more composite HS metrics including a first composite HS metric when the trend indicator indicates a first trend, or a different second composite HS metric when the trend indicator indicates a different second trend. 4. The system of claim 3, wherein: the HS component detector circuit is configured to detect the first HS component including a S1 or S2 heart sound, and the second HS component including a S3 or S4 heart sound; andthe HS metric generator circuit is configured to generate the first HS metric indicative of intensity of the detected S1 or S2 heart sound, and the second HS metric indicative of intensity of the detected S3 or S4 heart sound. 5. The system of claim 4, wherein the HS metric generator circuit is configured to generate the first HS metric including an amplitude of S1 heart sound, and the second HS metric including an amplitude of S3 or S4 heart sound. 6. The system of claim 4, wherein: the trending circuit is configured to determine the trend indicator including a S1 intensity trend indicating a decay trend or a growth trend of the S1 intensity over a specified period of time; andthe blending circuit is configure to selectively generate: the first composite HS metric that is proportional to a ratio of the intensity of S3 or S4 heart sound to the intensity of S1 heart s... | Cardiac Pacemakers, Inc. | A61B005/04 A61B005/00 H04L029/08 A61B005/02 A61B007/04 A61N001/365 A61N001/39 A61N001/372
US10083397 | B2 | 2018-09-25 | Personalized intelligent wake-up system and method based on multimodal deep neural network | 2016-08-25 | A method for personalized intelligent wake-up system based on multimodal deep neural network comprises monitoring a sleeping status of a user; obtaining a current sleeping-stage of the user within a current time frame and a prediction of a next sleeping-stage of the user for a next time frame; correcting the current sleeping-stage of the user through combining the current sleeping-stage and the prediction of the next sleeping-stage; determining a wake up strategy for the current time frame; determining a relationship between each of a plurality of alarm impulses adopted to wake up the user and a corresponding reaction of the user; identifying a change in the current sleeping-stage for the current time frame; determining an alarm impulse to be triggered for waking up the user; and triggering the determined alarm impulse. | 1. A method for a personalized intelligent wake-up system based on multimodal deep neural network, comprising: monitoring a sleeping status of a user;obtaining a current sleeping-stage of the user within a current time frame and a prediction of a next sleeping-stage of the user for a next time frame;correcting the current sleeping-stage of the user through combining the current sleeping-stage and the prediction of the next sleeping-stage;based on the current sleeping-stage of the user, prior knowledge learnt from sleep-related research studies, and at least one user preference of waking up, determining a wake up strategy for the current time frame;determining a relationship between each of a plurality of alarm impulses adopted to wake up the user and a corresponding reaction of the user;identifying a change in the current sleeping-stage for the current time frame;based on the wake-up strategy established for the current time frame and the relationship between each of the plurality of alarm impulses and the reaction of the user, determining an alarm impulse to be triggered for waking up the user; andtriggering the determined alarm impulse. 2. The method for a personalized intelligent wake-up system based on multimodal deep neural network according to claim 1, wherein obtaining a current sleeping-stage of a user within a current time frame further includes: receiving sensor date provided by a sensor capable of sensing body movements of the user during a sleep; andobtaining the current sleeping-stage of the user according to the sensor date. 3. The method for a personalized intelligent wake-up system based on multimodal deep neural network according to claim 2, wherein obtaining a prediction of a next sleeping-stage of the user for a next time frame further includes: receiving historical data of a plurality of users' sleeping status and personal data of the user sleeping status; andpredicting the next sleeping-stage of the user based on a pre-trained sleeping-stage prediction according to the historical data and a personalized sleeping-stage prediction according to the personal data. 4. The method for a personalized intelligent wake-up system based on multimodal deep neural network according to claim 3, wherein: predicting the next sleeping-stage of the user based on a recursive neural network (RNN) model. 5. The method for a personalized intelligent wake-up system based on multimodal deep neural network according to claim 4, wherein correcting the current sleeping-stage of the user through combining the current sleeping-stage and the prediction of the next sleeping-stage further includes: correcting the current sleeping-stage of the user to obtain a corrected current sleeping-stage of the user through combing the sensor data, the pre-trained sleeping-stage prediction, and the personalized sleeping-stage prediction. 6. A method for a personalized intelligent wake-up system based on multimodal deep neural network, comprising: monitoring a sleepi... | TCL RESEARCH AMERICA INC. | G08B001/00 G06N005/02 G06N003/08 G08B003/10 A61B005/00
US10065031 | B2 | 2018-09-04 | Deep brain stimulation lead | 2016-09-30 | The present disclosure discusses a system and methods for a deep brain stimulation lead. More particularly, the disclosure discusses a stimulation lead that includes one or more silicon based barrier layers within a MEMS film. The silicon based barrier layers can improve device reliability and durability. The silicon based barrier layers can also improve adhesion between the layers of the MEMS film. | 1. A neurological lead, comprising: a first polymeric layer;a metal layer disposed on the first polymeric layer, the metal layer comprising:a plurality of electrodes;a plurality of periphery traces, each of the plurality of periphery traces at least partially encircling a perimeter of a respective one of the plurality of electrodes; andat least two connection points coupling each of the plurality of periphery traces to a respective one of the plurality of electrodes; anda second polymeric layer disposed on the plurality of periphery traces. 2. The neurological lead of claim 1, comprising: a plurality of traces, each of the plurality of traces coupling a respective one of the plurality of periphery traces to a respective one of a plurality of contact pads. 3. The neurological lead of claim 1, comprising: a planar formed, cylindrical film comprising a distal end and a proximal end. 4. The neurological lead of claim 3, comprising: a ribbon cable extending from the distal end of the planar formed, cylindrical film into a lumen defined by the planar formed, cylindrical film. 5. The neurological lead of claim 1, comprising: a second metal layer at least partially disposed over a surface of each of the plurality of electrodes. 6. The neurological lead of claim 5, wherein the second metal layer comprises gold and the metal layer comprises at least one of one of platinum, iridium oxide, and titanium. 7. The neurological lead of claim 1, comprising: a first silicon based barrier layer at least partially disposed over the first polymeric layer; anda second silicon based barrier layer at least partially disposed over the metal layer and the first silicon based barrier layer, the second silicon based barrier layer defining a first plurality of through-holes. 8. The neurological lead of claim 7, wherein the first and second silicon based barrier layers comprise at least one of Silicon Nitride, Silicon Oxide, Silicon Carbide, Polysilicon, Amorphous-Silicon, Titanium Dioxide, and Titanium III Oxide. 9. The neurological lead of claim 1, wherein the at least two connection points are coupled to opposite edges of the respective one of the plurality of electrodes. 10. The neurological lead of claim 1, comprising: a plurality of connection points coupled to an edge of the respective one of the plurality of electrodes. 11. A method, comprising: disposing a metal layer on a first polymeric layer;forming, in the metal layer, a plurality of electrodes, a plurality of periphery traces, wherein each of the plurality of periphery traces at least partially encircling a perimeter of a respective one of the plurality of electrodes, and at least two connection points coupling each of the plurality of periphery traces to a respective one of the plurality of electrodes; anddisposing a second polymeric layer on the plurality of periphery traces. 12. The method of claim 11, comprising: forming, in the metal layer, a plurality of traces, each of the plurality of traces co... | ALEVA NEUROTHERAPEUTICS | A61B006/12 A61B001/05 A61B005/04 A61N001/05 A61B005/00 H05K001/11
US10111596 | B2 | 2018-10-30 | Blood pressure measuring apparatus and method of operating the same | 2016-06-06 | A blood pressure measuring apparatus and a method of operating the same are provided. The blood pressure measuring apparatus includes: a strap; and a main body that is rotatably connected to the strap, wherein the main body includes: a first pulse wave measurer configured to measure a first pulse wave; a second pulse wave measurer that is spaced apart from the first pulse wave measurer at a regular interval and is configured to measure a second pulse wave; and a blood pressure measurer configured to analyze the first pulse wave and the second pulse wave and determine a blood pressure based on the analyzed first pulse wave and the analyzed second pulse wave. | 1. A blood pressure measuring apparatus, comprising: a strap; anda main body that is rotatably connected to the strap, the main body comprising: a first pulse wave measurer configured to measure a first pulse wave using a first light emitter and a first light receiver;a second pulse wave measurer that is spaced apart from the first pulse wave measurer and is configured to measure a second pulse wave using a second light emitter and a second light receiver; anda processor configured to analyze the first pulse wave and the second pulse wave, and determine a blood pressure based on the analyzed first pulse wave and the analyzed second pulse wave,wherein the main body is configured to rotate from a first position in which a lengthwise direction of the main body is parallel to a lengthwise direction of the stray to a second position in which the lengthwise direction of the main body is perpendicular to the lengthwise direction of the strap, while the main body stays connected to the strap. 2. The apparatus of claim 1, wherein the main body is detachably connected to the strap. 3. The apparatus of claim 1, wherein the main body is configured to rotate in a range between 180 degrees and zero degree while the main body stays connected to the strap. 4. The apparatus of claim 1, wherein the first pulse wave measurer is disposed on a side end of a bottom surface of the main body, and the second pulse wave measurer is disposed on another side end of the bottom surface of the main body. 5. The apparatus of claim 1, wherein the blood pressure measuring apparatus is a wristwatch wearable device. 6. The apparatus of claim 1, wherein each of the first pulse wave measurer and the second pulse wave measurer is configured to emit light to a subject that reflects the light, and the first pulse wave measurer is configured to sense the light reflected from the subject to measure the first pulse wave, andthe second pulse wave measurer is configured to sense the light reflected from the subject to measure the second pulse wave. 7. The apparatus of claim 1, wherein the processor comprises: a feature point extractor configured to extract a first feature point from the first pulse wave and a second feature point from the second pulse wave, the second feature point corresponding to the first feature point; anda blood pressure calculator configured to determine the blood pressure based on the first feature point and the second feature point. 8. The apparatus of claim 7, wherein the blood pressure calculator is further configured to determine a pulse wave velocity between the first feature point and the second feature point, and determine the blood pressure based on the determined pulse wave velocity. 9. The apparatus of claim 8, wherein the blood pressure calculator is further configured to determine the pulse wave velocity by determining a time difference between the first feature point and the second feature point, and by dividing a distance between the first pulse ... | SAMSUNG ELECTRONICS CO., LTD. | A61B005/021 A61B005/00 A61B005/024
US10101431 | B2 | 2018-10-16 | Systems and methods for pursuit governance in a monitoring system | 2016-07-11 | Various embodiments of the present invention provide systems and method for supporting enhanced target pursuit. As an example, a system is disclosed that includes a monitoring device including: a location determination circuit and a controller circuit. The location determination circuit is operable to identify a location of the monitoring device. The controller circuit is operable to: receive a request to modify a schedule of location updates from a standard mode schedule to a pursuit mode schedule, where the standard mode schedule calls for updating the location of the monitoring device at a lower rate than the pursuit mode schedule; and cause an increase in the rate of updating and reporting the location in accordance with the request to modify. | 1. A monitoring system, the monitoring system comprising: a central monitoring apparatus operable to: receive a user request to engage a pursuit mode; andgenerate a request to modify operation of a monitoring device;the monitoring device including: a location determination circuit operable to update a location of the monitor device in accordance with a location update mode; anda controller circuit operable to: receive the request to modify operation of the monitoring device;modify the location update mode from a first update mode to a pursuit update mode, wherein a rate of update in the pursuit update mode is different from a rate of update in the first update mode; andreport the location of the monitor device to the central monitoring apparatus. 2. The monitoring system of claim 1, wherein the pursuit update mode includes an automatic update at the rate. 3. The monitoring system of claim 2, wherein the rate is once every fifteen seconds. 4. The monitoring system of claim 2, wherein the rate is a second rate, wherein the first update mode includes an automatic update at a first rate, and wherein the first rate is less than the second rate. 5. The monitoring system of claim 4, wherein the first rate is once every three minutes, and wherein the second rate is once every fifteen seconds. 6. The monitoring system of claim 1, wherein the central monitoring apparatus is further operable to receive the location of the monitor device reported by the monitor device. 7. The monitoring system of claim 6, wherein the central monitoring apparatus is further operable to set a timeout condition corresponding to a maximum duration of operating the monitoring device in the pursuit update mode. 8. The monitoring system of claim 1, wherein the controller circuit is further operable to modify the location update mode from the pursuit update mode to the first update mode upon expiration of a defined maximum duration of operating the monitoring device in the pursuit update mode. 9. The monitoring system of claim 8, wherein the defined maximum duration is greater than thirty minutes. 10. The monitoring system of claim 1, wherein the controller circuit is further operable to: update a power status of the monitoring device; andreport the power status to a central monitoring apparatus. 11. The monitoring system of claim 10, wherein the central monitoring apparatus is further operable to: compare the power status of the monitoring device with a threshold value; andprovide a power status alert to a user where a combination of a power status being below the threshold value and modification of the schedule of location updates from the first update mode to the pursuit update mode schedule has been implemented. 12. The monitoring system of claim 1, wherein the monitoring device is a single piece device, and wherein the monitoring system further comprises: a strap configured to attach the monitor device to a target. 13. The monitoring system of clam 1, wherein the lo... | BI Incorporated | G08B001/08 G01S005/00 G01S019/14 G01S019/48 A61B005/11
US10098526 | B2 | 2018-10-16 | Capsule device having variable specific gravity | 2015-03-17 | An endoscopy capsule having an image collecting capacity includes a deformable member configured to inflate when exposed to body liquid. The deformable member includes an effervescent material. When the effervescent reacts with water the resulting Carbon-Dioxide gas reduces the specific gravity of the endoscopy capsule. The capsule is contained within a shell or dome when swallowed. The shell or dome is configured dissolve in either a low or high pH environment. | 1. A capsule endoscope, comprising: a sensor system comprising a light source, an image sensor for capturing image frames of a scene illuminated by the light source;a housing adapted for being swallowed, wherein the housing encloses the sensor system; andat least one pouch containing an effervescent, the pouch being attached to the housing and being semi-permeable or porous, permeable to body liquid but not to gas so that the effervescent is able to generate gas upon contact with the body liquid;wherein at least the pouch is encapsulated within a dissolvable shell, dome or coating, and wherein specific gravity (SG) of the capsule endoscope is greater than 1 when the pouch is encapsulated within the dissolvable shell, dome or coating and wherein the SG of the capsule endoscope corresponds to a specific gravity of all the components of the capsule endoscope collectively together; andwherein the capsule endoscope is configured to control estimated inflation and deflation periods of the capsule endoscope such that the capsule endoscope has the SG of the capsule endoscope greater than 1 for a first period of time, and less than 1 for a second period of time following the first period of time;wherein the capsule endoscope is configured to control estimated inflation of the capsule endoscope by properly selecting parameters from a parameter group comprising a combination of pouch membrane type and pouch wall thickness. 2. The capsule endoscope of claim 1, wherein at least the pouch is encapsulated within an enteric shell, dome or coating. 3. The capsule endoscope of claim 2, wherein the enteric shell, dome or coating is designed to dissolve a pH in range of 5.0-7.4 so that the enteric shell, dome or coating is intended to disintegrate in the small intestine or the cecum. 4. The capsule endoscope of claim 2, wherein the capsule endoscope is configured to cause the specific gravity (SG) of the capsule endoscope drops below 1 in about 2-6 hours after the capsule endoscope is exposed to bodily fluids by swallowing the capsule endoscope. 5. The capsule endoscope of claim 2, wherein the endoscope is configured such that the specific gravity (SG) of the capsule endoscope is more than 1 for more than about six hours after the capsule endoscope is exposed to bodily fluids by swallowing. 6. The capsule endoscope of claim 2, wherein the pouch has a wall thickness of less than 2 mils for one group of pouch materials or less than 5 mils for another group of pouch materials. 7. The capsule endoscope of claim 2, wherein the pouch is configured such that the specific gravity (SG) of the capsule endoscope is more than 1 for more than 1.5 hours after the pouch is exposed to bodily liquids by swallowing the capsule endoscope. 8. The capsule endoscope of claim 2, wherein the pouch is configured such that the specific gravity (SG) of the capsule endoscope is less than 1 for more than 4 hours after the pouch is exposed to bodily liquids by swallowing the capsule endos... | CAPSOVISION INC. | A61B001/00 A61B001/04 A61B001/273 A61B005/145 A61B005/00 A61B005/07
US10090479 | B2 | 2018-10-02 | Stretchable/foldable optoelectronic device, method of manufacturing the same, and apparatus including the stretchable/foldable optoelectronic device | 2015-09-04 | Provided are a stretchable and/or foldable optoelectronic device, a method of manufacturing the same, and an apparatus including the stretchable and/or foldable optoelectronic device. A stretchable and/or foldable optoelectronic device may include an optoelectronic device portion on a substrate. The substrate may include an elastomeric polymer and may be stretchable. The optoelectronic device portion may be configured to have a wavy structure to be stretchable. The optoelectronic device portion may include a graphene layer and a quantum dot (QD)-containing layer. The stretchable and/or foldable optoelectronic device may further include a capping layer that includes an elastomeric polymer and is on the optoelectronic device portion. The stretchable and/or foldable optoelectronic device may further include a plastic material layer that contacts at least one surface of the optoelectronic device portion. | 1. A stretchable optoelectronic device comprising: a substrate that includes an elastomeric polymer and is stretchable;an optoelectronic device portion on the substrate, the optoelectronic device portion including a graphene layer and a quantum dot (QD)-containing layer, the optoelectronic device portion being configured to have a wavy structure to be stretchable; anda plastic material layer connected to a surface of the optoelectronic device portion, whereinthe plastic material layer is between the substrate and the optoelectronic device portion or the optoelectronic device portion is between the substrate and the plastic material layer, andthe plastic material layer has a thickness that ranges from about 0.5 μm to about 30 μm. 2. The stretchable optoelectronic device of claim 1, further comprising: a capping layer including an elastomeric polymer, whereinthe capping layer is stretchable, andthe capping layer is on the optoelectronic device portion. 3. The stretchable optoelectronic device of claim 2, wherein the optoelectronic device portion is located on a mechanical neutral plane (MNP) or around a MNP. 4. The stretchable optoelectronic device of claim 2, wherein the elastomeric polymer of the capping layer includes at least one of polyurethane (PU), polyurethane acrylate (PUA), acrylate polymer, acrylate terpolymer, and silicon-based polymer. 5. The stretchable optoelectronic device of claim 4, wherein the silicon-based polymer includes at least one of polydimethylsiloxane (PDMS), polyphenyl-methylsiloxane, and hexamethyldisiloxane. 6. The stretchable optoelectronic device of claim 1, wherein the plastic material layer includes at least one of polyethylene naphthalate (PEN), polyimide (PI), and polyethylene terephthalate (PET). 7. The stretchable optoelectronic device of claim 1, wherein the wavy structure of the optoelectronic device portion has an average wavelength that ranges from about 10 μm to about 2 mm, andthe wavy structure of the optoelectronic device portion has an average amplitude that ranges from about 100 nm to about 1 mm. 8. The stretchable optoelectronic device of claim 1, wherein the optoelectronic device portion is one of a light-emitting device portion, a photovoltaic device portion, and a photo-detecting device portion. 9. The stretchable optoelectronic device of claim 1, wherein the optoelectronic device portion includes a first electrode on the substrate, a light-emitting layer on the first electrode, and a second electrode on the light-emitting layer,one of the first and second electrodes is an anode,the anode includes the graphene layer, andthe light-emitting layer includes the QD-containing layer. 10. The stretchable optoelectronic device of claim 9, wherein the optoelectronic device portion further includes at least one of: a hole transport layer (HTL) between the anode and the light-emitting layer; andan electron transport layer (ETL) between the light-emitting layer and a cathode from among the first and ... | Samsung Electronics Co., Ltd. | A61B005/02 H01L051/00 H01L051/50 H01L051/52 A61B005/024 A61B005/00 H01L027/32
US10078733 | B2 | 2018-09-18 | System and methods for nutrition monitoring | 2017-06-29 | An apparatus comprising a natural language processor, a mapper, a string comparator, a nutrient calculator, and a diet planning module, the diet planning module configured to generate a diet action control, the diet action control comprising instructions to operate the client device to perform a diet change recommendation on the client device, and apply the diet action control to the client device. | 1. An apparatus comprising: a natural language processor to receive text from a client device and transform the text into a generated entity;a mapper to transform the generated entity into mapped data lists;a string comparator to transform the mapped data lists into a verified diet-specific control utilizing a nutrition control memory structure;a nutrient calculator to determine nutrition content from the verified diet-specific control;a diet planning module to generate a diet action control, the diet action control comprising instructions to operate the client device to perform a diet change recommendation on the client device and apply the diet action control to the client device; anda prompting module to: receive a prompt activation signal from the natural language processor;generate a prompt comprising instructions to operate the client device to display on a machine display of the client device an indication of a prompt item, the prompt item comprising an intent signal or a required entity;receive an unstructured input, the unstructured input enabling the natural language processor to transform the text into the generated entity; andsend the prompt to the client device. 2. The apparatus of claim 1, further comprising a speech recognition module to: receive an audio from the client device;generate the text from the audio; andsend the text to the natural language processor. 3. The apparatus of claim 1, wherein the natural language processor comprises: an intent matching component to: compare the text to the intent signal in an intent signal control memory structure; andgenerate the prompt activation signal in response to the text not matching the intent signal; andan entity matching component to: compare the text to entity signals in an entity signal control memory structure;transform the text into the generated entity by associating the text with the entity signals;receive a list of required entities; andgenerate the prompt activation signal in response to the generated entity not comprising one or more of required entities of the list of required entities. 4. The apparatus of claim 1, further comprising a training component to: generate the intent signal and entity signals; andsend the intent signal to an intent signal control memory structure and the entity signals to an entity signal control memory structure. 5. The apparatus of claim 4, wherein the training component generates the intent signal and the entity signals from the text. 6. The apparatus of claim 1, wherein the mapper further comprises: a simple mapping component to: associate food name entities in the generated entity with other entities in the generated entity; anda value mapping component to: compare the other entities associated with each of the food name entities to a standard entity in one or more list dictionaries; andalter the other entities into the standard entity in response to the other entities being one of one or more synonymous entities to the standard entit... | WASHINGTON STATE UNIVERSITY | G16H020/60 G06F019/00 A23L033/00 A61B005/00 G10L013/08
US10093787 | B2 | 2018-10-09 | Polymeric waveguide with single dopant | 2016-08-18 | The present invention relates to the use of dopants for polymer optical fibers or polymer waveguides containing the dopants, sensors in the polymer optical fibers or polymer waveguides, which may be used in the biomedical industry for the measurement of different physiological and physical variables. | 1. A polymer optical fibre comprising a single dopant material resulting in both a refractive index increase upon UV irradiation and a photosensitivity enhancement during Fibre Bragg grating (FBG) fabrication, wherein the single dopant material comprises at least two phenyl rings linked by a disulfide bridge. 2. A polymer optical fibre as claimed in claim 1, wherein the one or more of the phenyl rings may be functionalized with one or more groups selected from alkyl, substituted alkyl, alkenyl, substituted alkenyl, alkynyl, substituted alkynyl, phenyl, substituted phenyl, aryl, substituted aryl, heteroaryl, substituted heteroaryl, halo, hydroxyl, nitro, amino, alkoxy, substituted alkoxy groups, or carboxylic acid groups, or combinations of any two or more thereof. 3. A polymer optical fibre as claimed in claim 1, wherein the single dopant material is a compound selected from the group consisting of: 4. A polymer optical fibre as claimed in claim 3, wherein the single dopant material is diphenyl disulfide. 5. A polymer optical fibre as claimed in claim 1, comprising alternating integrated light source sections and sensing sections. 6. A polymer optical fibre as claimed in claim 5, wherein the integrated light source sections are doped with a laser dye and the sensing sections are doped with the single dopant material. 7. A polymer optical fibre as claimed in claim 1, wherein between about 0.1 to about 10 mol % of the single dopant material is employed. 8. A sensor system comprising a polymer optical fibre according to claim 1. 9. A sensor system as claimed in claim 8, wherein the sensor system is a medical sensor system. 10. A method of measuring one or more physical, physiological or biomedical variables, comprising using a sensor system according to claim 9. 11. A method of manufacturing a polymer optical fibre according to claim 1, comprising the steps of: doping a polymer optical fibre with a single dopant material, without UV irradiation wherein the single dopant material comprises at least two phenyl rings linked by a disulfide bridge. 12. A method according to claim 11, further comprising the step of: inserting the doped polymer optical fibre through an opening in a pre-made polymer preform cladding to form a preform. 13. A method according to claim 12, further comprising the step of: drawing the preform into a photosensitive polymer optical fibre. 14. A method as claimed in claim 13 further comprising the step of: exposing the photosensitive polymer optical fibre to UV radiation to fabricate a fibre Bragg grating. 15. A method according to claim 14, wherein the polymer optical fibre is exposed to UV radiation from a 325 nm laser for less than 1 second to fabricate a fibre Bragg grating. 16. A method as claimed in claim 13, wherein the polymer optical fibre is a single mode polymer optical fibre. | The Hong Kong Polytechnic University | G02B006/00 C08K005/372 G02B006/02 A61B005/00 G02B006/122 A61B090/00 G02B006/12
US10099043 | B2 | 2018-10-16 | Hollow microneedle array article | 2014-07-10 | An article 100 having a first side 112 that has a central portion 130 defined by a first edge 134, a microneedle-free peripheral portion 140 that substantially surrounds the central portion, and a plurality of spaced-apart hollow microneedles 160. Each microneedle has a body that includes an outer surface 163; a base segment 166 having a base 162 and a first shape; a tip segment 168 having a tip 164 and a second shape, wherein the second shape is distinct from the first shape; a transition plane 167 that delineates the base segment and the tip segment; and a central axis 180. An angle, defined by an intersection of the central axis of at least one microneedle and a shortest line extending from the first edge and through the transition plane of the at least one microneedle, is less than about 50°. | 1. An article, comprising: a first side comprising: a central portion defined by a first edge;a microneedle-free peripheral portion that substantially surrounds the central portion; anda plurality of spaced-apart hollow microneedles extending from the central portion in a first direction;wherein each microneedle of the plurality comprises a body that includes: an outer surface;a base segment having a base and a first shape that is defined by the outer surface;a tip segment having a tip and a second shape that is defined by the outer surface, wherein the second shape is distinct from the first shape;a transition plane that delineates the base segment and the tip segment;a hollow channel extending through the body of the microneedle from a first opening proximate the tip to a second opening proximate the base;a central axis;wherein the plurality of hollow microneedles forms an array that comprises three or more perimeter microneedles disposed proximate the first edge;wherein the central portion is not coplanar with the peripheral portion;wherein the peripheral portion is canted in a second direction relative to the central portion at an angle of 10° to 80°, wherein the second direction is opposite the first direction;wherein an angle, defined by an intersection of the central axis of at least one of the plurality of microneedles and a shortest line extending from the first edge and through the transition plane of the at least one microneedle, is less than about 50°. 2. The article of claim 1, wherein the first angle is less than about 45°. 3. The article of claim 1, wherein each microneedle of the plurality comprises a microneedle height measured from the base to the tip, wherein the microneedle height of each microneedle of the plurality is about 600 microns to about 2000 microns. 4. The article of claim 3, wherein each microneedle of the plurality comprises a first height component measured along the central axis from the base to the transition plane, wherein the first height component is about 500 m to about 800 m. 5. The article of claim 1, wherein the perimeter microneedles define a two-dimensional first geometric shape, wherein the first geometric shape defines a first area, wherein the plurality of microneedles further comprises one or more interior microneedles that is substantially uniformly distributed within the first area. 6. The article of claim 1, wherein the central portion comprises a microneedle tip-free second area within the first area, wherein the second area is at least about 15% of the first area. 7. The article of claim 6, wherein the second area is up to about 99%, inclusive, of the first area. 8. The article of claim 1, wherein the first geometric shape defines a substantially regular polygon. 9. The article of claim 1, wherein the first edge defines a second geometric that is larger than, but substantially identical to, the first geometric shape. 10. The article of claim 9, wherein the first edge comprises a plura... | 3M Innovative Properties Company | A61M037/00 A61B005/15
US10076272 | B2 | 2018-09-18 | Systems and methods for phlebotomy through a peripheral IV catheter | 2014-08-26 | An apparatus includes a catheter, an introducer having a first member and a second member, a locking mechanism coupled to a distal end of the first member and configured to couple the introducer to a peripheral intravenous line, and an actuator coupled to the catheter. The actuator is configured to move from a first configuration, in which the catheter is disposed within the introducer, toward a second configuration to move the second member to a distal position relative to the first member. A portion of a guide of the second member being distal to the first member when the second member is in the distal position. The actuator is configured to move relative to the second member to be placed in the second configuration when the second member is in its distal position such that the catheter is disposed within and extending past an end of the peripheral intravenous line. | 1. An apparatus, comprising: a catheter having a proximal end portion and a distal end portion, the catheter defining a lumen extending through the proximal end portion and the distal end portion of the catheter;an introducer having a first member and a second member, at least a portion of the second member movably disposed in the first member between a proximal position and a distal position relative to the first member, the second member including a guide, a distal end portion of the guide being disposed in a distal position relative to the first member when the second member is in the distal position;a locking mechanism coupled to a distal end of the first member, the locking mechanism configured to couple the introducer to a peripheral intravenous line; andan actuator coupled to the catheter, at least a portion of the actuator disposed in the second member and configured to move from a first configuration toward a second configuration to move the second member from its proximal position to its distal position, the actuator configured to move relative to the second member to be placed in the second configuration when the second member is placed in its distal position, the catheter being disposed within the introducer when the actuator is in the first configuration and disposed within and extending past an end of the peripheral intravenous line when the actuator is in the second configuration. 2. The apparatus of claim 1, further comprising: an adapter coupled between the introducer and the peripheral intravenous line, the adapter including a first lumen and a second lumen, the catheter extending through the first lumen when the actuator is in the second configuration. 3. The apparatus of claim 1, wherein the first member defines a channel, the second member includes a protrusion at least partially disposed in the channel, the channel configured to define a range of motion associated with the second member relative to the first member. 4. The apparatus of claim 1, wherein the distal end of the first member includes a seal configured to be in contact with at least one of an outer surface of the guide or an outer surface of the catheter to inhibit a flow of bodily fluid into a volume outside of the catheter and proximal to the seal. 5. The apparatus of claim 1, wherein the distal end of the first member includes a seal configured to define a friction fit with an outer surface of the guide when the second member is its distal position, a friction force associated with the friction fit being sufficient to at least temporarily retain the second member in a fixed position when the actuator is moved relative to the second member. 6. The apparatus of claim 1, wherein at least a portion of the catheter is at least partially disposed within the guide, the distal end portion of the guide configured to extend through at least a portion of the peripheral intravenous line when the second member is in the distal position, the catheter configured to exten... | VELANO VASCULAR, INC. | A61B005/15 A61B005/154 A61M039/02 A61B005/155 A61M025/06 A61M039/10
US10092236 | B2 | 2018-10-09 | Emergency medical services smart watch | 2016-01-05 | A system comprising: a wrist-worn device configured to be worn on the wrist of a rescuer performing cardiopulmonary resuscitation (CPR), the wrist-worn device including: one or more sensors coupled with the wrist-worn device, the one or more sensors being configured to sense one or more parameters indicative of a fatigue level of the rescuer; and a sensor interface configured to provide the sensed parameters to one or more external computing devices via an interface; and a wearable computing device configured to be worn by a rescuer, the wearable computing device including: a device interface for receiving information related to CPR; and a display for displaying an indication of the received information. | 1. A medical system for assisting a rescuer in resuscitation of a patient comprising: a head mounted device comprising a visual display;a chest compression sensor including one or more accelerometers configured to sense motion associated with cardio pulmonary resuscitation (CPR) chest compressions and to generate one or more signals indicative of chest motion;a wrist-worn device configured to be disposed on a wrist of the rescuer administering cardiopulmonary resuscitation (CPR) chest compressions, the wrist-worn device comprising one or more sensors configured to monitor at least one physical parameter of the rescuer;a patient monitor having at least one processor communicatively coupled to the chest compression sensor, the wrist-worn device, and the head mounted device, the at least one processor configured to: receive at least one of (i) the one or more signals indicative of the chest motion from the chest compression sensor and (ii) the at least one physical parameter of the rescuer from the wrist-worn device,analyze at least one of (i) the one or more signals indicative of the chest motion from the chest compression sensor and (ii) the at least one physical parameter of the rescuer from the wrist-worn device, anddetermine at least one of whether a quality of the chest compressions has deteriorated, and whether a physical status of the rescuer has declined, anddisplay on the head mounted device, visual feedback comprising an indication of at least one of the deterioration in the quality of the chest compressions, and the decline of the physical status of the rescuer. 2. The system of claim 1, wherein the patient monitor provides an indication to switch rescuers based on at least one of the deterioration in the quality of chest compressions, and the decline in the at least one physical parameter of the rescuer, wherein the deterioration in the quality of chest compressions is based on the determination of whether the at least one chest compression parameter is outside of an acceptable range. 3. The system of claim 1, wherein the head mounted device includes wearable glasses. 4. The system of claim 3, wherein the display is formed on at least one lens of the wearable glasses. 5. The system of claim 3, wherein the wearable glasses include a camera to capture the specific rescuer motions of the rescuer. 6. The system of claim 1, wherein the at least one physical parameter of the rescuer includes at least one of a heart rate, blood oxygen saturation, and a blood pressure of the rescuer. 7. The system of claim 1, wherein the patient monitor is part of an external defibrillator. 8. The system of claim 1, wherein the wrist-worn device comprises a memory configured to store a unique identifier associated with the wrist-worn device. 9. The system of claim 1, wherein the wrist-worn device is configured to power on when the wrist-worn device wraps around the wrist. 10. The system of claim 1, wherein the display of the head mounted device is conf... | ZOLL Medical Corporation | A61B005/00 A61H031/00 A61B005/0205 A61B005/021 A61B005/024 A61N001/39 G06F019/00 G16H040/63
US10064579 | B2 | 2018-09-04 | System and method for dynamically adjusting patient therapy | 2016-02-04 | A system and method of managing therapy provided to patients in an institution. The system monitors all aspects of the medication delivery to a patient, as well as other information related to the patient, such as values of vital signs, laboratory results and patient factors such as history, diagnosis, allergies and the like. The system includes one or more databases of information, including institutionally developed rules, guidelines and protocol representing the best medical practices of the institution. The system provides alerts and/or recommendations based on the application of the rules to the information being monitored, and alerts care givers accordingly, providing for dynamic adjustment of the patient's therapy. The system also monitors the status of the alerts, and if no action is taken in a selected period of time, may escalate the priority of the alert and/or halt the delivery of medication to the patient until the alert is resolved. | 1. A method of managing a therapy provided to a patient, comprising the steps of: selecting a first dosing regimen for a drug, medication or fluid based on the therapy and a first set of a patient specific data;receiving a second set of patient specific data;determining that the first dosing regimen violates a plurality of institutionally determined rules based on the second set of patient specific data;in response to the determination, issuing an alert and automatically adjusting, or directing the adjustment of, the first dosing regimen so that the second set of patient specific data is in accordance with the plurality of institutionally determined rules; andincreasing a priority of the alert when a status of the alert has not changed for a selected period of time. 2. The method of claim 1, further comprising defining at least one of the plurality of institutionally determined rules according to an institution providing the therapy to the patient. 3. The method of claim 1, wherein determining that the first dosing regimen violates the plurality of institutionally determined rules by comparing the second set of patient specific data with the plurality of institutionally determined rules, and comparing the second set of patient specific data with the plurality of institutionally determined rules comprises comparing a concentration of the drug, medication or fluid in a compartment of a patient's body with a model. 4. The method of claim 1, further comprising altering at least one institutionally determined rule based on comparing the second set of patient specific data with the plurality of institutionally determined rules. 5. A method of managing a therapy provided to a patient, comprising the steps of: receiving a set of patient specific data during delivery of a drug, medication, or fluid according to a first dosing regimen;comparing the set of patient specific data with a plurality of institutionally determined rules;automatically adjusting, or directing the adjustment of, the first dosing regimen so that the set of patient specific data is in accordance with the plurality of institutionally determined rules;issuing an alert when the set of patient specific data is not in accordance with the plurality of institutionally determined rules; andincreasing a priority of the alert when a status of the alert has not changed for a selected period of time. 6. The method of claim 5, further comprising defining at least one of the plurality of institutionally determined rules according to an institution providing the therapy to the patient. 7. The method of claim 5, wherein comparing the set of patient specific data with a plurality of institutionally determined rules comprises comparing a concentration of the drug, medication or fluid in a compartment of a patient's body with a model. 8. The method of claim 5, further comprising altering at least one institutionally determined rule based on comparing the set of patient specific data with the plura... | CareFusion 303, Inc. | A61B005/00 G06F019/00 G06Q050/22 G06Q050/24 A61B005/021 A61M005/172 A61B005/145 G16H040/63 G16H050/50 G16H050/20
US10089736 | B2 | 2018-10-02 | Local high-resolution imaging method for three-dimensional skeletal image and apparatus therefor | 2016-10-21 | A local high-resolution imaging method and apparatus for a three-dimensional (3D) skeletal image is provided. The method includes determining a volume of interest (VOI) to perform high-resolution imaging from the 3D skeletal image in which an object to be inspected is captured, localizing the VOI based on a finite element method (FEM), and setting a multi-resolution constraint based on a bone mineral density (BMD) between the 3D skeletal image and the localized VOI and reconstructing a skeletal image in which high-resolution imaging is performed on the localized VOI. | 1. A local high-resolution imaging method for a three-dimensional (3D) skeletal image by using a high-resolution imaging device, the method comprising: determining a volume of interest (VOI) to perform high-resolution imaging on the 3D skeletal image in which an object to be inspected is captured by using a VOI determining unit of the high-resolution imaging device, wherein the VOI determining unit determines a partial specific portion to perform high-resolution imaging on the 3D skeletal image;localizing the VOI based on a finite element method (FEM) by using a VOI localizing unit of the high-resolution imaging device, wherein the VOI localizing unit calculates a structural behavior value of each of finite elements for a locally provided load; andsetting a multi-resolution constraint based on a bone mineral density (BMD) between the 3D skeletal image and the localized VOI and reconstructing a skeletal image in which high-resolution imaging is performed on the localized VOI by using an image reconstructing unit of the high-resolution imaging device,wherein the localizing of the VOI by using the VOI localizing unit comprises: performing the FEM for the skeletal image in which the object to be inspected is captured;extracting a displacement corresponding to a cut boundary of the VOI based on a previously defined load condition;performing the FEM for the VOI by applying the extracted displacement to a boundary condition; andextracting a reaction force corresponding to a cut boundary of the VOI in which the FEM is performed and setting the extracted reaction force as a local load condition. 2. The method of claim 1, wherein the determining of the VOI comprises: determining a plurality of VOIs on the skeletal image; andverifying a trabecular bone corresponding to each of the VOIs based on a skeletal image, in which high-resolution imaging is performed, reconstructed for the plurality of VOIs. 3. A local high-resolution imaging method for a three-dimensional (3D) skeletal image by using a high-resolution imaging device, the method comprising: determining a volume of interest (VOI) to perform high-resolution imaging on the 3D skeletal image in which an object to be inspected is captured by using a VOI determining unit of the high-resolution imaging device, wherein the VOI determining unit determines a partial specific portion to perform high-resolution imaging on the 3D skeletal image;localizing the VOI based on a finite element method (FEM) by using a VOI localizing unit of the high-resolution imaging device, wherein the VOI localizing unit calculates a structural behavior value of each of finite elements for a locally provided load; andsetting a multi-resolution constraint based on a bone mineral density (BMD) between the 3D skeletal image and the localized VOI and reconstructing a skeletal image in which high-resolution imaging is performed on the localized VOI by using an image reconstructing unit of the high-resolution imaging device,wherein the ... | Korea Advanced Institute of Science and Technology | G06K009/00 G06K009/46 G06T007/00 A61B005/055 A61B005/00 A61B006/03 A61B006/00 G06T011/00 G06T017/20 H04N005/232
US10085667 | B2 | 2018-10-02 | ECG clock electrocardiogram based diagnostic device and method | 2016-12-03 | An ECG clock electrocardiogram based diagnostic device and method is disclosed. The ECG clock provides a clear visual indicator of heart related anomalies such as Long QT syndrome over a longer span of time than can otherwise be assimilated by a medical practitioner. A variable such as QT interval is represented by a variable length radial hand similar to a watch or clock hand. The circular face of the ECG clock represents the diagnostic time interval, typically 24 hours. The resulting output or plot of the ECG clock portrays a circular or polar mapping of the heart related variable such as QT interval over the diagnostic time interval, facilitating rapid diagnosis of volumes of electrocardiogram data by a medical practitioner that has heretofore not been possible. | 1. An ECG clock electrocardiogram based diagnostic device comprising: a computer having a processor, memory, and access to computer readable media;an electrocardiogram data receiver module residing on the computer and configured to receive electrocardiogram data wherein the electrocardiogram data comprises electrocardiogram variables and time of day values associated with each electrocardiogram variable value;a computer program stored on the computer readable media where the computer program executes the steps of:retrieving the electrocardiogram data received by the electrocardiogram data receiver module;creating on a computer display an ECG clock comprising a variable length radial hand and a circular face wherein a complete 360 degree rotation of the variable length radial hand correlates to a diagnostic time interval and wherein the length of the radial hand at a given angular position on the circular face correlates to an electrocardiogram variable value that is unique to the time of day or time value associated with that angular position; andapplying the retrieved electrocardiogram data to the displayed electrocardiogram clock such that a patient specific geometric pattern of the retrieved electrocardiogram data is displayed on the computer display for ease of diagnostic inspection by a medical practitioner or clinician. 2. The ECG clock electrocardiogram based diagnostic device of claim 1, wherein the electrocardiogram data is sourced from a Holter monitor. 3. The ECO clock electrocardiogram based diagnostic device of claim 1, wherein the electrocardiogram data is sourced from an electrocardiogram recording database. 4. The ECG clock electrocardiogram based diagnostic device of claim 1, wherein the electrocardiogram variable value is heart rate. 5. The ECG clock electrocardiogram based diagnostic device of claim 1, wherein the electrocardiogram variable value is QTc interval. 6. The ECG clock electrocardiogram based diagnostic device of claim 1, wherein the diagnostic time interval is one day. 7. The ECG clock electrocardiogram based diagnostic device of claim 1, wherein the displayed ECG clock further comprises color bands representative of safe and unsafe electrocardiogram variable value parameters. 8. The ECG clock electrocardiogram based diagnostic device of claim 1, wherein the displayed ECG clock further comprises electrocardiogram variable values from a larger population for comparison of the patient specific geometric patterns to geometric patterns of the larger population. 9. The ECO clock electrocardiogram based diagnostic device of claim 1, further comprising a data filter stored on computer readable media for filtering noisy electrocardiogram variable values. 10. The ECG clock electrocardiogram based diagnostic device of claim 1, wherein the displayed ECG clock further comprises multiple patient specific geometric patterns. 11. The ECG clock electrocardiogram based diagnostic device of claim 10, wherein the multiple pa... | University of Rochester | A61B005/0452 A61B005/044 A61B005/04 A61B005/00 A61B005/0245
US10114006 | B2 | 2018-10-30 | Self-diagnosis method and apparatus for measuring results from blood analyzers | 2012-10-25 | A self-diagnosis method and apparatus for measuring results from blood analyzers, the method comprising: generating an acquisition transmittance curve according to the changes in transmittance rate of sample during a sample acquisition process; determining whether there is an anomaly in the acquisition process according to the acquisition transmittance rate curve; if there is no anomaly in the acquisition process, determining that the measurement results of the blood sample are credible; and if there is an anomaly in the acquisition process, determining that there is a doubt about the measured results of the blood samples, the self-diagnosis method and apparatus for measuring results from blood analyzer can improve the accuracy of self-diagnosis of measured results from blood analyzers, and reducing the false positive rate, at the same time, the workload of users in examining and verifying the measured results is reduced, thereby saving on measuring costs. | 1. A method for self-diagnosis of measurement results of a blood sample from a blood analyzer comprising an acquisition driver and a pipeline, the method comprising: flowing the blood sample from a sample tube through the pipeline to the acquisition driver for a sample acquisition;detecting changes with time in an optical transmittance of the blood sample in the pipeline by using a photoelectric sensor during the sample acquisition;generating an acquisition transmittance curve according to the changes versus time in the optical transmittance of the blood sample; anddetermining whether there is an anomaly in the acquisition process according to the acquisition transmittance curve. 2. The method of claim 1, further comprising: determining whether the measurement results are within a threshold range; if the measurement results are within the threshold range, determining that the measurement results are not credible; if the measurement results are outside-the threshold range, determining that the measurement results are credible. 3. The method of claim 2, wherein the threshold range is set by clinical statistics. 4. The method of claim 3, wherein the threshold range is: HGB (hemoglobin)&lt;120 g/L and MCHC (Mean Corpuscular Hemoglobin Concentration)&lt;310 g/L; or RBC (red blood cell)&lt;3×1012/L and MCHC>400 g/L; or HGB&lt;120 g/L and MCHC&lt;Kc*310 g/L; or RBC&lt;3×1012/L and MCHC>Kc*400 g/L;Kc=HGB⁢⁢calibration⁢⁢factorRBC⁢⁢calibration⁢⁢factor*MCV⁢⁢calibration⁢⁢factorif the measurement results are within the threshold range, determining that the measurement results are not credible; otherwise, determining that the measurement results are credible, wherein MCV stands for Mean Corpuscular Volume. 5. The method of claim 2, further comprising: outputting the measurement results if the measurement results are determined to be credible; shielding the measurement results if the measurement results are determined to be not credible, and outputting alarm information. 6. The method of claim 1, wherein determining whether there is an anomaly in the acquisition process acquisition comprises: if the acquisition transmittance curve is smooth, determining that there is no anomaly in the acquisition process; if there is a pulse in the acquisition transmittance curve, determining that there is an anomaly in the acquisition process. 7. An apparatus with self-diagnosis of measurement results of a blood sample, the apparatus comprising: an acquisition driver for a sample acquisition;an acquisition monitoring module comprising a photoelectric sensor unit for detecting changes with time in an optical transmittance of the blood sample in a pipeline coupled between a sample tube and the acquisition driver, for generating an acquisition transmittance curve according to the changes versus time in an optical transmittance of the blood sample during an acquisition process, and determining whether there is an anomaly in the acquisition process according to the acquisition... | Shenzhen Mindray Bio-Medical Electronics Co., Ltd. | G01N033/49 A61B005/1455 A61B005/00 G01N021/59 G01N021/84 G01N035/00
US10064633 | B2 | 2018-09-04 | System and technique for accessing extra articular lesions or abnormalities or intra osseous lesions or bone marrow lesions | 2016-03-25 | A technique for accessing extra articular lesions or abnormalities or intra osseous lesions or abnormalities or bone marrow lesions or all has the step of positioning the localizing pinning member onto cartilage or subchondral bone to define a virtual pathway through the cartilage or subchondral bone towards or into or through the lesion or abnormality or a desired target to create the virtual pathway utilizing an intra articular localizing pinning member to determine a location of the lesion or abnormality wherein the utilization of the localizing pinning member includes the step to locate or stabilize or both and thereafter using the virtual pathway to create an entry access. | 1. A technique for accessing extra articular lesions or abnormalities or intra osseous lesions or abnormalities or bone marrow lesions, comprising the steps of: utilizing an intra articular localizing pinning member attached or integral to a guide component, the guide component having a straight arm portion having a first end and a second end with the localized pinning member at the first end and an arcuate arm portion extending from the second end, by positioning an end of the localizing pinning member exterior to and resting on top of cartilage above subchondral bone or on top of subchondral bone to determine a location of a lesion or abnormality below a bone surface within a bone and to define a virtual pathway through the cartilage or the subchondral bone through the lesion or the abnormality to a desired target location or point LPT to create the virtual pathway along a first axis L1, wherein the surgeon selects a desired depth along the virtual pathway;pivoting the guide component about the localizing pinning member positioned on the cartilage or the subchondral bone without penetrating through the cartilage and the subchondral bone by swinging the arcuate arm portion to establish a desired location for the creation of an entry access based on relevant anatomy along a second axis L2 to form a blind angled osteal tunnel or channel, wherein the second axis L2 intersects the first axis L1 at the location or point LPT;adjusting a movable guide which is movably adjustable in a circumferential arc on the guide component anywhere along a portion of the arcuate arm portion of the guide component by having the movable guide attached to and moving circumferentially along the arcuate curvature of the arcuate arm portion of the guide component to adjust an angular position of the movable guide relative to the straight arm to a desired location;setting or fixing the movable guide, the movable guide configured to pass a drill, a pin or a punch when set or fixed at the entry access to form an opening to a desired depth along the axis L2 within or in a proximity of the lesion or the abnormality, wherein entry access alignment is directed along the axis L2 toward the intersection or the point LPT on the axis L1 by the position of the localizing pinning member and the movable guide and the guide component when set or fixed by the surgeon at the entry access; andpassing the drill, the pin or the punch through the guide component utilizing the fixed or set movable guide of the guide component through the entry access to the desired depth. 2. The technique of claim 1 wherein the localizing pinning member includes a graduated or calibrated depth scale. 3. The technique of claim 1 wherein the guide component is set or fixed at the entry access. 4. The technique of claim 1 further comprises the step of: utilizing the access entry to do one or more of the following steps:a) delivering a substance or material to a proximity or location of the lesion or the abnorm... | - | A61B017/17 A61B005/00 A61B017/88 A61B017/56
US10111599 | B2 | 2018-10-30 | Shielded twisted pair of conductors using conductive ink | 2015-07-02 | An apparatus for transmitting electrical signals is disclosed. The apparatus includes a substrate and a twisted pair of conductors located on the substrate. The twisted pair of conductors has a first layer comprising conductive material, a second layer comprising nonconductive material, and a third player comprising conductive material. The first layer has a plurality of segments separated by a plurality of gaps. The second layer is positioned in said gaps and electrically insulates a portion of the segments positioned within the gaps. The third layer is positioned over the second layer. The third layer is configured to electrically connects an end of one segment to an end of another segment. The twisted pair of conductors formed by the three dimensional structure comprises two electrically isolated conductors twisted about each other. | 1. A method for manufacturing an electrical infrastructure of a medical device, said method comprising: printing a base layer comprising electrically conductive material in a predefined pattern by depositing an electrically conductive ink on a surface of the medical device, wherein printing said predefined pattern of said base layer comprises forming a plurality of sinusoidal-shaped segments separated by a plurality of gaps wherein each sinusoidal-shaped segment does not contact the other sinusoidal-shaped segments;printing a masking layer comprising electrically nonconductive material directly over a portion of said first layer of conductive material by depositing an electrically nonconductive ink, wherein printing said masking layer comprises depositing nonconductive ink in said gaps to electrically insulate a portion of said segments positioned within said gaps; andprinting a bridge layer comprising electrically conductive material directly over a portion of said base layer and a portion of said masking layer by depositing electrically conductive ink,wherein said plurality of gaps comprises a first plurality of gaps and a second plurality of gaps different from said first plurality of gaps and wherein forming said plurality of sinusoidal-shaped segments comprises forming first sinusoidal-shaped segments separated by said first plurality of gaps and forming second sinusoidal-shaped segments different from said first sinusoidal-shaped segments where said second sinusoidal-shaped segments are separated by said second plurality of gaps and wherein said second sinusoidal-shaped segments are positioned within said first plurality of gaps, and wherein said printing said bridge layer comprises depositing said electrically conductive ink in said first and second plurality of gaps so as to electrically connect said first sinusoidal-shaped segments to form a first electrical conductor and to electrically connect said second sinusoidal-shaped segments to form an electrically separate second electrical conductor to thereby form an electrically separate and isolated pair of conductors in a twisted configuration. 2. The method of claim 1 further comprising printing an upper isolation layer comprising electrically nonconductive material and a lower isolation layer comprising electrically nonconductive material, wherein said upper isolation layer and said lower isolation layer together surround said twisted pair of conductors. 3. The method of claim 2 wherein printing said upper and lower isolation layers comprise depositing electrically nonconductive ink. 4. The method of claim 2 further comprising printing an upper shield layer comprising electrically conductive material and a lower shield layer comprising electrically conductive material, wherein said upper shield layer and said lower shield layer together surround an insulated twisted pair of conductors comprising said twisted pair of conductors and said upper and lower isolation layers. 5. The method ... | St. Jude Medical International Holding S.à r.l. | A61B005/042 H05K009/00 H05K001/02 A61B005/00 A61B005/06 H05K003/46 A61B006/12 A61B005/0402 A61B006/00
US10070825 | B2 | 2018-09-11 | Pulse compression systems and methods | 2014-11-25 | Systems and methods of optimal pulse compression are described. A pulse compression system can include an operations component that can receive a first signal, transmit the signal toward a target, and receive a reflected signal. A processor can correlate the received signal with an optimized signal in order to generate an image, the optimized signal based on an impulse response function of the operations component. The optimized signal can be the first signal. The optimized signal can be a third signal separate from the first signal. | 1. A diagnostic imaging system, the system comprising: a transducer configured to be placed adjacent a surface, the transducer comprising a piezoelectric crystal configured to produce analog signals for transmission into the surface, the transducer configured to receive analog signals reflected from structures below the surface and convert the reflected analog signals into a digital received signal, wherein the transducer comprises an impulse response that represents properties of the transducer;a signal generator coupled to an input of the transducer, the signal generator configured to generate an output signal, the signal generator further configured to transmit the output signal to the transducer for production as analog signals, wherein the signal generator is further configured to receive an indication of the impulse response of the transducer from the transducer, and wherein the signal generator is further configured to generate, based on the indication of the impulse response, a receipt correlation signal in a manner that reduces noise introduced by the transducer into the output signal when the transducer converts the output signal into the analog signals from a first level to a second level that is lower than the first level;a data processing engine coupled to the transducer, the data processing engine configured to receive the digital received signal from the transducer, the data processing engine further configured to correlate the digital received signal with the receipt correlation signal; andan image generator configured to generate an image based on the correlation of the digital received signal with the receipt correlation signal. 2. The diagnostic imaging system of claim 1, wherein the signal generator is further configured to generate the receipt correlation signal based on the impulse response of the transducer and the output signal. 3. The diagnostic imaging system of claim 2, wherein the signal generator is further configured to generate the receipt correlation signal based on Eigen values calculated from the impulse response of the transducer and the output signal. 4. The diagnostic imaging system of claim 1, further comprising a display configured to display the generated image to a user. 5. The diagnostic imaging system of claim 1, wherein the indication of the impulse response comprises a convolution of the impulse response of the transducer with the impulse response of the transducer. 6. The diagnostic imaging system of claim 1, wherein the receipt correlation signal is a pulse signal. 7. The diagnostic imaging system of claim 6, wherein the pulse signal is calculated based on a Gaussian function having a standard deviation between 1 and 3. 8. The diagnostic imaging system of claim 7, wherein the Gaussian function has a standard deviation of 2.5. 9. The diagnostic imaging system of claim 6, wherein the pulse signal comprises a threshold value that is between approximately 0.01% of an absolute value of a Fast Four... | Scidea Research, Inc. | A61B008/00 A61B005/00 A61B005/055 G01S007/292 G01S007/40 G01S013/28 G01S015/10 G01S015/89 G01S017/10 G01S013/88 G01S013/90
US10076279 | B2 | 2018-09-18 | System and method for a compact EEG headset | 2014-10-22 | An EEG headset including an amplifier assembly, a headband assembly formed of a right and a left headband arm and an amplifier platform, a right and left lateral support assembly, at least one hinge assembly connecting at least one of the right or left lateral support assemblies to at least one of the right or left curved arms, and at least one EEG electrode assembly formed of a lead and an electrode. The electrode is in electrical communication with the amplifier assembly via electrical connections within the headset assembly and one of the right and left lateral support assembly. | 1. An EEG headset system, comprising: an amplifier assembly;a headband assembly configured to fit over a wearer's head and formed of a right headband arm, a left headband arm and an amplifier platform configured to support the amplifier assembly;right and left lateral support assemblies configured to sit proximate the wearer's right and left temporal fossae respectively and each of the lateral support assemblies are formed with an anatomically conforming curvature to cover most of the temporal fossa having a first curve that is substantially in the anterior-posterior direction and a second curve that is substantially in the superior-inferior direction and to leave the wearer's ears unobstructed;a left hinge assembly connecting the left lateral support assembly to the left headband arm, the left hinge assembly including a spring configured to automatically adjust an angle of the left lateral support assembly by biasing the left lateral support assembly inward to exert lateral support on the wearer's left temporal fossa;a right hinge assembly connecting the right lateral support to the right headband arm, the right hinge assembly including a spring configured to automatically adjust an angle of the right lateral support assembly by biasing the right lateral support assembly inward to exert lateral support on the wearer's right temporal fossa; andan EEG electrode disposed within one of the right and left lateral support assemblies;wherein the EEG electrode is in electrical communication with the amplifier assembly via electrical connection disposed within the headband assembly. 2. The system of claim 1, wherein the EEG electrode is connected to the headband assembly with a flexible lead. 3. The system of claim 2, wherein the flexible lead comprises one of either an active or a driven shield lead. 4. The system of claim 1, wherein the EEG electrode is configured to monitor a condition of the wearer based on one or more characteristics of the wearer's brain function. 5. The system of claim 1 further comprising a releasable electromechanical connection between the EEG electrode and the headband assembly. 6. The system of claim 5, wherein the EEG electrode is selected from the group consisting of a disposable electrode, a reposable electrode, a non-disposable electrode, an electrode including a conductive medium, an electrode including an adhesive, and an electrode including an adhesive and a removable adhesive protection layer, and a releasable electrode. 7. The system of claim 5, further comprising a plurality of EEG electrodes and releasable electromechanical connections between the plurality of EEG electrodes and the headband assembly. 8. The system of claim 5, further comprising a plurality of EEG electrodes and releasable electromechanical connections between the plurality of EEG electrodes and one of the lateral support assemblies. 9. The system of claim 1, wherein the headband assembly is shaped to be substantially self-locating on the w... | Neba Health, LLC | A61B005/0478 A61B005/00 A61B005/11
US10070921 | B2 | 2018-09-11 | Treatment devices and methods | 2017-10-16 | The present invention is directed to a medical device for providing treatment to diseased tissue and cells. The medical device is configured to ablate a target tissue surface, optionally within a resection cavity, and further deliver a therapeutic that targets diseased (e.g., cancer) cells via a marker whose expression is upregulated by the ablation. The ablation directly kills diseased cells associated with the tissue surface. While some diseased cells evade direct ablation, those cells nevertheless upregulate certain cell surface markers in response to the ablation, even while other, healthy or normal cells do not upregulate expression of the marker in response to the ablation. Devices and methods disclosed herein are used to deliver a therapeutic that uses the upregulated cell surface marker to cause the death of those diseased cells. | 1. A medical device for treating diseased tissue, the device comprising: a probe assembly comprising: a nonconductive handle including a first fluid line for receiving at least one of a first fluid and a therapeutic and a second fluid line for receiving a second fluid;a nonconductive distal portion extending from the handle, the distal portion comprising a rigid spherical body of a fixed diameter defining an interior chamber in fluid communication with the first fluid line and configured to receive at least one of the first fluid and therapeutic therefrom, the rigid spherical body also defining a plurality of ports configured to allow passage of at least one of the first fluid and therapeutic from the interior chamber to an exterior surface of the rigid spherical body;an expandable inner balloon member disposed within the interior chamber and in fluid communication with the second fluid line and configured to transition from a collapsed configuration to an expanded configuration in response to delivery of the second fluid from the second fluid line; anda hydrophilic insert disposed within the interior chamber and surrounding the inner balloon member, the hydrophilic insert retained in place within the interior chamber between at least a portion of an exterior surface of the inner balloon member and an interior surface of the rigid spherical body, the hydrophilic insert configured to receive and evenly distribute at least one of the first fluid and the therapeutic to the plurality of ports; andan electrode array comprising a plurality of independent conductive wires, each including a length positioned along the exterior surface of the rigid spherical body. 2. The medical device of claim 1, wherein each of the plurality of wires, or one or more sets of a combination of wires, is configured to receive an electrical current and conduct energy to be carried by the first fluid passing through one or more of the plurality of ports for ablation of a target tissue. 3. The medical device of claim 2, wherein the therapeutic is distributed within the hydrophilic insert. 4. The medical device of claim 3, wherein the therapeutic is active against cells having a marker that is upregulated by the ablation. 5. The medical device of claim 4, wherein the cell surface marker is a cell surface protein. 6. The medical device of claim 5, wherein the therapeutic comprises an antibody that binds to the cell surface protein. 7. The medical device of claim 6, wherein the marker is PD-1 and the therapeutic comprises an anti-PD-1 antibody. 8. The medical device of claim 3, wherein the therapeutic is active against cells having a protein including an enzyme that is upregulated by the ablation. 9. The medical device of claim 8, wherein the enzyme is thymidine phosphorylase. 10. The medical device of claim 2, further comprising an active means for controlling transitioning of the inner balloon member between the collapsed configuration and expanded configuration and a ... | Innoblative Designs, Inc. | A61B018/14 A61B018/00 A61B005/042
US10085425 | B2 | 2018-10-02 | Electronic apparatus and manufacturing method therefor | 2015-06-27 | An electronic apparatus is provided which, even when the electronic apparatus configuring a node is implanted in the body of an object animal, makes the object animal hard to feel stress and can acquire effective data about the natural behavior and state of the object animal. As shown in FIG. 12, a module unit and a battery are arranged separated from each other. That is, an electronic apparatus according to the present embodiment 1 adopts a case including a first capacity part and a second capacity part both arranged separated from each other to thereby accommodate the module unit in an internal space of the first capacity part and accommodate the battery in an internal space of the second capacity part. | 1. An electronic apparatus functioning as a component of a wireless communication system, the electronic apparatus comprising: a sealed case including: a first capacity part including a first space;a second capacity part, in a plan view, provided away from the first capacity part and including a second space;a coupling part which couples the first capacity part and the second capacity part, the electronic apparatus including a module unit accommodated in the first space of the first capacity part, and a battery accommodated in the second space of the second capacity part,the coupling part including a wiring which electrically couples the module unit and the battery, andthe module unit including a sensor which detects a physical quantity, and a radio communication unit which transmits data based on an output signal from the sensor; anda temperature sensor electrically coupled to the module unit, in the plan view, the temperature sensor being located outside of the first capacity part, the second capacity part, and the coupling part. 2. The electronic apparatus according to claim 1, wherein the case comprises a biocompatible material. 3. The electronic apparatus according to claim 2, wherein the first capacity part and the second capacity part respectively comprise a biocompatible material, and wherein the coupling part comprises the wiring coated with a biocompatible material. 4. The electronic apparatus according to claim 3, wherein a reinforcing adhesive comprising a biocompatible material is provided at a coupling part of the first capacity part and the coupling part. 5. The electronic apparatus according to claim 2, wherein the first capacity part and the second capacity part respectively comprise a biocompatible material, wherein the coupling part includes a third capacity part including a third space,wherein the third capacity part comprises a biocompatible material, andwherein the wiring is accommodated in the third space of the third capacity part. 6. The electronic apparatus according to claim 5, wherein the third capacity part is provided with a pair of projection parts which projects toward the third space relative to each other, and wherein the wiring is sandwiched by the pair of projection parts. 7. The electronic apparatus according to claim 5, wherein a curved shape is formed at a coupling part of the first capacity part and the third capacity part. 8. The electronic apparatus according to claim 1, wherein a coating film comprising a biocompatible material is formed over a surface of the case. 9. The electronic apparatus according to claim 1, wherein the sensor which detects the physical quantity is fixed to the first capacity part. 10. The electronic apparatus according to claim 1, further including an antenna unit, wherein the antenna unit is provided at a position not to overlap with the sensor which detects the physical quantity in the plan view. 11. The electronic apparatus according to claim 1, wherein the case inclu... | RENESAS ELECTRONICS CORPORATION | A61N001/375 A01K029/00 H04W004/00 G01D011/24 H04W004/70 A01K011/00 A61B005/00 A61D017/00 A61B005/11
US10098580 | B2 | 2018-10-16 | Hypermotor activity detection system and method therefrom | 2014-11-19 | There is provided a hypermotor activity detection system, including: a video capture device configured to monitor a patient and obtain a video input; and a processing system configured to process the video input. The processing system includes: an optical flow module configured to carry out an optical flow analysis on a video input region determined from the video input, and further determine a flow field magnitude of the video input region; and a local motion reference module configured to obtain a local motion reference value. The local reference module includes: a division module; a sub-window flow module; a local motion magnitude module; and a local motion comparison module. Further, a corresponding method for detecting hypermotor activity is provided. | 1. A hypermotor activity detection system, comprising: a video capture device configured to monitor a patient and obtain a video input; anda processing system configured to process the video input, comprising: an optical flow module configured to carry out an optical flow analysis on a video input region determined from the video input, and further determine a flow field magnitude of the video input region;a local motion reference module comprising: a division module configured to divide the video input region into a plurality of sub-windows;a sub-window flow module configured to determine a sub-window flow field magnitude for each of the plurality of sub-windows;a local motion magnitude module configured to obtain a magnitude of local motion based on the sub-window flow field magnitude for each of the plurality of sub-windows; anda local motion comparison module configured to compare the magnitude of local motion with a local motion threshold for a predetermined number of observation frames to obtain a local motion reference value;an output module configured to generate an output indicating the detection of hypermotor activity of the patient being monitored based on the obtained local motion reference value; anda video recording module to record one or more clips from the video input in response to the output indicating the detection of the hypermotor activity of the patient being monitored. 2. The hypermotor activity detection system of claim 1, wherein any one of the flow field magnitude or the sub-window flow field magnitude is an average value of a preceding flow field calculation number of frames. 3. The hypermotor activity detection system of claim 1, wherein the local motion magnitude module is further configured to determine a feature vector based on the sub-window flow field magnitude for each of the plurality of sub-windows, and obtaining a mean of the feature vector, in obtaining a magnitude of local motion. 4. The hypermotor activity detection system of claim 1, wherein the local motion reference module is further configured to determine a local motion detection value over a predetermined number of detection frames based on the local motion reference value. 5. The hypermotor activity detection system of claim 1, wherein the local motion reference module is further configured to determine the local motion threshold based on a mean and standard deviation of the magnitude of local motion of the video input region. 6. The hypermotor activity detection system of claim 1, further comprising a sub-window sorting module configured to sort the sub-windows based on the sub-window flow field magnitude of each sub-window. 7. The hypermotor activity detection system of claim 6, wherein the sub-window sorting module is further configured to identify a predetermined number of sub-windows with the largest sub-window flow field magnitudes. 8. The hypermotor activity detection system of claim 7, wherein the sub-window sorting module is further ... | Agency for Science, Technology and Research Singapore Health Service Pte Ltd | A61B005/00 A61B005/11 G06K009/00 H04N005/232 G06T007/215 G06T007/246 G06T007/269
US10071255 | B2 | 2018-09-11 | Monitoring system | 2012-03-30 | The invention relates to a monitoring system for monitoring a third-party device, in particular a medical device, wherein the third-party device has a signal device for displaying the device status and/or relevant device properties and the monitoring device (2) is associated with the third-party device. Based upon this prior art, in the context of the invention monitoring of the third-party device should be possible and should also operate when the actual status indication of the monitored third-party device is defective. In this connection within the context of the monitoring system according to the invention it is not the status indication of the devices but rather a current proportional to the device status within the monitored third-party device is inductively sensed, evaluated and optionally an emergency signal is detected as a function of the result of the evaluation. The invention also relates to monitoring defibrillators. | 1. A monitoring system for monitoring a non-implantable medical device, wherein the non-implantable medical device has a signal apparatus comprising a status indicator for at least acoustical or visual display of a non-implantable medical device status and/or relevant properties of the non-implantable medical device, the monitoring system comprising: a monitoring apparatus assigned to the non-implantable medical device, without an intervention in a housing of the non-implantable medical device and/or a functionality of the non-implantable medical device,wherein the monitoring apparatus comprises an inductive receiver, which is assigned to the housing of the non-implantable medical device, and which generates a signal by inductive sensing of a magnetic field created by a sleep mode current which is supplied by a voltage supply and which is present in the non-implantable medical device during a sleep mode in which only those functions of the non-implantable medical device that are required to maintain operational readiness are maintained,wherein the signal is significant for at least one of the relevant properties of the non-implantable medical device and/or the status of the non-implantable medical device,whereby the function of the monitoring apparatus is independent of the function of the status indicator of the non-implantable medical device, so that not the status indicator of the non-implantable medical device, but rather the function of the non-implantable medical device itself is being monitored. 2. The monitoring system according to claim 1, wherein the inductive receiver is disposed in a vicinity of the voltage supply of the monitored non-implantable medical device, outside of the housing of the monitored non-implantable medical device. 3. The monitoring system according to claim 1, wherein the non-implantable medical device is actively monitored by means of the signal apparatus, in that the monitoring apparatus is coupled with the non-implantable medical device in such a manner that the monitoring apparatus, by means of an actuator, causes the status indicator of the signal apparatus to be triggered, which subsequently can be acquired by means of the inductive receiver of a receiver unit of the monitoring apparatus assigned to the non-implantable medical device, and subsequently is stored in a memory by means of a memory element of this receiver unit and/or is transmitted to an evaluation unit that is disposed at a remote location. 4. The monitoring system according to claim 1, wherein a signal current for voice output of the monitored non-implantable medical device and/or a signal current for a self-test of the monitored non-implantable medical device is monitored by means of the inductive receiver. 5. The monitoring system according to claim 1, wherein the inductive receiver, as a function of the sleep mode current, detects a periodic signal corresponding to the non-implantable medical device status and/or the at least one relevant... | medic assist GmbH & Co. KG | A61N001/39 A61N001/372 A61B005/00 G08C017/02 H04B005/00
US10064556 | B2 | 2018-09-04 | Photoacoustic apparatus, signal processing method of photoacoustic apparatus, and program | 2015-06-11 | A photoacoustic apparatus includes a light source generating multiple lights with different wavelengths, a converting element receiving photoacoustic waves generated in a subject by the subject being irradiated by the multiple lights, a first distribution obtaining unit obtaining a property distribution based on optical absorption within the subject, for each of the mutually different wavelengths, using time-sequence reception signals each output from the converting element for each of the mutually different wavelengths, a second distribution obtaining unit obtaining, using multiple property distributions based on optical absorption for each wavelength, a concentration-related distribution of a substance of an object region of the subject, and a statistical information obtaining unit obtaining statistical information indicating variance in distribution in at least part of the concentration-related distribution. | 1. A photoacoustic apparatus comprising: a light source configured to generate a plurality of lights, each of the plurality of lights having a different wavelength from each other;a converting element configured to receive photoacoustic waves generated in a subject by irradiating the subject with the plurality of lights;a first distribution obtaining unit configured to calculate a plurality of pieces of property distribution information, corresponding to the plurality of lights, which each represents an optical absorption coefficient distribution, an initial sound pressure distribution, or an optical energy absorption density distribution within the subject, the property distribution information being based on photoacoustic waves generated by irradiating the subject with each of the plurality of lights;a second distribution obtaining unit configured to calculate, a plurality of times, a plurality of pieces of at least part of oxygen saturation distribution information within the subject by performing at least one of coordinate shifting processing and deformation processing between the plurality of pieces of property distribution information corresponding to the plurality of lights;a spatial variance information obtaining unit configured to calculate a plurality of pieces of spatial variance information indicating a spatial variance, corresponding to the plurality of light, in the plurality of pieces of at least part of the oxygen saturation distribution information; anda decision unit configured to calculate positional derivation information between the subject and the converting element in a case where the spatial variance indicated by the spatial variance information is smaller than a predetermined value or the smallest from among the plurality of pieces of spatial variance information,wherein the second distribution obtaining unit is configured to calculate the oxygen saturation distribution information using the plurality of pieces of the property distribution information after the at least one of the coordinate shifting processing and the deformation processing in according to the positional derivation information. 2. The photoacoustic apparatus according to claim 1, wherein the light source is configured to generate the plurality of lights including at least light of a first wavelength and light of a second wavelength that differ from each other,wherein the converting element is configured to receive first photoacoustic waves generated in the subject by irradiating the subject with light of the first wavelength and second photoacoustic waves generated in the subject by irradiating the subject with light of the second wavelength,wherein the first distribution obtaining unit is configured to: obtain first property distribution information which represents an optical absorption coefficient distribution, an initial sound pressure distribution, or an optical energy absorption density distribution corresponding to the first wavelength using firs... | Canon Kabushiki Kaisha | A61B005/05 A61B005/00 A61B005/145 A61B005/1455
US10080530 | B2 | 2018-09-25 | Periodic inactivity alerts and achievement messages | 2016-02-19 | Methods, systems, and computer programs are presented for generating alarms and congratulatory messages to reduce sedentary time. One method includes an operation for capturing motion data using an activity tracking device. The method further includes operations for storing the motion data in memory, and for identifying one or more intervals during a day. Each interval includes a start time and an end time, and a near-end time is defined between the start and the end time. For each interval, the number of steps taken during the interval is determined, and the number of steps is compared against a goal defined by a number of steps to be taken during the interval. A first notification is displayed when the number of steps is less than the goal and the near-end time has been reached. A second notification is displayed congratulating the user if the interval goal is reached. | 1. A method, comprising: capturing motion data using a sensor of an activity tracking device including a processor, the activity tracking device configured to be worn by a user;storing by the processor the motion data to memory of the activity tracking device; identifying by the processor one or more intervals of time during a day, each interval including a start time and an end time, a near-end time being defined between the start time and the end time, the near-end time occurring at a predetermined period before the end time; and for each of the intervals:determining by the processor from the motion data a number of steps taken by the user during a corresponding interval;determining by the processor that the near-end time has been reached;determining by the processor that the number of steps taken by the user is within a threshold of a goal defined by a predetermined number of steps to be taken by the user during the corresponding interval;adjusting, by the processor, the near-end time based on the determination that the number of steps taken by the user is within the threshold; andin response to determining that the adjusted near-end time has been reached;determining by the processor that the number of steps taken by the user meets and/or exceeds the goal defined by the predetermined number of steps to be taken by the user during the corresponding interval; andgenerating by the processor a first notification for display on the activity tracking device when the near-end time has been reached,wherein the first notification is generated for each of the intervals. 2. The method of claim 1, wherein the first notification identifies a number of steps left to meet the goal during the corresponding interval. 3. The method of claim 1, further comprising: for each of the intervals, generating by the processor a second notification for display on the activity tracking device when the number of steps taken by the user during the corresponding interval reaches the goal before the end time. 4. The method of claim 3, wherein the second notification includes an accomplishment message indicating that the goal has been reached during the corresponding interval. 5. The method of claim 3, further comprising: generating by the processor a first vibration by the activity tracking device when the first notification is generated; andgenerating by the processor a second vibration by the activity tracking device when the second notification is generated. 6. The method of claim 1, further comprising: connecting by the processor the activity tracking device to a computing device via a wireless connection; andsending by the processor data stored in the memory of the activity tracking device to the computing device, the data including information regarding the number of steps taken during one or more of the intervals, the information being used by the computing device to present a graphical display that identifies each of the intervals and identifies specific ones of ... | Fitbit, Inc. | A61B005/103 A61B005/117 G01C022/00 A61B005/00 A61B005/11 A61B005/01 A61B005/021 A61B005/024 A61B005/0476 A61B005/0488 A61B005/053 A61B005/145
US10080841 | B2 | 2018-09-25 | Systems and methods for monitoring, managing, and treating asthma and anaphylaxis | 2017-05-10 | A physiologic sensor module includes at least one wearable sensor that is configured for wearing on a human body part and for measuring at least one biological signal. The module further includes at least one controller communicatively coupled to the wearable sensor and configured to receive the biological signal from the wearable sensor. The controller is further configured to process the biological signal in real-time, extract one or more clinical features from the biological signal, and based on the clinical features, determine detection of anaphylaxis. | 1. A two-step authentication method for detecting and treating symptoms of anaphylaxis or asthma, the method comprising: sensing, in a first step, data via one or more non-invasive wearable sensors;sending the data to a controller configured with an anaphylaxis detection algorithm;extracting by the anaphylaxis detection algorithm, via the controller, a set of features from the data that are relevant to respiration symptoms of a user;based on the set of features, calculating by the anaphylaxis detection algorithm, via the controller, an airway obstruction severity (“AOS”) score that is associated with the user;determining when the AOS score deviates from historical or patient normal values based on the AOS score exceeding a threshold value, the deviation being indicative of anaphylaxis or an asthmatic attack;in response to the AOS score exceeding the threshold value, taking a biological sample with a biosensor in a second step subsequent to the first step, the biosensor being separate and distinct from the non-invasive wearable sensors;independently confirming from the biological sample that anaphylaxis or the asthmatic attack is occurring; andin response to the confirming, triggering a wearable needle to insert an auto-injection of epinephrine. 2. The method of claim 1, wherein the biological sample is blood or interstitial fluid. 3. The method of claim 1, wherein the data is indicative of measured histamine levels. 4. The method of claim 1, further comprising contacting a caregiver or emergency services in response to the auto-injection of epinephrine. 5. The method of claim 1, further comprising contacting a caregiver or emergency services in response to determining occurrence of the anaphylaxis or the asthmatic attack. 6. The method of claim 5, wherein the contacting of the caregiver or emergency services is communicated wirelessly between a communication port and a mobile device. 7. The method of claim 1, wherein the biological sample includes biosensor data indicative of measured histamine levels. 8. The method of claim 1, further comprising moving the wearable needle between a retracted position and an injection position, the retracted position being within an enclosure in which a reservoir stores the epinephrine, the injection position having the wearable needle at least in part outside the enclosure. 9. The method of claim 1, further comprising determining when the AOS score deviates from historical or patient normal values in real-time. 10. A physiologic sensor module for a two-step authentication method of detecting and treating symptoms of anaphylaxis or asthma, the physiologic sensor module comprising: one or more non-invasive wearable sensors for sensing data in a first step of detecting and treating anaphylaxis or an asthmatic attack;a biosensor separate and distinct from the non-invasive wearable sensors;a wearable needle; andat least one controller communicatively coupled to the one or more non-invasive wearable sensors, ... | President and Fellows of Harvard College | A61B005/08 A61M005/172 A61M005/20 A61M005/142 A61M037/00 A61K031/137 A61B005/145 A61B005/1486 A61B005/113 A61B005/00
US10092218 | B2 | 2018-10-09 | Pelvic digitizer device with inertial sensor unit and method | 2013-07-30 | A pelvic digitizer device has a body defined by a shaft having a tooling end and a handle end with a handle for being manipulated. A visual guide is oriented in a reference plane of the digitizer device. A cup is connected to the tooling end and adapted to be received in an acetabulum of a patient. An inertial sensor unit is connected to the body, the inertial sensor unit having a preset orientation aligned with the reference plane. | 1. A pelvic digitizer device comprising: a body comprising: a shaft having a tooling end and a handle end with a handle for being manipulated,a visual guide oriented in a reference plane of the digitizer device, anda cup connected to the tooling end and adapted to be received in an acetabulum of a patient; andan inertial sensor unit connected to the body, the inertial sensor unit having a preset orientation for calibration of the pelvic digitizer device relative to a pelvis of a patient, the preset orientation being based on pre-operative imaging specific to the pelvis of the patient, the preset orientation being aligned with the reference plane. 2. The pelvic digitizer device according to claim 1, wherein the visual guide is a light source adapted to produce a line in the reference plane. 3. The pelvic digitizer device according to claim 2, wherein the line and the shaft lie in the reference plane. 4. The pelvic digitizer device according to claim 1, wherein the visual guide is a rod connected to the handle. 5. The pelvic digitizer device according to claim 4, wherein the rod is generally transverse to the shaft, and the rod and shaft lie in the reference plane. 6. The pelvic digitizer device according to claim 1, further comprising a receptacle in the body for releasably receiving the inertial sensor unit in such a way that the preset orientation of the inertial sensor unit is aligned with the reference plane. 7. The pelvic digitizer device according to claim 1, wherein the preset orientation of the inertial sensor unit comprises a preoperatively determined angle between an acetabulum line and a medio-lateral axis of the patient, the preoperatively determined angle being based on the imaging specific to the patient. 8. The pelvic digitizer device according to claim 1, further comprising a stopper adjacent to a rim of the cup, the stopper being adapted to contact a landmark of an acetabular rim. 9. The pelvic digitizer device according to claim 1, wherein the preset orientation of the inertial sensor unit has an axis normal to the reference plane. 10. An assembly of a pelvic digitizer device and pelvic tracker device comprising: the pelvic digitizer device comprising: a body comprising:a shaft having a tooling end and a handle end with a handle for being manipulated,a visual guide oriented in a reference plane of the digitizer device, anda cup connected to the tooling end and adapted to be received in an acetabulum of a patient; andan inertial sensor unit connected to the body, the inertial sensor unit having a preset orientation for calibration of the pelvic digitizer device relative to a pelvis of a patient, the preset orientation being based on pre-operative imaging specific to the pelvis of the patient, the preset orientation being aligned with the reference plane; andthe pelvic tracker device comprising: a tracker body adapted to be fixed to a pelvis of the patient,another inertial sensor unit with a preset orientation for calibrat... | ORTHOSOFT, INC. | A61B005/107 A61F002/46 A61B034/20
US10112045 | B2 | 2018-10-30 | Implantable medical device fixation | 2011-10-28 | An assembly includes an implantable medical device (IMD) including a conductive housing, and a fixation element assembly attached to the IMD. The fixation element assembly includes a set of active fixation tines and an insulator to electrically isolate the set of active fixation tines from the conductive housing of the implantable medical device. The active fixation tines in the set are deployable from a spring-loaded position in which distal ends of the active fixation tines point away from the implantable medical device to a hooked position in which the active fixation tines bend back towards the implantable medical device. The active fixation tines are configured to secure the implantable medical device to a patient tissue when deployed while the distal ends of the active fixation tines are positioned adjacent to the patient tissue. | 1. An assembly comprising: an implantable medical device including a conductive housing; anda fixation element assembly fixedly attached to the implantable medical device near a distal end of the conductive housing, wherein the fixation element assembly includes a set of active fixation tines and an insulator to electrically isolate the set of active fixation tines from the conductive housing of the implantable medical device,wherein the active fixation tines in the set are deployable from a spring-loaded position in which distal ends of the active fixation tines point away from the implantable medical device to a hooked position in which the active fixation tines bend back towards the implantable medical device,wherein the active fixation tines are configured to secure the implantable medical device to a patient tissue when deployed while the distal ends of the active fixation tines are positioned adjacent to the patient tissue,wherein the active fixation tines are in a circular arrangement about a base with proximal ends of the active fixation tines secured to the base, andwherein the insulator includes a header body with notches to receive the active fixation tines and a header cap that combines with the header body to encompass the base such that the active fixation tines are fixedly attached to the implantable medical device at a location near the distal end of the conductive housing both when the active fixation tines are in the spring-loaded position and when the active fixation tines are in the hooked position. 2. The assembly of claim 1, wherein the header cap includes a groove configured to mate with the base. 3. The assembly of claim 1, wherein the active fixation tines are positioned substantially equidistant from each other in the circular arrangement. 4. The assembly of claim 1, wherein the active fixation tines are oriented outwardly relative to the circular arrangement. 5. The assembly of claim 1, wherein the implantable medical device includes an electrode for at least one of sensing a physiological condition of the patient and delivering a therapy to the patient,wherein the electrode is located within the circular arrangement, andwherein the implantable medical device is configured such that the electrode contacts the patient tissue when the implantable medical device is secured to the patient tissue by the set of active fixation tines. 6. The assembly of claim 5, wherein the active fixation tines provide a forward pressure of the electrode on the patient tissue to assure good electrode-tissue contact. 7. The assembly of claim 5, wherein the implantable medical device comprises a leadless pacemaker. 8. The assembly of claim 1, wherein the set of active fixation tines consists of four active fixation tines. 9. The assembly of claim 1, wherein the set of active fixation tines are formed from a shape memory alloy material. 10. The assembly of claim 1, wherein the fixation element assembly and the base are a unitary compone... | Medtronic, Inc. | A61B005/02 A61N001/05 A61N001/372 A61N001/375 A61N001/362
US10064574 | B2 | 2018-09-04 | Use of automatic flow regulators for flow modulation during blood collection | 2013-01-09 | A flow regulator for a blood collection assembly includes a housing having an inlet and an outlet, which defines an interior space between the inlet and the outlet. A membrane having a first surface and a second surface is disposed at least partially within the interior space. The membrane has a first position where a flow path between the inlet and the outlet is substantially open, and a second position where the flow path between the inlet and the outlet is at least partially restricted. The membrane is configured to move between the first and second positions in response to a pressure differential acting on the membrane. | 1. A flow regulator for a blood collection assembly comprising: a housing having an inlet and an outlet and defining an interior space between the inlet and the outlet; andan elongate shaped membrane having a first surface and a second surface disposed at least partially within the interior space, the elongate shaped membrane secured to the housing via a flexible member at a first side, wherein a second side of the elongate shaped membrane opposite the first side is unattached to the housing, the elongate shaped membrane having a first position wherein a flow path between the inlet and the outlet is substantially open, and a second position wherein the flow path between the inlet and the outlet is partially restricted, the elongate shaped membrane configured to move between the first and second positions in response to a pressure differential acting on the elongate shaped membrane, wherein the elongate shaped membrane has at least one opening defined therein in fluid communication with the inlet and the outlet in each of the first position and the second position of the elongate shaped valve member, wherein the at least one opening is defined between the first and second ends of the elongate shaped membrane, wherein the flow of fluid passes through only the at least one opening of the elongate shaped membrane when the elongate shaped membrane is in the second position, and wherein a portion of the elongate shaped membrane not including the at least one opening is biased to cover an entirety of another opening forming the outlet in the second position. 2. A flow regulator for a blood collection assembly comprising: a housing having an inlet and an outlet and defining an interior space between the inlet and the outlet, the interior space having an inlet side and an outlet side; anda valve positioned within the interior space, the valve having a base secured to the housing and an elongate shaped valve member secured to the base via a flexible member at a first side, wherein a second side of the elongate shaped valve member opposite the first side is unattached to the housing, the elongate shaped valve member having a first position wherein a flow path between the inlet and the outlet is substantially open, and a second position wherein the flow path between the inlet and the outlet is partially restricted, the elongate shaped valve member configured to move between the first and second positions based on a pressure differential acting on an inlet side of the elongate shaped valve member and an outlet side of the elongate shaped valve member, wherein the valve member has at least one opening defined therein in fluid communication with the inlet and the outlet in each of the first position and the second position of the elongate shaped valve member, wherein the at least one opening is defined between the first and second ends of the elongate shaped valve member, wherein the flow of fluid passes through only the at least one opening of the elongate sh... | Becton, Dickinson and Company | A61B005/15 A61M039/24 A61B005/153 A61B005/154 A61M039/06
US10088807 | B2 | 2018-10-02 | Reverse battery protection device and operating method thereof | 2017-08-07 | A wearable device includes: a touch screen; an acceleration sensor configured to generate an acceleration signal; an optical sensor using a light source and configured to generate a touch interrupt signal; and a control unit configured to detect a wearing state of the wearable device, the wearing state of the wearable device including a not-wearing state for the wearable device, a wrist wearing state, and a hand gripping state on the basis of the acceleration signal and the touch interrupt signal, and to execute a function corresponding to the wearing state of the wearable device. | 1. A wearable device comprising: a main body;a display located at a front side of the main body and configured to display information;a heartbeat sensor located below the display and located at a rear side of the main body, wherein the heartbeat sensor comprises a light emitting unit and a light receiving unit, and wherein the heartbeat sensor is configured to detect a heartbeat using the light emitting unit and the light receiving unit; anda controller operably coupled with the display and the heartbeat sensor, wherein the controller is configured to:display, on the display, a lock screen representing a lock state;identify a wearing state of the wearable device and a non-wearing state of the wearable device using the light emitting unit and the light receiving unit;change the lock state of the wearable device to a lock released state of the wearable device in response to receiving of a lock release command after identifying that the wearable device is in the wearing state;display a lock released screen if the display is turned on after the display is turned off while the wearable device is in the wearing state;change the lock state to the lock released state in response to receiving of the lock release command after identifying that the wearable device is in the non-wearing state; anddisplay the lock screen if the display is turned on after the display is turned off while the wearable device is in the non-wearing state. 2. The wearable device according to claim 1, wherein the lock released screen is changed to a black screen after a predetermined time. 3. The wearable device according to claim 1, wherein the lock released screen includes an analog watch screen, a digital watch screen, or a home screen including a plurality of icons. 4. The wearable device according to claim 1, wherein the controller is further configured to: change the lock released screen including a watch screen to a home screen including a plurality of icons when a tilt gesture is received while in the wearing state. 5. The wearable device according to claim 1, wherein the wearing state is a state that the heartbeat is detected and the non-wearing state is a state that the heartbeat is not detected. 6. The wearable device according to claim 1, wherein the lock release command is received at a code input screen while in the lock state, the code input screen including a plurality of areas which respectively correspond to a number. 7. The wearable device according to claim 6, wherein the controller is further configured to: change the lock state to the lock released state when a predetermined code is received at the code input screen. 8. The wearable device according to claim 1, wherein the light emitting unit is configured to emit a light, and the light receiving unit is configured to receive the light, and wherein the light emitting unit includes at least one of an infrared light emitting element, a red light emitting element, or a green light emitting element. 9. The ... | LG ELECTRONICS INC. | G06F021/32 G06F003/01 G06F003/042 G06F003/041 G06F003/0346 H04N021/422 G04B047/06 G04G021/00 A61B005/024 H05K005/00 H04N021/414 A61B005/00 G06F001/16 G06F003/0481
US10105065 | B2 | 2018-10-23 | Device for application of a sensor to a measurement site, a sensor head, a kit of an application device and sensor and use of an application device for optical measurement of physiological parameters | 2012-09-25 | A device for applying a sensor to a measurement site on a patient's skin has a wall arrangement defining an applicator volume above the patient's skin. The wall arrangement has a patient's side and a sensor side. At least one gas-permeable membrane separates the applicator volume into a first volume directed to the measuring site at the patient's side of the wall arrangement and a second volume separated from the patient's skin and directed to the sensor side of the wall arrangement. | 1. A device for application of a sensor to a measurement site, said device comprising: at least one application surface enabling application of the device to a patient's skin,an interface for connecting the device to a sensor head,wherein the device has at least a wall arrangement confining an applicator volume adjacent the patient's skin, the wall arrangement comprises a patient's side and a sensor side, the device comprises at least one gas permeable membrane which separates the applicator volume into a first volume being arranged on the patient's side of the at least one gas-permeable membrane adjacent to the measurement site, and a second volume being separated from the patient's skin and adjacent to the sensor side of the at least one gas-permeable membrane, the application surface or the wall arrangement or the membrane, on the patient's side, is provided with a contact medium layer, and the contact medium is selected from the group consisting of a fluid, a gel or a paste, and wherein the gas-permeable membrane is fluid-impermeable, and the wall arrangement and the membrane are designed to be destroyed when disassembled. 2. The device according to claim 1, wherein the interface comprises a sealing element for sealing the second volume from the ambient gases and the ambient radiation during use. 3. The device according to claim 1, wherein the device further comprises at least one of an identification device and a calibration data. 4. The device according to claim 1, wherein the device contained within a gas and light-tight packaging to protect the device from both gas and light. 5. The device according to claim 1, wherein the device comprises a second fluid-impermeable membrane. 6. The device according to claim 1, wherein at least one of the contact medium layer and the application surface are covered by a detachable cover layer. 7. A device for application of a sensor to a measurement site, said device comprising: at least one application surface enabling application of the device to a patient's skin,an interface for connecting the device to a sensor head,wherein the device has at least a wall arrangement confining an applicator volume adjacent the patient's skin, the wall arrangement comprises a patient's side and a sensor side, the device comprises at least one gas permeable membrane which separates the applicator volume into a first volume being arranged on the patient's side of the at least one gas-permeable membrane adjacent to the measurement site, and a second volume being separated from the patient's skin and adjacent to the sensor side of the at least one gas-permeable membrane, the application surface or the wall arrangement or the membrane, on the patient's side, is provided with a contact medium layer, and the contact medium is selected from the group consisting of a fluid, a gel or a paste, andthe second volume or the gas-permeable membrane comprises at least one gas sensitive dye. 8. The device according to claim 7, whe... | SenTec AG | A61B005/1455 A61B005/0205 A61B005/00 A61B005/145
US10085692 | B2 | 2018-10-02 | Exercise support device, exercise support method, and computer-readable storage medium having exercise support program stored therein | 2013-12-13 | An exercise support device includes: a display section which has a display area where a first object as a virtual mobile object and a second object corresponding to a user are displayed; and a control section which controls display positions of the first object and the second object in the display area. The control section, while the user is moving from a first point to a second point, controls such that the display position of the first object is set to a position corresponding to a first movement distance based on a set target pace and an elapsed time after the user starts movement; and that the display position of the second object is set to a position corresponding to a second movement distance that the user moves from the first point in the elapsed time. | 1. An exercise support device comprising: a display device which has a display area in which a first object corresponding to a virtual mobile object and a second object corresponding to a user are displayed;a sensor which obtains a movement speed of the user; anda controller which controls a first display position of the first object and a second display position of the second object in the display area,wherein the display area includes a first area and a second area which are different from each other, andwherein the controller performs control such that: in a case in which the user moves in a section from a first point to a second point on a course set in advance, a starting point position corresponding to the first point and an ending point position corresponding to the second point are set in the display area; andwhile the user is moving in the section from the first point to the second point, (i) the first display position of the first object is moved between the starting point position and the ending point position, so as to correspond to a first movement distance that is calculated based on a set target pace and an elapsed time after the user starts movement in the section, (ii) the second display position of the second object is moved between the starting point position and the ending point position, so as to correspond to a second movement distance that the user has actually moved in the section in the elapsed time, (iii) in a case in which the first display position of the first object is between the starting point position and the ending point position, a value of the target pace is displayed in the first area simultaneously with the first object, and a value of a running pace based on the movement speed of the user is displayed in the second area simultaneously with the second object, and (iv) when the first object has reached the ending point position before the user reaches the second point, a value of the running pace of the user at a time at which the first object has reached the ending point position is displayed in the first area. 2. The exercise support device according to claim 1, wherein the starting point position and the ending point position are two positions which are arranged separately from each other along a first direction on the display area, andwherein the controller performs control such that, at a time at which the user starts moving in the section, the first display position of the first object and the second display position of the second object are respectively set at two start positions which are positions that coincide with the starting point position in the first direction and which are arranged separately from each other along a second direction orthogonal to the first direction. 3. The exercise support device according to claim 2, wherein the controller, while the user is moving in the section, performs control such that: the first movement distance is calculated as a value which is a product of the targ... | CASIO COMPUTER CO., LTD. | A63F013/00 A61B005/00 A61B005/11
US10076268 | B1 | 2018-09-18 | Portable unit for metabolic analysis | 2007-02-22 | The Portable Unit for Metabolic Analysis measures human metabolic function. The compact invention attaches to the face of a subject and it is able to record highly time-resolved measurements of air temperature and pressure, flow rates during inhalation and exhalation, and oxygen and carbon dioxide partial pressure. The device is capable of ‘breath-by-breath’ analysis and ‘within-breath’ analysis at high temporal resolution. | 1. A portable unit for metabolic analysis of a test subject, comprising: a device configured to close the test subject's nose and allow the test subject to only breath through the mouth;a first pipe in air flow communication with the mouth of the test subject;a first manifold portion and a second manifold portion both extending and both bifurcating from the first pipe;a first bi-directional air flow path within the first pipe comprising inhalation air flow towards the mouth of the test subject and exhalation air flow from the mouth of the test subject;a second and third bi-directional air flow path within the first and second manifold portions, respectively;wherein during exhalation of the test subject, exhaust air travels from the mouth of the test subject unidiretionally through the first pipe along the first bi-directional air flow path and is bifurcated and travels unidirectionally through the first and second manifold portions along the second and third bi-directional air flow paths;wherein during inhalation of the test subject, inhalation air travels towards the mouth of the test subject unidiretionally through the first and second manifold portions along the second and third bi-directional air flow paths and combines to flow unidirectionally through the first pipe along the first bi-directional air flow path;a carbon dioxide sensor subsystem disposed in the first manifold portion;an oxygen sensor subsystem disposed in the first manifold portion;an airflow rate sensor disposed in the second manifold portion; anda computer connected to the carbon dioxide sensor subsystem, the oxygen sensor subsystem, and the airflow rate sensor for receiving data signals from the carbon dioxide sensor subsystem, the oxygen sensor subsystem, and the airflow rate flow sensor and for digitizing the data signals and wirelessly conveying the digitized data to another computer which stores the digitized data for display and analysis. 2. The portable unit of claim 1 wherein the carbon dioxide sensor subsystem has an inner support housing, an intermediate support housing and an outer support housing, and the intermediate support housing forms an air flow channel that is connected to the first manifold portion through which the air being inhaled and exhaled by the test subject passes. 3. The portable unit of claim 2 wherein a plurality of infrared light-emitting diodes are mounted onto an interior surface of the inner support housing to project IR energy through the air flowing through the air flow channel of the intermediate support housing. 4. The portable unit of claim 3 wherein a sapphire window is disposed between the intermediate support housing and the inner support housing for separating the infrared light-emitting diodes from the air flow channel. 5. The portable unit of claim 4 wherein: a photo detector is mounted in the outer support housing; and a narrow-band-pass filter is disposed between the outer support housing and the intermediate support housin... | The United States of America as Represented by the Administrator of National Aeronautics and Space Administration | A61B005/02 A61B005/083 A61B005/08 A61B005/087 G01N033/497
US10070813 | B2 | 2018-09-11 | Photoacoustic and thermoacoustic tomography for breast imaging | 2016-08-12 | A system for imaging a biological sample including a tubular body having a side wall defining an interior shaped and sized for receiving the biological sample, an electromagnetic source positioned at one end of the tubular body interior for directing electromagnetic energy into the biological sample in the body interior, and an ultrasonic transducer positioned along said side wall of the body for receiving ultrasonic energy induced by the electromagnetic energy and transmitted through the biological sample. | 1. A system to perform photoacoustic/thermoacoustic imaging of a human breast, the system comprising: a cylindrical body comprising a side wall, the side wall comprising a cylindrical inner wall defining an interior, the side wall further comprising: an ultrasonically transparent upper portion comprising an upper opening configured to receive and confine the human breast within the interior; anda lower portion opposite the ultrasonically transparent upper portion, the lower portion configured to receive a piston;wherein the cylindrical body is configured to confine the human breast within the interior;a cylindrical mount moveably mounted around and radially outward from the ultrasonically transparent upper portion of the side wall, wherein the cylindrical mount is inhibited from rotation with respect to the cylindrical body;a ring array of ultrasound transducers mounted on the cylindrical mount, the ring array of ultrasound transducers configured to receive induced ultrasonic signals from within the interior via the ultrasonically transparent upper portion;the piston slideably mounted within the lower portion of the cylindrical body side wall, the piston configured to move upward to compress the human breast against a chest wall positioned over the upper opening and to confine the human breast into a cylindrical shape conforming to the inner wall when the human breast is received into the interior; andan electromagnetic source configured to produce a plurality of electromagnetic energy pulses and to direct the electromagnetic energy pulses directed into the interior. 2. The system of claim 1, wherein at least a portion of the piston is transparent to the plurality of electromagnetic energy pulses. 3. The system of claim 2, wherein the electromagnetic source is positioned axially downward from the piston. 4. The system of claim 3, wherein: the electromagnetic source comprises a microwave source coupled to a waveguide;the microwave source is configured to produce a plurality of microwave energy pulses; andthe waveguide is configured to direct a plurality of microwave pulses through the piston into the interior. 5. The system of claim 4, wherein: the waveguide further comprises a window positioned at a node along the waveguide and a convex mirror positioned within the waveguide;the electromagnetic source further comprises a laser source configured to produce a plurality of laser pulses directed to the convex mirror; and the convex mirror is configured to reflect the plurality of laser pulses into the interior via the waveguide and is further configured to expand the plurality of laser pulses. 6. The system of claim 5, wherein the electromagnetic source is further configured to produce a microwave energy pulse and a laser energy pulse in an alternating and repeating sequence. 7. The system of claim 2, wherein the electromagnetic source comprises a laser source configured to produce a plurality of laser pulses and a mirror configured to direct t... | WASHINGTON UNIVERSITY | A61B005/00 A61B008/08
US10085652 | B2 | 2018-10-02 | Optical measuring device for cardiovascular diagnostics | 2016-03-18 | An optical sensor and a method of using the optical sensor in an optical measuring device that measures cardiovascular properties and compensates for movement artifacts by directing a sheet of light towards an artery. The optical sensor may include one or more light sources, one or more transmit light guides coupled to the one or more light sources and configured to direct light from the one or more light sources as a sheet of light towards an artery, such that the cross-sectional profile of the sheet of light may have a length transverse to a longitudinal direction of the artery that is longer than the diameter of the artery. The optical sensor may include one or more light detectors configured to receive backscattered light and generate an output based on the received backscattered light that is a reflection of the sheet of light from the artery and surrounding tissues. | 1. An optical measuring device for measuring cardiovascular properties, comprising: a flexible substrate configured as a patch to wrap around a first region and a second region of a subject, the first region movable with respect with the second region;a first optical sensor attached to an inner surface of the flexible substrate and comprising a first light source, a first light detector, and a first transmit light guide coupled to the first light source, the first transmit light guide being configured to direct light from the first light source as a first sheet of light towards an artery in the first region, the first light detector being configured to receive first backscattered light and generate a first output based on the received first backscattered light, wherein the first backscattered light is light from the first sheet of light that is reflected from the artery and tissues surrounding the artery in the first region; anda second optical sensor attached to the inner surface of the flexible substrate comprising a second light detector, a second light source and a second transmit light guide coupled to the second light source, the second transmit light guide being configured to direct light from the second light source as a second sheet of light towards the artery in the second region, the second light detector being configured to receive second backscattered light and generate a second output based on the received second backscattered light, wherein the second backscattered light is light from the second sheet of light that is reflected from the artery and tissues surrounding the artery in the second region. 2. The optical measuring device of claim 1, wherein a cross-sectional profile of the first sheet of light and of the second sheet of light has a width parallel to a longitudinal direction of the artery that is shorter than, respectively, a length of the first sheet of light and a length of the second sheet of light. 3. The optical measuring device of claim 1, wherein a cross-sectional profile of the first sheet of light and of the second sheet of light has an elliptical, rectangular, triangular, or polygonal shape. 4. The optical measuring device of claim 1, wherein the first transmit light guide includes flexible material and is configured to: conform to a partial circumference of a limb of the subject in the first region; anddirect the first sheet of light towards the first region such that a transverse axis of the first sheet of light extends along and conforms to the partial circumference. 5. The optical measuring device of claim 4, wherein the transverse axis of the first sheet of light extends along the partial circumference of the limb for at least forty degrees. 6. The optical measuring device of claim 1, wherein the first transmit light guide and the second transmit light guide are comprise one or more of optical facets, refractive index structures, a volume hologram, a diffractive surface relief element, or any combinatio... | QUALCOMM Incorporated | A61B005/021 A61B005/02 A61B005/00 A61B005/024
US10102626 | B2 | 2018-10-16 | Automatic 3D brain tumor segmentation and classification | 2017-12-11 | A fully automatic brain tumor segmentation and classification method and system improve the healthcare experience with machine intelligence. The automatic brain tumor segmentation and classification method and system utilize whole tumor segmentation and multi-class tumor segmentation to provide accurate analysis. | 1. A method comprising: performing whole tumor segmentation, wherein the whole tumor segmentation comprises: utilizing multi-modal MRIs;locating initial tumor seeds and segmenting a tumor based on the tumor seeds;identifying intensity control points based on intensities of different tissue structures; andnormalizing the intensity for each of the multi-modal MRIs based on the intensity control points; andperforming multi-class tumor segmentation. 2. The method of claim 1 wherein the whole tumor segmentation includes: data normalization and initial segmentation. 3. The method of claim 1 wherein the whole tumor segmentation includes: determining a least-tumor hemisphere; andclassifying tissue. 4. The method of claim 1 wherein the multi-class tumor segmentation includes: feature extraction, voxel classification and refinement. 5. The method of claim 4 wherein feature extraction includes: determining voxel-wise features and context features, wherein voxel-wise features include appearance features, texture features and location features. 6. The method of claim 5 wherein context feature extraction further includes: extracting a mean intensity in each octant of an MRI, extracting multiscale context features and combining the context features from a T1c MRI and a T2 MRI. 7. The method of claim 6 wherein voxel classification utilizes information from the feature extraction and decision trees to classify a tumor. 8. The method of claim 7 wherein refinement includes pathology-guided refinement to ensure a correct classification of the tumor. 9. An apparatus comprising: a non-transitory memory for storing an application, the application for: performing whole tumor segmentation, wherein the whole tumor segmentation comprises: utilizing multi-modal MRIs;locating initial tumor seeds and segmenting a tumor based on the tumor seeds;identifying intensity control points based on intensities of different tissue structures; andnormalizing the intensity for each of the multi-modal MRIs based on the intensity control points; andperforming multi-class tumor segmentation; anda processing component coupled to the memory, the processing component configured for processing the application. 10. The apparatus of claim 9 wherein the whole tumor segmentation includes: data normalization and initial segmentation. 11. The apparatus of claim 9 wherein the whole tumor segmentation includes: determining a least-tumor hemisphere; andclassifying tissue. 12. The apparatus of claim 9 wherein the multi-class tumor segmentation includes: feature extraction, voxel classification and refinement. 13. The apparatus of claim 12 wherein feature extraction includes: voxel-wise features and context features, wherein voxel-wise features include determining appearance features, texture features and location features. 14. The apparatus of claim 13 wherein context feature extraction further includes: extracting a mean intensity in each octant of an MRI, extracting multiscale context featu... | Sony Corporation | A61B005/05 G06T007/00 A61B005/055 A61B005/00 G01R033/48 G06K009/62 G06T007/11 G06T007/187
US10105068 | B2 | 2018-10-23 | Pumpless wearable sphygmomanometer | 2016-07-25 | A pumpless wearable sphygmomanometer includes a wearable element, a first fluid strip, a second fluid strip and a control module. A first side of the wearable element is for contacting with a wearer. The first and second fluid strips are arranged in parallel on the first side and spaced apart for a predetermined distance. The control module is disposed on the wearable element and includes a first pressure sensing element, a second pressure sensing element and a processing unit. The first and second pressure sensing elements communicate with the first and second fluid strips, respectively, and are configured to sense a first fluid pressure and a second fluid pressure in the first and second fluid strips, respectively. The processing unit is electrically connected to the first and second pressure sensing elements and configured to analyze a difference between the first fluid pressure and the second fluid pressure. | 1. A pumpless wearable sphygmomanometer, comprising: a wearable element;a first fluid strip, disposed on a first side of the wearable element, wherein the first side is for contacting with a wearer;a second fluid strip, disposed on the first side, wherein the first fluid strip and the second fluid strip are arranged in parallel and spaced apart for a predetermined distance; anda control module, disposed on the wearable element and comprising: a first pressure sensing element, communicating with the first fluid strip and configured to sense a first fluid pressure in the first fluid strip;a second pressure sensing element, communicating with the second fluid strip and configured to sense a second fluid pressure in the second fluid strip; anda processing unit, electrically connected to the first pressure sensing element and the second pressure sensing element, wherein the processing unit is configured to analyze a difference between the first fluid pressure and the second fluid pressure and to issue an operating instruction, and the operating instruction comprises: prompting the wearer to exert a force on the wearable element and thereby pressing against the first fluid strip and the second fluid strip; andprompting the wearer to gradually release the exerted force when both of the first fluid pressures and the second fluid pressure are greater than a predetermined value and, concurrently the difference between the first fluid pressure and the second fluid pressure falls within a predetermined range. 2. The pumpless wearable sphygmomanometer according to claim 1, wherein the first fluid strip is closer to a heart of the wearer than the second fluid strip is when the wearer wears the wearable element. 3. The pumpless wearable sphygmomanometer according to claim 1, wherein the control module further comprises: a housing, disposed on a second side of the wearable element, wherein the second side is opposite to the first side, and the processing unit, the first pressure sensing element and the second pressure sensing element are disposed in the housing;a first tubular member, wherein two terminals of the first tubular member are connected to the first pressure sensing element and the first fluid strip, respectively; anda second tubular member, wherein two terminals of the second tubular member are connected to the second pressure sensing element and the second fluid strip, respectively. 4. The pumpless wearable sphygmomanometer according to claim 3, further comprising a display panel, disposed in the housing and electrically connected to the processing unit, wherein a display surface of the display panel is exposed from the housing. 5. The pumpless wearable sphygmomanometer according to claim 3, wherein the control module further comprises a wireless transmission device, disposed in the housing and electrically connected to the processing unit. 6. The pumpless wearable sphygmomanometer according to claim 3, wherein an accommodating groove is formed... | NANO-SECOND TECHNOLOGY CO., LTD. | A61B005/023 A61B005/00 A61B005/021
US10064581 | B2 | 2018-09-04 | Enhancing physical activity measurement | 2015-04-08 | An electrode belt includes at least one electrode to measure biometric signals related to heart activity of a user, a non-conductive strip having at least one opening, and a flexible strip to enable placement of the electrode belt against the skin of the user. The non-conductive strip is coupled with the flexible strip such that, when in use, the at least one electrode is in physical contact with the skin of the user. | 1. An electrode belt comprising: at least one electrode adapted to measure biometric signals related to heart activity of a user;a non-conductive strip having at least one opening, wherein the non-conductive strip comprises at least one fold such that at least two portions of the non-conductive strip are folded against each other, wherein a direction of the at least one fold is diverging compared to a longitudinal axis of the non-conductive strip, and wherein the at least one electrode is positioned between the folded at least two portions of the non-conductive strip so that the at least one electrode is enabled to be in physical contact with a skin of the user through the at least one opening; anda flexible strip to enable placement of the electrode belt against the skin of the user, wherein the non-conductive strip is coupled with the flexible strip such that, when in use, the at least one electrode is in physical contact with the skin of the user, wherein the non-conductive strip comprises two folds such that a first portion and a second portion of the non-conductive strip are folded against a third portion of the non-conductive strip, wherein the first portion is situated at a first end of the non-conductive strip and the second portion is situated at a second end of the non-conductive strip, wherein the third portion is situated between the first and the second portions, and wherein at least a first electrode of the at least one electrode is positioned between the first and the third portions and a second electrode of the at least one electrode is positioned between the second and the third portions, and wherein a first opening of the at least one opening is comprised in the first portion of the non-conductive strip and a second opening of the at least one opening is comprised in the second portion of the non-conductive strip. 2. The electrode belt of claim 1, wherein the at least one electrode is positioned between the folded two portions so that the at least one electrode is enabled to be in physical contact with the skin of the user through the at least one opening. 3. The electrode belt of claim 1, wherein the at least one electrode is encapsulated between the at least two portions so that the at least one electrode is at least partially visible through the at least one opening. 4. An electrode belt comprising: at least one electrode adapted to measure biometric signals related to heart activity of a user;a non-conductive strip having at least one opening, wherein the non-conductive strip comprises at least one fold such that at least two portions of the non-conductive strip are folded against each other, wherein a direction of the at least one fold is diverging compared to a longitudinal axis of the non-conductive strip, and wherein the at least one electrode is positioned between the folded at least two portions of the non-conductive strip so that the at least one electrode is enabled to be in physical contact with a skin of the use... | Polar Electro Oy | A61B005/04 A61B005/00 A61B005/024 A61B005/0245 A61B005/0408 A61B005/11
US10105078 | B2 | 2018-10-23 | Method for managing health condition, health condition management apparatus, and health condition management system | 2015-10-07 | A method for causing a computer to execute a process for managing health condition, the process includes: detecting a grounding timing of a leg of a quadruped and a timing of weight-shift to a rear side of the quadruped; and determining whether or not the leg of the quadruped has a disease or injury, based on the detected grounding timing of the leg of the quadruped and the detected timing of a weight-shift to the rear side of the quadruped. | 1. A method for managing health condition, comprising: detecting, by a computer, a grounding timing of a leg of a quadruped by using a first sensor;detecting, by the computer, a timing of weight-shift to a rear side of the quadruped by using a second sensor which is mounted at a bottom position of a breast collar hung around a neck of the quadruped; anddetermining whether or not the leg of the quadruped has a disease or injury, based on the detected grounding timing of the leg of the quadruped and the detected timing of a weight-shift to the rear side of the quadruped. 2. The method for managing health condition according to claim 1, wherein the process includes detecting a peak acceleration in a vertically upward direction in a vertical direction component of an acceleration data, as the timing of the weight-shift to the rear side of the quadruped based on the acceleration data measured by an acceleration sensor corresponding to the second sensor. 3. The method for managing health condition according to claim 1, wherein the process includes detecting a peak acceleration in a vertically downward direction in a vertical direction component of an acceleration data as the timing of the grounding timing of the leg of the quadruped based on the acceleration data measured by an acceleration sensor mounted on the abdomen or chest of the quadruped and corresponding to the first sensor. 4. The method for managing health condition according to claim 3, wherein the quadruped is a horse, and further comprising: the process includes determining which leg of the right and left front legs of the quadruped is the leg being grounded based on information relating to a positional relationship in a front-back direction of a horse body between a right side leg and a left side leg of the horse, and an acceleration change in the vertical direction between peaks of acceleration in the vertically downward direction of the quadruped. 5. The method for managing health condition according to claim 1, wherein specifying a leg in which the grounding timing is detected immediately before the timing of the weight-shift to the rear side as a leg having a disease or injury. 6. The method for managing health condition according to claim 1, wherein the first sensor includes a right sensor mounted a right side of an abdomen of the quadruped and a left sensor mounted a left side of the abdomen of the quadruped. 7. A health condition management apparatus comprising: a first sensor mounted on a quadruped and configured to detect a grounding timing of a leg of a quadruped;a second sensor mounted at a bottom position of a breast collar hung around a neck of the quadruped and configured to detect a timing of weight-shift to a rear side of the quadruped;a processor configured to determine whether or not the leg of the quadruped has a disease or injury based on a detected grounding timing of the leg of the quadruped and a detected timing of weight-shift to the rear side of the quadrup... | FUJITSU LIMITED | A61B005/103 A61B005/00 A61B005/11
US10117204 | B2 | 2018-10-30 | Wireless synchronized apparatus and system | 2014-01-02 | Disclosed embodiments include an apparatus that comprises (a) a kinematics sensor module including an accelerometer, a gyroscope, a magnetometer, or combinations thereof; and (b) a bidirectional wireless communication module configured for wirelessly synchronizing the sampling time instances of the kinematics sensor module with the sampling time instances of at least a second wearable apparatus including a second kinematics sensor module. | 1. A wearable apparatus, comprising: (a) an accelerometer, a gyroscope, a magnetometer, or combinations thereof; and(b) a processor causing a bidirectional wireless communication module within said wearable apparatus to continuously and wirelessly synchronize a plurality of sampling time instances of said accelerometer, gyroscope, magnetometer, or combinations thereof with a plurality of sampling time instances of at least a second wearable apparatus comprising an accelerometer, a gyroscope, a magnetometer, or combinations thereof, wherein synchronization of said sampling time instances is performed during data collection. 2. The apparatus of claim 1, further including a wireless synchronization protocol configured for master synchronization or mesh synchronization. 3. The apparatus of claim 2, further comprising a robust wireless data transfer data controller. 4. The apparatus of claim 3, wherein said robust wireless data transfer data controller is configured for storing data packets locally whenever a transmission error is detected, and retransmiting said data packets at a later point in time, whereby no data packets are lost during wireless data transfers. 5. The apparatus of claim 4, wherein said bidirectional wireless communication module includes a chip antenna or a patch antenna. 6. The apparatus of claim 1, further comprising a solid state local storage medium. 7. The apparatus of claim 6, wherein said apparatus is included in a wrist-worn device with a form factor of a watch or a wristband. 8. The wearable apparatus of claim 6, wherein said apparatus further comprises a display configured for providing information to a user including a time of day or a reminder. 9. The apparatus of claim 6, wherein said wearable apparatus is a watch. 10. The apparatus of claim 9, wherein said watch is charged by inductive power charging. 11. The apparatus of claim 9, wherein said watch is configured for harvesting energy from the local environment by using a kinetic generator or a solar panel. 12. The wearable apparatus of claim 6, wherein said apparatus is configured for quantifying human movement based on data acquired by said accelerometer, gyroscope, magnetometer, or combinations thereof. 13. The apparatus of claim 6, wherein said apparatus is further configured for wirelessly transmitting said data from said accelerometer, gyroscope, magnetometer, or combinations thereof to a second wearable or non-wearable apparatus. 14. The apparatus of claim 6, wherein said apparatus is configured for wirelessly synchronizing the sample time instances of said accelerometer, gyroscope, magnetometer, or combinations thereof with a second apparatus including a kinematics sensor. 15. The apparatus of claim 6, wherein said apparatus includes an action reminder chosen from the group consisting of a gentle vibration, an auditory cue, and a visual cue. 16. The apparatus of claim 6, wherein said apparatus is configured for calculating the device location b... | APDM, INC | H04W056/00 H04L001/08 A61B005/00 A61B005/11
US10080617 | B2 | 2018-09-25 | On-board tool tracking system and methods of computer assisted surgery | 2016-11-17 | A number of improvements are provided relating to computer aided surgery utilizing an on tool tracking system. The various improvements relate generally to both the methods used during computer aided surgery and the devices used during such procedures. Other improvements relate to the structure of the tools used during a procedure and how the tools can be controlled using the OTT device. Still other improvements relate to methods of providing feedback during a procedure to improve either the efficiency or quality, or both, for a procedure including the rate of and type of data processed depending upon a CAS mode. | 1. A method for computer assisted surgery (CAS) using a freehand surgical tool, the method comprising: creating a three dimensional representation of a portion of a patient to which a bone or tissue cutting procedure is to be performed;identifying an area of the three dimensional representation corresponding to the portion of bone or tissue for which the procedure is to be performed using an active element of the freehand surgical tool;creating a surgical plan for the area of the three dimensional representation corresponding to the portion of bone or tissue;determining a position of the portion of bone or tissue for which the procedure is to be performed;determining a position of the freehand surgical tool;calculating a distance between the position of the portion of bone or tissue and the position of the hand held surgical tool;setting a mode of the hand held surgical tool to a hover tracking mode if the distance between the portion of bone or tissue and the hand held surgical tool is greater than a first threshold distance;setting the mode of the hand held surgical tool to an site approach tracking mode if the distance between the portion of bone or tissue and the hand held surgical tool is less than the first threshold distance and is greater than a second threshold distance; andsetting the mode of the hand held surgical tool to an active step mode if the distance between the portion of bone or tissue and the hand held surgical tool is less than the second threshold distance,wherein setting the mode to the hover tracking mode includes turning off a two-dimensional guidance graphical interface (GUI) associated with the hand held surgical tool, wherein setting the mode to the site approach tracking mode and the active step mode includes turning on the two-dimensional guidance GUI associated with the hand held surgical tool. 2. The method of claim 1, further comprising contacting the bone or tissue with the active element of the freehand surgical tool while the surgical tool is in an active step mode. 3. The method of claim 2, wherein contacting the bone or tissue with the active element includes making a plurality of planar cuts to a femur or tibia or knee. 4. The method of claim 3, wherein the plurality of planar cuts are part of a total knee replacement procedure. 5. The method of claim 4, wherein the plurality of planar cuts are pre-selected based on a configuration of a pre-determined prosthesis to be implanted in a patient. 6. The method of claim 5, further comprising changing the mode of the hand held surgical tool after performing the plurality of cuts to an implant fit evaluation mode. 7. The method of claim 6, further comprising comparing the plurality of planar cuts to the surgical plan and the prosthesis to be implanted to determine the compatibility of the implant with the plurality of cuts. 8. The method of claim 1, further comprising repeating determining the position of the portion of bone or tissue and determining the pos... | Board of Regents of the University of Nebraska | A61B034/20 A61B001/313 A61B005/06 A61B005/107 A61B034/37 A61B005/00 A61B090/00
US10105057 | B2 | 2018-10-23 | Apparatus for optical analysis of an associated tissue | 2011-12-22 | The present invention relates to an apparatus 100 and, a method and a computer program for determining a parameter indicative of a tissue type of an associated tissue 116. In particular, the invention relates to an apparatus 100 comprising a spectrometer 102, which spectrometer comprises a light source 104 and a detector 106, 108 arranged to measure an optical spectrum. This enables determination of a first parameter being indicative of a bile concentration. As the inventors of the present invention have made the insight that bile concentration may serve as a discriminative feature for different tissue types, the apparatus is arranged to determine a second parameter indicative of a tissue type based on a concentration of bile. According to a specific embodiment, the apparatus further comprises an interventional device 112. | 1. An apparatus for optical analysis of an associated non-fluid tissue of an organ of a subject, the apparatus comprising: a spectrometer for obtaining measured data representative of an optical spectrum of the associated non-fluid tissue of the organ of the subject, the spectrometer comprisinga light source,an optical detector,a processor, anda database, which database is operably connected to the processor, wherein the database comprises predetermined data representative of an optical spectrum of human bile,wherein the processor is arranged for receiving the measured data,determining from the measured data and the predetermined data representative of an optical spectrum of human bile a first parameter being indicative of a concentration of bile in said associated non-fluid tissue of the organ of the subject, anddetermining from the first parameter a second parameter being indicative of a tissue type for the associated non-fluid tissue of the organ of the subject. 2. An apparatus according to claim 1, wherein the processor is further arranged for determining a scattering parameter based on the measured data. 3. An apparatus according to claim 1, further comprising an interventional device, the interventional device comprising a first guide for guiding photons from the light source to an exit position on a distal end of the interventional device, the photons being emittable from the exit position, anda second guide for guiding photons from an entry position on the distal end of the interventional device and to the optical detector. 4. An apparatus according to claim 3, wherein the exit position and the entry position are spatially separated and spatially oriented so that, upon positioning the distal end of the interventional device adjacent to the associated tissue, an average spectral information of a region of the associated non-fluid tissue is obtainable from photons collectable at the entry position. 5. An apparatus according to claim 3, wherein the photons exiting the second guide are non-focused. 6. An apparatus according to claim 1, wherein the apparatus further comprises any one of: a second light source for providing therapeutic light and/or an ultrasound unit. 7. An apparatus according to claim 1, wherein the second parameter indicative of tissue type enables discrimination between tissue conditions. 8. An apparatus according to claim 1, wherein the second parameter indicative of tissue type enables discrimination between dysplastic tissue and normal tissue. 9. An apparatus according to claim 1, wherein the second parameter indicative of tissue type enables discrimination between normal tissue and tumor tissue. 10. A method for optical analysis of an associated non-fluid tissue of an organ of a subject, the method comprising the steps of: receipt of measured data representative of an optical spectrum of the associated non-fluid tissue of the organ of the subject,determination of a first parameter, the first parameter being indi... | Koninklijke Philips N.V. | A61B006/00 A61B005/00 A61B001/00 G01N021/25 A61B018/18
US10076263 | B2 | 2018-09-18 | System and method for blood brain permeability imaging (BBPI) using dynamic susceptibility contrast magnetic resonance imaging | 2013-08-30 | A system and method for generating dynamic susceptibility contrast information from medical imaging data acquired using a magnetic resonance imaging (MRI) system and from a subject having received a dose of a contrast agent. A plurality of images are acquired of the subject. Using the images, an arrival time correction (ATC) is determined that includes a value for at least one of a time shift variable, a time stretch variable, and an amplitude scale variable. The ATC is applied to a model of dynamic susceptibility contrast that relates a measure of signal change over time with a correction term to dynamic susceptibility contrast information to create a corrected model of dynamic susceptibility contrast including the ATC. At least one contrast agent concentration curve is generated from the plurality of images using the corrected model. | 1. A method for generating dynamic susceptibility contrast information from medical imaging data acquired using a magnetic resonance imaging (MRI) system and from a subject having received a dose of a contrast agent, the method comprising: controlling the MRI system to acquire a plurality of images of the subject and reconstructed from the medical imaging data from the MRI system;determining, using the plurality of images, an arrival time correction (ATC) for the contrast agent from a time of dose delivery to a later subsequent time, wherein the ATC includes a value for at least one of a time shift variable, a time stretch variable, and an amplitude scale variable for each voxel in a region-of-interest of one or more of the plurality of images, wherein the ATC corrects for variations in temporal delivery of the contrast agent to a damaged region and to an undamaged region of a brain of the subject;applying the ATC to a model of dynamic susceptibility contrast that relates a measure of signal change over time with a correction term to dynamic susceptibility contrast information;creating a corrected model of dynamic susceptibility contrast including the ATC;generating at least one contrast agent concentration curve from the plurality of images using the corrected model; anddiagnosing evidence of blood-brain barrier (BBB) disruption by comparing the at least one contrast agent concentration curve with a non-enhanced curve. 2. The method of claim 1 wherein the diagnosing comprises quantifying a disruption of the (BBB) of the subject. 3. The method of claim 1 wherein the determining the ATC comprises determining a value for each of the time shift variable, the time stretch variable, and the amplitude scale variable, wherein the ATC includes a value for each of the time shift variable, the time stretch variable, and the amplitude scale variable. 4. The method of claim 1 wherein the images include a T2* weighting. 5. The method of claim 1 wherein the value for at least one of the time shift variable, the time stretch variable, and the amplitude scale variable are derived using imaging information. 6. The method of claim 1 further comprising using the at least one contrast agent concentration curve to analyze a stroke suffered by the subject. 7. The method of claim 1 further comprising using the at least one contrast agent concentration curve to analyze heterogeneous blood flow through a brain of the subject. 8. The method of claim 1, wherein the ATC is given byγ⁢Δ⁢⁢R⁢⁢2*_⁢(t+τα)where γ is the amplitude scale variable, α is the time stretch variable, τ is the time shift variable, R is a relaxivity that is a measure of tissue contrast agent concentration, and t is time. 9. A magnetic resonance imaging (MRI) system, comprising: a magnet system configured to generate a polarizing magnetic field about at least a portion of a subject arranged in the MRI system;a magnetic gradient system including a plurality of magnetic gradient coils configured to ap... | THE JOHNS HOPKINS UNIVERSITY | A61B005/055 G01R033/563 A61B005/00 G01R033/56
US10105073 | B2 | 2018-10-23 | Flexible multiple-arm diagnostic catheter | 2013-11-21 | A medical probe includes a distal end and an elongate body for insertion into an organ of a patient. The distal end is connected to the elongate body and includes multiple arms that, when inserted into the organ, extend to form multiple respective spirals each having electrodes disposed thereon. | 1. A medical probe, comprising: an elongate body for insertion into an organ of a patient, the elongate body comprising a distal end; andmultiple arms that, when arranged to extend from the distal end, are pre-shaped to form multiple spirals that extend away from the distal end and from one another in a common plane, each arm of the multiple arms having electrodes disposed thereon;wherein the electrodes are disposed on the arms with an uneven distance between adjacent electrodes. 2. The medical probe according to claim 1, wherein the organ comprises a heart, and wherein the electrodes comprise electrophysiological (EP) mapping electrodes. 3. The medical probe according to claim 1, wherein each of the multiple arms is configured to conform to a surface of the organ independently of any other of the arms. 4. The medical probe according to claim 1, wherein the common plane is perpendicular to the elongate body. 5. The medical probe according to claim 1, wherein the common plane is obliquely oriented relative to the elongate body. 6. The medical probe according to claim 1, wherein the multiple arms comprise four arms that extend at 90-degree orientations relative to one another. 7. The medical probe according to claim 1, wherein the multiple arms comprise three arms that extend at 120-degree orientations relative to one another. 8. The medical probe according to claim 1, wherein the multiple arms comprise two arms that extend at 180-degree orientations relative to one another. 9. The medical probe according to claim 1, wherein the electrodes are disposed on the arms with an even pitch. 10. The medical probe according to claim 1, wherein the electrodes comprise at least one ablation electrode. 11. The medical probe according to claim 1, wherein the distal end comprises at least one position sensor for measuring a position of the distal end in the organ. 12. The medical probe according to claim 1, wherein the distal end comprises at least one electrical-current electrode for measuring a position of the distal end in the organ. 13. A method, comprising: inserting a medical probe having an elongate body into an organ of a patient, the elongate body comprising a distal end;after insertion into the organ, extending multiple spiral arms away from the distal end relative to one another in a common plane each arm having electrodes disposed thereon;placing the spiral arms against a surface of the organ, so as to form contact between the electrodes and the surface; andapplying a medical procedure to the surface using the electrodes. 14. The method according to claim 13, wherein the organ comprises a heart, wherein the electrodes comprise electrophysiological (EP) mapping electrodes, and wherein applying the medical procedure comprises measuring EP potential using the EP mapping electrodes. 15. The method according to claim 13, wherein placing the spiral arms comprises causing each of the arms to conform to a surface of the organ independently of a... | BIOSENSE WEBSTER (ISRAEL) LTD | A61B005/04 A61B018/18 A61B005/042 A61B018/14 A61B005/00 A61B018/00
US10098576 | B2 | 2018-10-16 | Regional saturation shock detection method and system | 2015-03-06 | According to various embodiments, a medical system and method for early detection of shock may include devices configured to provide information about multiple patient parameters. In certain embodiments, the system may receive input from a regional saturation sensor. Based on these inputs, the system may provide a diagnosis of shock and/or distinguish between various types of shock. | 1. A system comprising: light drive circuitry configured to drive a light emitter coupled to a regional saturation sensor;input circuitry configured to receive a regional saturation signal from a first detector and a second detector of the regional saturation sensor, wherein the first detector and the second detector are spaced apart from the light emitter at respective first and second distances, the second distance being greater than the first distance;a processor configured to execute instructions to: determine a regional saturation parameter based on the regional saturation signal, wherein the processor is configured to determine the regional saturation parameter by at least assessing a portion of the signal that is representative of light detected by the second detector that has passed through additional tissue relative to the first detector;receive information related to a blood pressure parameter of a patient;compare the regional saturation parameter to a first threshold;compare the blood pressure parameter to a second threshold;determine that the patient is in shock based on the comparison of the regional saturation parameter to the first threshold and the comparison of the blood pressure parameter to the second threshold; andprovide an output related to shock based on the determination that the patient is in shock; anda memory storing the instructions. 2. The system of claim 1, wherein the processor is configured to determine the patient is in warm shock if the regional saturation parameter is above the first threshold when the blood pressure parameter is below the second threshold and if the patient is not fluid-responsive, wherein the output comprises an indication that the patient is in warm shock. 3. The system of claim 2, wherein the first threshold is a regional saturation value of 50-60%. 4. The system of claim 1, wherein the processor is configured to determine the patient is in cold shock if the regional saturation parameter is below the first threshold when the blood pressure parameter is below the second threshold and if the patient is not fluid-responsive, wherein the output comprises an indication that the patient is in cold shock. 5. The system of claim 4, wherein the first threshold is a regional saturation value of 50-60%. 6. The system of claim 1, wherein processor is configured to determine the patient is not in shock and fluid-responsive if the regional saturation parameter is above the first threshold when the blood pressure parameter is above the second threshold and wherein the output comprises an indication that the patient is not in shock and is fluid-responsive. 7. The system of claim 6, wherein the first threshold is a regional saturation value of 50-60%. 8. The system of claim 1, wherein the processor is configured to receive a blood oxygen saturation signal and determine an oxygen saturation parameter based on the blood oxygen saturation signal. 9. The system of claim 1, further comprising a display, w... | Covidien LP | A61B005/1455 A61B005/0205 A61B005/021 A61B005/026
US10108329 | B2 | 2018-10-23 | Image handling and display in x-ray mammography and tomosynthesis | 2016-09-30 | A method and system for acquiring, processing, storing, and displaying x-ray mammograms Mp tomosynthesis images Tr representative of breast slices, and x-ray tomosynthesis projection images Tp taken at different angles to a breast, where the Tr images are reconstructed from Tp images. | 1. An image display system for reviewing medical images for abnormalities in a compressed breast, comprising: a displayed image comprising at least one image of a plurality of tomosynthesis images of the compressed breast;a slider bar for identifying a height within the compressed breast corresponding to the displayed image, wherein the slider bar comprises a length; anda slice bar movably positionable along the length of the slider bar, wherein a position of the slice bar along the length of the slider bar corresponds to a height of the displayed image within the compressed breast, wherein the slice bar comprises an adjustable thickness, and wherein a thickness of the slice bar corresponds to a thickness of the displayed image within the compressed breast, thereby providing an adjustable display of tomosynthesis images for reviewing medical images for abnormalities in the compressed breast. 2. The image display of claim 1, wherein the displayed image comprises a plurality of the plurality of tomosynthesis images. 3. The image display of claim 1, wherein the adjustable thickness of the slice bar is configured to be adjusted by a user. 4. The image display of claim 1, further comprising a numeric indicia corresponding to at least one of the height of the displayed image and the thickness of the displayed image. 5. The image display of claim 4, wherein the numeric indicia is displayed proximate the slide bar. 6. The image display of claim 1, further comprising a non-numeric indicia displayed proximate the slide bar. 7. The image display of claim 6, wherein the non-numeric indicia corresponds to a predetermined image of the plurality of tomosynthesis images. 8. An image display for reviewing medical images for abnormalities in a compressed breast, comprising: at least one of a plurality of tomosynthesis images of a compressed breast;a slider bar representative of a thickness of the compressed breast; anda slice bar positionable along the slider bar, wherein a position of the slice bar corresponds to a position within the compressed breast of the displayed tomosynthesis image, and wherein a thickness of the slice bar corresponds to a thickness of the displayed tomosynthesis image, thereby providing an adjustable display of tomosynthesis images for reviewing medical images for abnormalities in the compressed breast. 9. The image display of claim 8, wherein a movement of the slice bar along the slider bar changes the displayed tomosynthesis image from a first displayed image to a second displayed image different than the first displayed image. 10. The image display of claim 8, wherein an adjustment of a thickness of the slice bar changes the displayed tomosynthesis image from a first displayed image having a first thickness to a second displayed image having a second thickness. 11. The image display of claim 10, wherein the first displayed image comprises a single one of the plurality of tomosynthesis images and wherein the second displayed i... | Hologic, Inc. | G06K009/00 G06F003/0484 A61B005/00 A61B006/02 A61B006/00 G06T007/00 G06T011/00
US10064686 | B2 | 2018-09-04 | Systems and methods for optimizing parameters of orthopaedic procedures | 2011-08-15 | Systems and methods for optimizing parameters of an orthopaedic procedure for a particular patient, including parameters relating to the anatomic and biomechanic fit of an implant or implant system implanted into the patient's joint. These systems and methods may utilize patient-specific information gathered pre-operatively in conjunction with optimization algorithms to determine an optimal implant design and an optimal position and orientation for implantation of the implant into the particular patient's joint. | 1. A computer-implemented method of optimizing parameters relating to a joint procedure involving the implantation of at least one orthopaedic implant into a joint of a particular patient, the method comprising: (a) receiving in a computer processor information concerning the particular patient, including: (i) information relating at least in part to a model of the particular patient's joint, including information defining at least in part a plurality of soft tissue attachment locations;(ii) information relating at least in part to an axis associated with the particular patient's joint in relation to the model of the particular patient's joint;(b) receiving in the computer processor information that defines at least one relationship relating a plurality of orthopaedic responses to a plurality of orthopaedic factors, wherein: (i) at least some of the plurality of orthopaedic responses each relate to at least one of a kinetic, kinematic, and soft tissue balance response of the joint;(ii) at least some of the orthopaedic factors relate to the received information concerning the particular patient;(iii) at least one of the orthopaedic factors relates to at least one of a position and an orientation of the orthopaedic implant relative to the joint;(iv) at least one of the orthopaedic factors relates to an articular surface shape geometry of the orthopaedic implant; and(v) each relationship defines at least one of the orthopaedic responses as a function of at least some of the orthopaedic factors;(c) in the computer processor, using the received information concerning the particular patient, and using the received information that defines the at least one relationship, automatically determining: (i) at least one of a suggested optimal position and a suggested optimal orientation for the orthopaedic implant relative to the particular patient's joint; and(ii) a suggested optimal articular surface shape geometry for the orthopaedic implant;(d) receiving in the computer processor information relating to a hierarchy of different implant options, the hierarchy including a plurality of general size option groups, wherein each of the general size option groups includes a plurality of anatomic size option groups, each of the anatomic size option groups includes a plurality of biomechanic size option groups, and each of the biomechanic size option groups includes at least one of the implant options, each implant option having a general size corresponding to the general size option group of which it is a member, an anatomic size corresponding to the anatomic size option group of which it is a member, and a biomechanic size corresponding to the biomechanic size option group of which it is a member;(e) in the computer processor, selecting one of the general size option groups;(f) in the computer processor, determining whether at least one of the automatically determined suggestions for the orthopedic implant is appropriate for use with the selected general size opt... | Smith & Nephew, Inc. | G09B023/28 A61B034/10 A61F002/46 A61B005/107 A61F002/38 A61F002/44 A61F002/30 G06F017/50
US10070801 | B2 | 2018-09-11 | Integrated multi-functional endoscopic tool | 2012-05-17 | A system for extending the visual capabilities and working channel of a bronchoscope including a probe having optic and/or tracking capabilities at a distal tip thereof and capable of being advanced through the working channel of a standard bronchoscope. The probe also includes a working channel through which various diagnostic and treatment tools may be advanced. | 1. A method of treating target tissue in a distal portion of the lungs comprising: using a bronchoscope to visually navigate through proximal airways in a distal direction toward said target tissue until said airways become too narrow for said bronchoscope;extending through a working channel of said bronchoscope, a catheter having a navigation system, an optic system, and a tool lumen, wherein both the optic system and the navigation system are permanently disposed in the catheter;navigating said catheter to said target tissue; andextending through said tool lumen, a tool usable to treat said target tissue. 2. The method of claim 1 wherein said navigation system comprises an electromagnetic navigation system. 3. The method of claim 1, wherein the optic system includes a floor and a plurality of individual light fibers terminating at the floor, the floor located at a distal end portion of the catheter. 4. The method according to claim 3, wherein the optic system includes a window at a distal end of the catheter, the floor being longitudinally spaced from the window. 5. The method of claim 4, wherein the optic system includes an internal side wall surrounding the floor and extending from the floor to the window, the internal side wall including a reflective material configured to maximize the amount of light transmitted through the window from the plurality of individual light fibers. 6. The method of claim 3, wherein the plurality of individual light fibers terminate along a perimeter of the floor. 7. The method according to claim 3, wherein the optic system defines a short axial length relative to the length of the catheter. 8. The method of claim 3, wherein the electromagnetic navigation system is located immediately proximal to the floor of the optic system. 9. The method of claim 8, wherein the plurality of individual light fibers extend around the outside of the electromagnetic navigation system. 10. A method of treating target tissue in a distal portion of the lungs comprising: using a bronchoscope to visually navigate through proximal airways in a distal direction toward said target tissue until said airways become too narrow for said bronchoscope;extending through a working channel of said bronchoscope, a catheter having a navigation system, an optic system, and a tool lumen, wherein both the optic system and the navigation system are permanently disposed in the catheter, the navigation system including sensor elements having an arcuate shape, the sensor elements configured to conform to a cylindrical surface of the catheter such that the sensor elements circumscribe the tool lumen;navigating said catheter to said target tissue;extending through said tool lumen, a tool usable to treat said target tissue. | COVIDIEN LP | A61B001/00 A61B001/06 A61B001/04 A61B005/06 A61B001/012 A61B001/018 A61B001/267 A61B001/12
US10085666 | B2 | 2018-10-02 | Method for measuring social relationship using heart rhythm coherence (HRC) | 2014-06-19 | A method for determining a social relationship includes detecting electrocardiogram (ECG) data from at least two subjects, detecting heart rhythm coherence (HRC) data from the ECG signals of the two subjects, and determining a relationship (intimacy) between the two subjects by comparing the HRC data of the two subjects. | 1. A method of determining a social relationship, the method comprising: detecting, with an electrocardiogram (ECG) sensor, ECG data from at least two subjects for processing, with a data processor, ECG signals of the at least two subjects from the ECG sensor, that embodies the ECG data;defining, with the data processor, a heart rhythm coherence (HRC) data spectrum of the at least two subjects from the processed ECG signals of the two subjects;extracting, with the data processor, a difference X value between dominant peak frequencies of the HRC data spectrum of the two subjects;extracting, with the data processor, an r square value via a correlation analysis of each of the HRC data spectrum;determining, with an intimacy analyzer coupled to the data processor, a social relationship between the two subjects by using the following equation: Y=2.0537*X, where Y is a result value, wherein the social relationship is determined as being strong when the r square value is larger than the result value Y, otherwise, the social relationship is determined as being weak; anddisplaying, with a display coupled to the data processor, a strength of the social relationship based on a comparison of the result value Y with the r square value. 2. The method of claim 1, wherein the HRC data spectrum is extracted, by the data processor, from heart rhythm variability (HRV) data obtained via a Fast Fourier Transform (FFT). 3. The method of claim 2, wherein the HRV data is acquired from R-peak to R-peak Interval (RRI) data extracted from the ECG data. 4. The method of claim 3, wherein the HRV data is obtained by: extracting the RRI data from the ECG data;converting the RRI data into time series data; andFFT-analyzing the time series data. 5. The method of claim 2, wherein the HRC data spectrum comprises a dominant peak frequency and a dominant peak amplitude extracted in an HRC band of the HRV data. 6. A social relationship determining system for performing the method of claim 1, the system comprising: the ECG sensor, the ECG sensor being configured to extract ECG data from the subjects;the display configured to present a specific facial expression to at least one of the subjects;the data processor configured to process the ECG data of the subjects obtained by the sensor; andthe intimacy analyzer configured to analyze intimacy between subjects by analyzing the ECG data. 7. The social relationship determining system of claim 6, wherein the HRC data spectrum is extracted, by the data processor, from heart rhythm variability (HRV) data obtained via a Fast Fourier Transform (FFT). 8. The social relationship determining system of claim 7, wherein the HRV data is acquired from R-peak to R-peak Interval (RRI) data extracted from the ECG data. 9. The social relationship determining system of claim 8, wherein the data processor extracts RRI data from the ECG data, and generates the HRV data spectrum by converting the RRI data into time series data. 10. The social relations... | SANGMYUNG UNIVERSITY SEOUL INDUSTRY-ACADEMY COOPERATION FOUNDATION CENTER OF HUMAN-CENTERED INTERACTION FOR COEXISTENCE | A61B005/0452 G06F019/00 G16H050/30 A61B005/024 A61B005/16 A61B005/00 A61B005/0245
US10071201 | B2 | 2018-09-11 | Disease testing and therapeutic device and remote monitoring shoes | 2013-10-22 | The invention discloses a detection and therapeutic device and remote monitoring shoes. The detection and therapeutic device comprises a power supply module (a) which is connected with modules with electricity needs and used for powering the modules, a main processor module (b) which is used for collecting and processing signals from sensors and controlling working status of an automatic injection module (d), a detection sensor module (c) which comprises a plurality of sensors in connection with the main processor module (b) and is used for examining nerves, organs or secretions and sending back the results to the main processor module (b), an automatic injection module (d) which comprises a plurality of automatic injectors in connection with the main processor module (b) and is used for administrating according to signals for controlling from the main processor module automatically. | 1. A detection and therapeutic device characterized in that the detection and therapeutic device comprises a power supply module which is connected with modules with electricity need and which is used for powering the modules with electricity need,a main processor module which is used for collecting and processing signals from a plurality of sensors and controlling working status of an automatic injector module,a detection sensor module which comprises the plurality of sensors in connection with the main processor module and is used for examining nerves, organs or secretions and sending back results from examining the nerves organs or secretions to the main processor module,an automatic administration module which comprises a plurality of automatic injectors in connection with the main processor module and is used for administrating automatically according to signals for controlling from the main processor module;wherein the power supply module comprises a self-generating power unit and an electrical energy storage unit which is connected with the self-generating power unit; the modules with electricity need of the detection and therapeutic device are respectively connected with a power output of the self-generating power unit and a power output of the electrical energy storage unit;wherein the self-generating power unit comprises a plurality of stroke rods, a plurality of mechanical energy accumulators which are drivingly connected with the stroke rods, electrical generators which are connected with the mechanical energy accumulators and a rectifier which is connected with the electrical generators; andwherein each of the stroke rods comprises a rod body, wherein a piston ring and a stroke wheel are arranged inside the rod body; a first gasbag which is used for driving the piston ring to move vertically along the rod body is positioned between the piston ring and a bottom cap of the rod body, wherein the piston ring is hinged to the stroke wheel by connecting rods; a top cap of the rod body is connected with a top end of the stroke wheel by a tension spring and a stroke axle penetrating through the rod body is arranged in a middle part of the stroke wheel; one end of the stroke axle is embedded inside a groove formed in the rod body and the other end of the stroke axle protrudes from the rod body and is provided with a ratchet wheel; each of the mechanical energy accumulators comprises a box body, wherein clockwork boxes provided with a clockwork and a transmission shaft are arranged on lateral sides of the box body; the transmission shaft is used as a power input of the mechanical energy accumulator, wherein one end of the transmission shaft is positioned inside the box body and the other end of the transmission shaft protrudes from the box body and provided with a driven wheel engaging with a ratchet wheel arranged on the stroke axle; the clockwork box is drivingly connected with an output shaft of the mechanical energy accumulator by the gear... | - | A61M005/172 A61M005/20 A61B005/00 A43B003/00 A61B005/0205 A61B005/145 A61F007/00 A61M005/145 H02K007/116 H02K035/02 H02K007/18 A61B005/021 A61M005/142 A61M005/14
US10098569 | B2 | 2018-10-16 | Method and apparatus for processing patient sounds | 2013-03-28 | A method of operating a computational device to process patient sounds, the method comprises the steps of: extracting features from segments of said patient sounds; and classifying the segments as cough or non-cough sounds based upon the extracted features and predetermined criteria; and presenting a diagnosis of a disease related state on a display under control of the computational device based on segments of the patient sounds classified as cough sounds. | 1. A method of operating a computational device to process patient sounds for diagnosing a respiratory disease, the method comprising: having a sound receiving device configured to receive the patient sounds from a patient and form a corresponding digitized sound signal;computing feature vectors for each of a plurality of sub-blocks of the digitized sound signal including two or more of: Mel-frequency cepstral coefficients (MFCCs), entropy features, Zero Crossing Rate, and Non-Gaussianity;operating a trained cough detection pattern classifier to respond to the feature vectors to produce a cough detection pattern classifier output signal;filtering said output signal to produce a smoothed output signal;thresholding the smoothed output signal to identify candidate cough segments in the digitized sound signal;classifying candidate cough segments to be cough segments based upon their duration being longer than a minimum cough length and shorter than a maximum cough length;forming a plurality of sub-segments of each of the cough segments and computing feature vectors for each of the sub-segments, these feature vectors including two or more of: Mel-frequency cepstral coefficients (MFCCs), entropy features, Zero Crossing Rate, and Non-Gaussianity features;applying said feature vectors of the plurality of sub-segments to a trained diseased cough pattern classifier to classify each of the cough segments as being one of diseased and non-diseased for a particular respiratory disease;computing a diseased cough index indicating a proportion of cough segments classified as diseased relative to all of the cough segments;deeming the patient to be suffering from the particular respiratory disease based on the diseased cough index; andpresenting a diagnosis of the particular respiratory disease on a display under control of the computational device. 2. A method according to claim 1, wherein the forming a plurality of sub-segments of the cough segments comprises forming three sub-segments. 3. A computational device including at least one electronic processor in communication with an electronic memory containing instructions for the processor to carry out a method according to claim 1. 4. A computational device according to claim 3, wherein the computational device comprises a mobile telephone that is programmed to carry out said method. 5. A method according to claim 1, wherein the computing feature vectors for each of a plurality of sub-blocks of the digitized sound signal includes extracting any one of the following groups of features: MFCCs and Formant Frequency and Zero Crossing Rate and Shannon Entropy and Non-Gaussianity features; orZero Crossing Rate and Shannon Entropy and Non-Gaussianity features; orMFCCs and Zero Crossing Rate and Formant frequency and Non-Gaussianity features. 6. A method according to claim 1, wherein the trained cough detection pattern classifier comprises an artificial neural network. 7. A method according to claim 6, wherein the ... | The University of Queensland | A61B007/00 A61B005/08 A61B007/04 G06K009/00 G10L025/66 G16H050/30 G16H050/20 A61B005/00 G10L025/30
US10098593 | B2 | 2018-10-16 | Bed alert communication method | 2017-12-12 | A system that monitors various conditions of a plurality of hospital beds located in different rooms of a healthcare facility is provided. Alternatively or additionally, other types of equipment may be monitored by the system. Various configurations of network interface units that are coupleable to or integrated into a hospital bed are also disclosed. The system receives data from the hospital beds and/or other equipment and initiates a communication to a wireless communication device of at least one designated caregiver in response to the received data being indicative of an alarm condition. | 1. A method for alerting caregivers carrying wireless communication devices of alarm conditions associated with patient beds in a healthcare facility, the method comprising receiving data from patient beds using at least one computer device that is remote from the patient beds,displaying with the at least one computer device at least one alarm selection screen on a display screen associated with the at least one computer device, the at least one alarm selection screen permitting a user to select at least one alarm condition for at least one of the patient beds that must be violated before an alarm is considered to exist, andinitiating with the at least one computer device a communication to the wireless communication device of at least one of the designated caregivers in response to existence of the alarm. 2. The method of claim 1, wherein displaying the at least one alarm selection screen comprises displaying at least one alarm condition relating to one or more of the following: an angle at which a head section of a patient bed is raised, a height at which an upper frame of the patient bed is raised, a position of a siderail of the patient bed, a patient position with respect to the patient bed, and a patient weight as measured by a weigh scale system of the patient bed. 3. The method of claim 1, wherein the at least one alarm condition comprises an angle below which a head section of a patient bed should not be lowered. 4. The method of claim 1, wherein the at least one alarm condition comprises an angle above which a head section of a patient bed should not be raised. 5. The method of claim 1, further comprising transmitting the at least one alarm condition to the patient bed from the at least one computer device and monitoring with the patient bed for the occurrence of the at least one alarm condition. 6. The method of claim 1, further comprising assigning automatically the at least one alarm condition based on patient acuity level. 7. The method of claim 1, further comprising changing with the at least one computer device the at least one alarm condition from a first value to a second value after an elapsed amount of time. 8. The method of claim 7, further comprising selecting with the at least one computer device the elapsed amount of time. 9. The method of claim 1, further comprising changing with the at least one computer device the at least one alarm condition from a first value to a second value at a preprogrammed time. 10. The method of claim 1, wherein initiating the communication comprises initiating transmission of an alphanumeric message destined for receipt by the wireless communication device of the at least one caregiver. 11. The method of claim 1, wherein initiating the communication comprises initiating transmission of an audio message destined for receipt by the wireless communication device of the at least one caregiver. 12. The method of claim 1, wherein initiating the communication comprises initiating communica... | Hill-Rom Services, Inc. | G08B001/08 A61B005/00 G16H015/00 G16H040/67 A61B005/11 G07C003/00 G08B021/04 G08B025/01 G08B005/22 G08B025/00 G08C019/00 G08B021/02 A61G007/012 A61B005/0205 A61G007/05 A61M005/142 A61H009/00 A61G007/10 A61G007/015 G16H040/20 A61B005/145 A61B005/08 A61B005/024 A61B005/021
US10076276 | B2 | 2018-09-18 | Methods and systems for alerting practitioners to physiological conditions | 2015-08-13 | Embodiments of the present disclosure provide systems and methods for monitoring a patient to produce a signal representing a blood oxygen concentration. The signal may be analyzed to determine the presence of one or more sleep apnea events, and an integral of the signal may be calculated if the signal is outside of a set range or threshold. A practitioner may choose to be informed of the presence of sleep apnea events if the blood oxygen concentration is less then a preset limit, if an upper limit has been reached for an integral representing the severity of the oxygen deprivation over time, or anytime sleep apnea events may be present in the signal. | 1. A system, comprising: an input configured to receive an alarm sensitivity from a user; anda processor coupled to the input and configured to: determine a presence of one or more oxygen desaturation patterns in a photoplethsymograph (PPG) signal;determine a value for an integral in response to a determination that the PPG signal is outside of a PPG range or a PPG threshold;compare the value of the integral to an integral threshold;compare the value of the integral to a combined alarm limit in response to a determination that the one or more oxygen desaturation patterns are present and that the value of the integral is less than the integral threshold, wherein the combined alarm limit is based on the integral threshold and the alarm sensitivity;determine that the combined alarm limit has been violated based at least in part on the comparison;provide a determination of sleep apnea in response to the determination that the combined alarm limit has been violated; andincrease an air pressure supplied by the system in response to the determination of sleep apnea. 2. The system of claim 1, wherein the processor is configured to determine a presence of a cluster of the one or more oxygen desaturation patterns in the PPG signal. 3. The system of claim 1, wherein the processor is configured to determine the value of the integral by accumulating a product of time and a difference between the PPG signal and a threshold value. 4. The system of claim 1, comprising a display coupled to the processor, wherein the processor is configured to provide the determination of sleep apnea as a visual display on the display. 5. The system of claim 1, comprising a PPG sensor configured to generate the PPG signal. 6. The system of claim 1, comprising a mask operatively coupled to the processor, wherein the processor is configured to increase the air pressure supplied by the system via the mask in response to the determination of sleep apnea. 7. The system of claim 1, wherein the alarm sensitivity comprises a percentage. 8. The system of claim 1, comprising a network interface operatively coupled to the processor and configured to send the determination of sleep apnea to a device located on a local area network. 9. A system, comprising: a photoplethsymograph (PPG) sensor configured to generate a PPG signal; anda patient monitor comprising: an input configured to receive an alarm sensitivity from a user; anda processor coupled to the input and configured to: receive the PPG signal from the PPG sensor;determine a presence of one or more oxygen desaturation patterns in the PPG signal;determine a value for an integral in response to a determination that the PPG signal is outside of a PPG range or a PPG threshold;compare the value of the integral to an integral threshold;compare the value of the integral to a combined alarm limit in response to a determination that the one or more oxygen desaturation patterns are present and that the value of the integral is less than t... | Covidien LP | A61B005/00 A61M016/06 A61M016/00 G08B021/04 A61B005/0205 A61B005/1455 A61B005/145 A61B005/024
US10112046 | B1 | 2018-10-30 | Bionic cochlea having piezoelectric nanowires of an internal membrane | 2014-11-06 | A bionic cochlea includes a fluid filled vessel having a flexible window disposed in one or its walls. The flexible window flexes when exposed to an acoustic pulse to produce an acoustic pressure pulse in the fluid inside the vessel. A plurality of piezoelectric nanowires is disposed on a flexible membrane disposed within the fluid filled vessel. The nanowires vibrate in response to at least one predetermined wavelength in the acoustic pressure pulse and produce electrical signals. Electrical wires in communication with the nanowires receive the electrical signals and pass these signals through the walls of the vessel to the mammalian auditory nerve. | 1. A bionic cochlea comprising: a fluid filled vessel comprising walls;a flexible first window disposed in one of the walls, the first window having a thickness and being comprised of a material selected so that the first window will flex when exposed to an acoustic pulse to produce an acoustic pressure pulse in the fluid inside the vessel;a flexible membrane disposed within the fluid filled vessel;a plurality of piezoelectric nanowires disposed within the fluid filled vessel and extending from at least one side of the flexible membrane, each of the nanowires having a first end fixed to the flexible membrane and an unattached second end extending into the interior of the vessel, wherein each of the nanowires has a length selected to vibrate in response to at least one predetermined wavelength in the acoustic pressure pulse, thereby producing an electrical signal; andat least one electrical wire in communication with the plurality of piezoelectric nanowires and running along the flexible membrane to receive the produced electrical signals, the electrical wire passing through the walls of the vessel. 2. The bionic cochlea of claim 1, wherein the fluid filled vessel comprises a cylindrical tube, and the flexible membrane is disposed longitudinally in the middle of the cylindrical tube along a length of the cylindrical tube. 3. The bionic cochlea of claim 2, wherein the first window is disposed in an end of the cylindrical tube. 4. The bionic cochlea of claim 1, wherein at least one of the walls of the fluid filled vessel, the flexible membrane and the first window comprises a silicone elastomer. 5. The bionic cochlea of claim 1, wherein at least one of the walls of the fluid filled vessel, the flexible membrane and the first window comprises carbon fiber. 6. The bionic cochlea of claim 1, wherein the first window comprises an oval window. 7. The bionic cochlea of claim 1, wherein the first window is in communication with ossicles of a mammalian ear. 8. The bionic cochlea of claim 1, wherein the first window is in communication with the stapes of a mammalian ear. 9. The bionic cochlea of claim 1, wherein the plurality of piezoelectric nanowires are disposed on a first side of the flexible membrane and the electrical wire is attached to a second side of the flexible membrane opposite the first side. 10. The bionic cochlea of claim 1, wherein the plurality of piezoelectric nanowires comprises zinc oxide. 11. The bionic cochlea of claim 1, wherein the plurality of piezoelectric nanowires comprises polyvinylidene fluoride. 12. The bionic cochlea of claim 1, wherein the plurality of piezoelectric nanowires are grouped into a plurality of distinct resonant frequency octave bands, each octave band comprising a set of piezoelectric nanowires centered on a distinct resonant frequency. 13. The bionic cochlea of claim 12, wherein the octave bands are centered on 25 KHz, 16 KHz, 8 KHz, 4 KHz, 2 KHz, 1 KHz, 500 Hz, 250 Hz, 125 Hz, 63 Hz, 31 Hz, and 16... | The United States of America as represented by the Secretary of the Navy | A61N001/36 A61N001/05 A61B005/00
US10092741 | B2 | 2018-10-09 | Ultrasonic surgical apparatus and associated method | 2015-06-08 | A surgical instrument assembly has (i) a surgical instrument including a handpiece and a probe or horn attached to the handpiece, (ii) a source of ultrasonic vibratory energy operatively connected to the probe or horn, (iii) a source of electrical current operatively connected to deliver electrical current to organic tissues of a patient at a surgical site contacted by a distal end of the probe or horn, and (iv) a sensor of electrical potential disposable in contact with the patient at a desired distance from the surgical site. The sensor is operatively connected to the source of ultrasonic vibratory energy to automatically attenuate an output thereof in response to a detected potential of a predetermined magnitude. | 1. A surgical method comprising: providing a surgical instrument including a handpiece and a probe or horn attached to said handpiece;placing a distal end or operative tip of said probe or horn in contact with organic tissues of a patient at a surgical site;disposing a sensor on the patient at a distance from the surgical site so that said sensor is spaced from the organic tissues at the surgical site;during the contacting of said organic tissues with said distal end or operative tip, vibrating said probe or horn at an ultrasonic frequency;during the contacting of said organic tissues with said distal end or operative tip and the vibrating of said probe or horn, conducting electrical current into the patient at least proximate the surgical site, said electrical current being so limited as to prevent damage to any organic tissues of the patient including the organic tissues at the surgical site;during the contacting of said organic tissues with said distal end or operative tip and the vibrating of said probe or horn, applying suction to said surgical site via said instrument;during the contacting of said organic tissues with said distal end or operative tip and the vibrating of said probe or horn, operating said sensor to detect electrical potential arising from the electrical current conducted into the patient; andattenuating the vibrating of said probe or horn initially in response to a detected potential of a first predetermined magnitude and the applied suction initially in response to a detected potential of a second predetermined magnitude, said first predetermined magnitude and said second predetermined magnitude being different from one another. 2. The surgical method defined in claim 1 wherein the attenuating includes operating a feedback loop to automatically attenuate the vibrating of said probe or horn and the degree of applied suction. 3. The surgical method defined in claim 1 wherein the attenuating is variable in accordance with a magnitude of potential detected by said sensor. 4. The surgical method defined in claim 1 wherein the disposing of said sensor includes placing said sensor in operative contact with a tissue surface of the patient proximate to a nerve of the patient. 5. The surgical method defined in claim 1 wherein the disposing of said sensor includes placing said sensor in a blood vessel. 6. The surgical method defined in claim 1, further comprising adjusting an input element operatively connected to said instrument to vary a degree of said attenuating in accordance with a magnitude of potential detected by said sensor. 7. The surgical method defined in claim 1 wherein at least one of said first predetermined magnitude and said second predetermined magnitude is modifiable or variable by a surgeon of operator. 8. The surgical method defined in claim 1 wherein the attenuating of the vibrating of said probe or horn and the attenuating of the applied suction are performed at different rates or in different amounts. ... | MISONIX, INC. | A61M037/00 A61B017/32 A61B005/00 A61B017/00 A61B005/04
US10091974 | B2 | 2018-10-09 | Method for determining the sex of an embryo in an egg | 2014-03-17 | The invention relates to a method for determining, the sex of at least one embryo in an egg (12), in which the sex of the embryo is determined by means of at least one detection method which is noninvasive at least with regard to the egg (12), wherein at least one oestradiol value which characterizes the concentration of oestradiol in the egg (12) is determined by means of the noninvasive detection method and the sex is determined as a function of the oestradiol value. | 1. A method for determining a sex of at least one embryo in an egg, the method comprising: determining the sex of the embryo by at least one determination method that is noninvasive at least in relation to the egg, wherein, by the at least one noninvasive determination method, at least one estradiol value that characterizes a concentration of estradiol in the egg is determined, the sex being determined as a function of the estradiol value; anddetermining a shift of hydrogen atoms, carbon atoms, or hydrogen atoms and carbon atoms in the egg by the at least one noninvasive determination method, and determining the at least one estradiol value as a function of the determined shift. 2. The method of claim 1, wherein an imaging method is carried out as the at least one noninvasive determination method. 3. The method of claim 2, wherein the imaging method comprises magnetic resonance spectroscopy. 4. The method of claim 2, further comprising determining at least one testosterone value that characterizes a concentration of testosterone in the egg by the at least one noninvasive determination method and a ratio of the at least one estradiol value to the at least one testosterone value, the sex being determined as a function of the ratio. 5. The method of claim 2, wherein the at least one estradiol value is determined before a thirtieth incubation day of the egg. 6. The method of claim 1, further comprising determining at least one testosterone value that characterizes a concentration of testosterone in the egg by the at least one noninvasive determination method and determining a ratio of the at least one estradiol value to the at least one testosterone value, the sex being determined as a function of the ratio. 7. The method of claim 6, wherein the at least one estradiol value and the at least one testosterone value are determined on a same incubation day of the egg. 8. The method of claim 6, wherein the at least one estradiol value is determined before a thirtieth incubation day of the egg. 9. The method of claim 1, wherein the at least one estradiol value is determined before a thirtieth incubation day of the egg. 10. The method of claim 9, wherein the at least one estradiol value is determined before a twenty-fifth incubation day. 11. The method of claim 10, wherein the at least one estradiol value is determined on a seventeenth incubation day. 12. The method of claim 10, wherein the at least one estradiol value and at least one testosterone value are determined on a same incubation day of the egg. 13. The method of claim 9, wherein the at least one estradiol value and at least one testosterone value are determined on a same incubation day of the egg. | Siemens Aktiengesellschaft | A01K045/00 A01K029/00 A01K043/00 A61B005/055 A61B005/145 G01N033/74 G01N033/483 G01N033/68
US10070213 | B2 | 2018-09-04 | Methods of generating tactile user feedback utilizing headphone devices and related systems | 2017-07-17 | Methods of generating tactile user feedback utilizing headphone devices may involve sending a feedback signal from a computing device to a headphone device operatively connected to the computing device. A tactile vibration may be generated utilizing a tactile bass vibrator of the headphone device in response to the feedback signal. Systems for generating tactile user feedback utilizing headphone devices may include a headphone device operatively connected to a computing device, the headphone device comprising a tactile bass vibrator configured to generate a tactile vibration in response to a feedback signal received from the computing device. The computing device may be programmed to send a feedback signal to the headphone device in response to a predetermined event. | 1. A method of generating tactile user feedback utilizing a headphone device, comprising: generating a signal indicative of a real-world condition utilizing at least one sensor selected from the group consisting of a heart-rate monitor, a GPS, and an altimeter, the at least one sensor being operatively connected to a headphone device and a computing device;sending a feedback signal from the computing device to the headphone device in response to the signal from the at least one sensor, the headphone device being operatively connected to the computing device; andgenerating a tactile vibration utilizing a tactile bass vibrator of the headphone device in response to the feedback signal. 2. The method of claim 1, wherein generating the signal indicative of the real-world condition comprises generating the signal indicative of at least one of a heart rate of a user, a distance traveled during a specified interval, a pace maintained during a specified interval, a distance remaining to a destination, an approaching a change of course in a predetermined route, and an altitude reached. 3. The method of claim 2, wherein generating the signal indicative of the real-world condition comprises generating the signal indicative of the approaching a change of course in the predetermined route and wherein generating the tactile vibration utilizing the tactile bass vibrator of the headphone device in response to the feedback signal comprises generating the tactile vibration utilizing only one of a left-side tactile bass vibrator and a right-side tactile bass vibrator of the headphone device in response to the feedback signal. 4. The method of claim 1, further comprising: sending an audio signal associated with media playback or conversational audio from the computing device to the headphone device; andgenerating audible sound utilizing a speaker of the headphone in response to the audio signal, the speaker being distinct from the tactile bass vibrator. 5. The method of claim 4, wherein sending the feedback signal and sending the audio signal comprise sending the feedback signal concurrently with the audio signal and wherein generating the tactile vibration utilizing the tactile bass vibrator and generating the audible sound utilizing the speaker comprises generating the tactile vibration concurrently with the audible sound. 6. The method of claim 1, wherein sending the feedback signal from the computing device to the headphone device comprises sending a feedback signal composed of bass frequency waves from the computing device to the headphone device. 7. The method of claim 1, further comprising sending another feedback signal from the computing device to the headphone device in response to a user input received at the computing device and generating another tactile vibration utilizing the tactile bass vibrator in response to the other feedback signal. 8. The method of claim 1, wherein generating the tactile vibration utilizing the tactile bass vibrator comp... | Skullcandy, Inc. | H04R001/00 H04R001/10 H04R029/00 A61B005/00 G06F003/01 A61B005/024 A61B005/11
US10098583 | B2 | 2018-10-16 | Sleep quality estimation device, sleep quality estimation method and program for sleep quality estimation | 2012-02-24 | In a sleep quality estimation device, a respiration sensor detects the respiratory waveform of a subject. A sleep stage estimation unit estimates the sleep stage of the subject during sleep based on the respiratory waveform detected by the respiration sensor. In a sleep rhythm model database, models associated with the appearance probability of δ-wave for the sleep stage during sleep are recorded. A sleep quality estimation unit estimates the appearance time of δ-wave of the subject during sleep based on the sleep stage of the subject estimated by the sleep stage estimation unit and the models associated with the appearance probability of δ-wave for the sleep stage recorded in the sleep rhythm model database, and estimates the sleep quality of the subject based on the appearance time of δ-wave. | 1. A sleep quality estimation device comprising: a respiration sensor that detects a respiratory waveform of a subject;a processor configured to: estimate a depth of sleep of the subject during sleep based on the detected respiratory waveform of the subject,estimate an appearance time of δ-wave of the subject during sleep from the estimated depth of sleep of the subject, andestimate a sleep quality of the subject based on an accumulated appearance time of δ-wave;a database in which models associated with an appearance probability of δ-wave for the depth of sleep during sleep are recorded,wherein the processor is configured to estimate the appearance time of δ-wave of the subject during sleep based on the depth of sleep of the subject during sleep and the models associated with the appearance probability of δ-wave for the depth of sleep during sleep recorded in the database and to estimate the sleep quality of the subject based on the appearance time of δ-wave,wherein the models recorded in the database are associated with the appearance probability of δ-wave for a stay time when the depth of sleep of each sleep cycle from non-REM sleep to REM sleep stays with a value deeper than a predetermined value, andthe processor estimates the stay time of each sleep cycle from the depth of sleep of the subject during sleep and estimates the appearance time of δ-wave of the subject during sleep based on the stay time and the models associated with the appearance probability of δ-wave for the stay time of each sleep cycle,wherein, in the models recorded in the database, the longer the elapsed time from the onset of sleep is, the lower the appearance probability of δ-wave for the sleep depth is set. 2. A sleep quality estimation device comprising: a respiration sensor that detects a respiratory waveform of a subject;a processor configured to: estimate a depth of sleep of the subject during sleep based on the detected respiratory waveform of the subject,acquire a time series information related to the estimated depth of sleep of the subject during sleep,estimate an appearance time of δ-wave of the subject during sleep from the depth of sleep of the subject during sleep according to the time series information,estimates a sleep quality of the subject based on an accumulated appearance time of δ-wave;a database in which models associated with an appearance probability of δ-wave for the depth of sleep during sleep are recorded,wherein the processor is configured to estimate the appearance time of δ-wave of the subject during sleep based on the depth of sleep of the subject during sleep and the models associated with the appearance probability of δ-wave for the depth of sleep during sleep recorded in the database and to estimate the sleep quality of the subject based on the appearance time of δ-wave,wherein the models recorded in the database are associated with the appearance probability of δ-wave for a stay time when the depth of sleep of each sleep cycle from n... | TOYOTA JIDOSHA KABUSHIKI KAISHA | A61B005/00 A61B005/113 A61B005/08
US10096096 | B2 | 2018-10-09 | Automatic alignment of a contrast enhancement system | 2017-08-01 | An apparatus and method for insuring the proper alignment of a detected vein pattern and a projected vein pattern are disclosed. The apparatus enhances the visual appearance of veins so that an error that can lead to improper patient care or injury can be avoided. | 1. A vein imaging system comprising: a light source configured to illuminate a field of view with a first wavelength of light comprising an infrared wavelength, to create an image contrast of one or more veins formed by differential amounts of absorption and reflection of said first wavelength of light by the one or more veins and surrounding tissue in the field of view;an alignment card comprising a pattern, said alignment card configured to emit a second wavelength of light when positioned in the field of view and exposed to a third wavelength of light comprising a visible wavelength;a camera configured to capture said image contrast of the one or more veins;a projector configured to project said captured image contrast onto the field of view using said third wavelength of light;wherein said camera is further configured to capture said second wavelength of light emitted by said alignment card, and to capture said visible light at said third wavelength reflected from said alignment card, said camera further configured to distinguish said third wavelength of light reflected by said alignment card, from said second wavelength of light emitted by said alignment card; andan image processor configured to align said projection of said captured image contrast with said reflected image contrast, from said distinction between said captured reflection of said projected alignment card pattern at said third wavelength of light, and said captured emission from said alignment card pattern at said second wavelength. 2. The vein imaging system according to claim 1 wherein said alignment card comprises a fluorescent material. 3. The system according to claim 1 wherein said pattern of said alignment card comprises a known pattern. 4. The vein imaging system according to claim 1 wherein said third wavelength of light comprises a green wavelength of light. 5. The vein imaging system according to claim 4 wherein said green wavelength of light of said projected image contrast is projected onto the field of view outside of the one or more veins. 6. The vein imaging system according to claim 5 wherein said second wavelength of light comprises a red wavelength of light. 7. A method of ensuring proper aligning of a projected vein image with a captured vein image, said method comprising: illuminating a field of view with a first wavelength of infrared light;capturing said first wavelength of infrared light reflected from the field of view as an image contrast formed by differential absorption and reflection by veins and surrounding tissue therein;forming an alignment card using a material configured for emitting a second wavelength of light when exposed to a visible light at a third wavelength;positioning the alignment card in the field of view;projecting the captured image contrast onto the field of view using the visible light at the third wavelength;capturing; the second wavelength of light emitted by said alignment card, and the visible light at the third wavele... | AccuVein, Inc. | G06T005/00 H04N009/31 A61B005/00 H04N005/33
US10114205 | B2 | 2018-10-30 | Multipass virtually imaged phased array etalon | 2015-11-13 | An example system determines biomechanical properties of eye tissue. The system includes a confocal microscopy system configured to scan the incident light across a plurality of cross-sections of the tissue. The incident light is reflected by the plurality of cross-sections of tissue as scattered light. The system includes a spectrometer to receive the scattered light and provide spectral information for the scattered light. The system includes processor(s) to determine a Brillouin frequency shift from the spectral information and to generate a three-dimensional profile of the corneal tissue according to the Brillouin frequency shift. The three-dimensional profile provides an indicator of one or more biomechanical properties of the tissue. The spectrometer includes a multipass optical device that generates an interference pattern from the scattered light. The interference pattern provides the spectral information for the scattered light. The spectrometer includes a camera to detect the interference pattern from the optical device. | 1. An optical device, comprising: a reflective first surface;a partially reflective/transmissible second surface parallel to the first surface, the second surface being spaced from the first surface to define an optical cavity therebetween, the optical cavity having a first end and a second end;an entrance window disposed at the first end of the optical cavity and opposite the second surface, the entrance window configured to transmit light including light rays into the optical cavity and to allow the light rays to travel to the second surface, causing the light rays to be reflected between the first and second surfaces multiple times and to traverse the optical cavity toward the second end of the optical cavity in a first pass; anda first reflective element disposed at the second end of the optical cavity and opposite the second surface, the first reflective element positioned and oriented to receive the light rays traveling from the second surface and along a direction determined by reflection of the light rays between the first and second surfaces during the first pass, the first reflective element configured to reflect the light rays further to the second surface after the first pass, causing the light rays to be further reflected between the first and second surfaces multiple times and to traverse the optical cavity toward the first end of the optical cavity in a second pass, the light rays traveling a first optical path length from the second surface to the first reflective element and back to the second surface, the light rays traveling a second optical path length from the second surface to the first surface and back to the second surface during the second pass, the first optical path length being an integer multiple of the second optical path,wherein a portion of light from the light rays is transmitted through the second surface with each reflection at the second surface, the transmitted portions of light generating an interference pattern that provides spectral information for the light. 2. The optical device of claim 1, further comprising a second reflective element disposed at the first end of the optical cavity and opposite the second surface, the second reflective element configured to reflect the light rays to the second surface after the second pass, causing the light rays to be further reflected between the first and second surfaces multiple times and to traverse the optical cavity toward the second end of the optical cavity in a third pass, the light rays traveling a third optical path length from the second surface to the second reflective element and back to the second surface, the light rays traveling a fourth optical path length from the second surface to the first surface and back to the second surface during the third pass, the third optical path length being an integer multiple of the fourth optical path. 3. The optical device of claim 2, wherein the first reflective element and the second reflective element cause the ... | Avedro, Inc. | A61B003/14 G01J003/00 G02F001/01 G02B027/00 G02B001/10 G02B005/28 G02B021/00 A61B005/00 G01B009/02 A61B003/13 G02B017/00
US10080515 | B2 | 2018-09-25 | Method and system for non-invasive optical blood glucose detection utilizing spectral data analysis | 2017-01-17 | Systems and methods are disclosed for non-invasively measuring blood glucose levels in a biological sample based on spectral data. This includes utilizing at least one light source configured to strike a target area of a sample, utilizing at least one light filter positioned to receive light transmitted through the target area from the at least one light source, utilizing at least one light detector positioned to receive light from the at least one light source and filtered by the at least one light filter, and to generate an output signal, having a time dependent current, which is indicative of the power of light detected, receiving the output signal from the at least one light detector with a processor and based on the received output signal, calculating the attenuance attributable to blood in a sample with a signal-to-noise ratio of at least 20-to-1; and determining a blood glucose level. | 1. A system for detecting glucose in a biological sample, comprising: at least one light source configured to generate one or more light beams and to strike a target area of a biological sample;at least one light filter positioned to receive light transmitted through the target area of the sample from the at least one light source;at least one photocurrent signal generating light detector positioned to receive light from the at least one light source and filtered by the at least one light filter, and to generate an output photocurrent signal, having a time dependent output current, which is indicative of the power of light detected; anda processor programmed to calculate a change in a light absorption caused by blood in the biological sample and configured to receive the output photocurrent signal from the at least one photocurrent signal generating light detector and based on the received output photocurrent signal, calculate an attenuance attributable to blood in a sample present in the target area with a signal-to-noise ratio between 20-to-1 and 100-to-1, and based on the calculated attenuance, determine a blood glucose level associated with a sample present in the target area, wherein information of the attenuance attributable to blood in the biological sample is extracted from one or more of valleys and peaks of the cyclic pattern of the photocurrent signal, wherein the processor is configured to calculate a peak-to-valley height of the change in light absorption due to blood in the sample in relationship to time, which is a function of a standard deviation of a logarithm of the time dependent output current divided by a proportionality constant:⁢A=σ⁡[A⁡(t)]k=σ⁡[log⁢⁢ID⁡(t)]k,where A(t) is the change in light absorption due to blood in the sample as a function of time, ΔA is the peak-to-valley height of A(t) plot during the time interval of one heartbeat, ID(t) is the time dependent detector current, log ID(t) is the logarithm of the time dependent detector current, k is the proportionality constant, σ[A(t)] is the standard deviation of A(t), and σ[log ID(t)] represents the standard deviation of log ID(t). 2. The system for detecting glucose in a biological sample according to claim 1, wherein the time dependent output current is a function of a baseline current, a noise current and a time dependent cyclic current corresponding to a heartbeat. 3. The system for detecting glucose in a biological sample according to claim 2, wherein the calculated attenuance is based at least in part on a standard deviation of a logarithm of the time dependent output current generated by the light power from the same target area of the biological sample. 4. The system for detecting glucose in a biological sample according to claim 2, wherein the calculated attenuance is based at least in part on an approximation of a standard deviation of a logarithm of the time dependent output current generated by the light power from the same target area of the biologica... | St. Louis Medical Devices, Inc. | A61B005/00 A61B005/145 A61B005/1455
US10070828 | B2 | 2018-09-11 | Imaging systems and related apparatus and methods | 2014-03-05 | Imaging systems and methods for rapidly generating reconstruction image data of an object while allowing access to the object during imaging. In some embodiments, the system may comprise at least one radiation source that moves along a path, which path may be defined by an enclosed gantry, and emits radiation toward at least one radiation detector. The radiation source(s) and the radiation detector may be positioned such that at least a portion of an object, such as a portion of a patient's anatomy, can be positioned in between the plurality of radiation sources and the radiation detector to facilitate generation of the reconstruction image data. | 1. An imaging system, comprising: at least one radiation source configured to move along at least one closed path;at least one x-ray radiation detector configured to receive x-ray radiation from the at least one radiation source as the at least one radiation source move along the at least one closed path to allow for generating reconstruction image data of at least a portion of a three-dimensional object; anda gantry configured to enclose the at least one radiation source within an enclosed portion of the gantry, wherein the gantry is configured so as to avoid having any exposed moving parts during an imaging process using the imaging system, and wherein the gantry is configured to enclose the at least one radiation source without fully enclosing the three-dimensional object so as to allow access to the three-dimensional object during the imaging process, wherein the at least one radiation source and the at least one x-ray radiation detector are positioned in the imaging system such that at least a portion of a three-dimensional object can be positioned in between the at least one radiation source and the at least one x-ray radiation detector to facilitate generating the reconstruction image data,wherein the at least one x-ray radiation detector is spaced apart from the at least one closed path,wherein the reconstruction image data comprises three-dimensional reconstruction image data,wherein the at least one radiation source are configured to move continuously while emitting x-ray radiation, andwherein the at least one radiation source is configured to move along the at least one closed path with respect to the at least one x-ray radiation detector,a processor configured to receive projection image data from the at least one x-ray radiation detector and apply a reconstruction algorithm to generate a reconstructed 3D image of the three-dimensional object, wherein the imaging system is configured to provide real-time or near real-time imaging by evolving a reference image of at least a portion of the three-dimensional object to form a sequence of 3D volumes as a function of time, where the reference image is a preceding reconstructed 3D image which is updated at least once over time, to generate the three-dimensional reconstruction image data; andan interface to provide the three-dimensional reconstruction image data to a user. 2. The system of claim 1, wherein the at least one closed path comprises a curved path. 3. The system of claim 2, wherein the curved path comprises an at least substantially circular path. 4. The system of claim 1, wherein the at least one closed path comprises a plurality of closed paths. 5. The system of claim 1, wherein the at least one radiation source includes a plurality of x-ray radiation sources configured to move along the at least one closed path in the same direction. 6. The system of claim 1, wherein the at least one radiation source include a plurality of x-ray radiation sources configured to oscillate alo... | NVIEW MEDICAL INC. | A61B006/03 A61B005/00 A61B006/02 A61B006/00
US10101187 | B2 | 2018-10-16 | Flowmeter, dialysis machine and medicinal solution injection device | 2014-12-09 | Provided are a flowmeter that can measure a flow rate of a liquid with high accuracy and that is easy to carry and handle, and a dialysis machine and a medicinal solution injection device that employ the flowmeter. A flowmeter includes a tube connection member and a measurement instrument body. The tube connection member includes a tube-shaped body, a plurality of resonators that are arranged with gaps there between on an inner wall surface of the body, resonator-side antennas that are connected to the plurality of resonators and a heating element that is arranged between the pluralities of resonators. The measurement instrument body includes measurement-instrument-side antennas, temperature measurement units that are connected to the measurement-instrument-side antennas and measure a temperature, and a flow rate calculation unit that calculates a flow rate on the basis of the temperatures measured by the temperature measurement units. | 1. A flowmeter comprising: a tube connection member; anda measurement instrument body;wherein the tube connection member includes: a body that is tube shaped,a plurality of resonators arranged with gaps there between on an inner wall surface of the body,a resonator-side antenna that is connected to the plurality of resonators, anda heating element that is arranged between the plurality of resonators, andwherein the measurement instrument body includes: a measurement-instrument-side antenna,a temperature measurement unit that is connected to the measurement-instrument-side antenna and measures a temperature of the plurality of resonators, anda flow rate calculation unit that calculates a flow rate on the basis of the temperature of the plurality of resonators measured by the temperature measurement unit. 2. The flowmeter according to claim 1, wherein the heating element is an element that is supplied with electricity by electromagnetic field coupling and is embedded in the tube connection member. 3. The flowmeter according to claim 1, wherein the heating element is arranged outside of the tube connection member and adjacent to the tube connection member. 4. The flowmeter according to claim 1, wherein the tube connection member includes a flow straightening member arranged inside the tube connection member. 5. A dialysis machine comprising: the flowmeter according to claim 1 and a tube that is connected to the flowmeter,the dialysis machine controlling a flow rate of blood flowing in the tube in accordance with the flow rate calculated by the flow rate calculation unit. 6. A medicine injection device comprising: the flowmeter according to claim 1; and a tube connected to the flowmeter. 7. The flowmeter according to claim 2, wherein the tube connection member includes a flow straightening member arranged inside the tube connection member. 8. The flowmeter according to claim 3, wherein the tube connection member includes a flow straightening member arranged inside the tube connection member. 9. A dialysis machine comprising: the flowmeter according to claim 2 and a tube that is connected to the flowmeter,the dialysis machine controlling a flow rate of blood flowing in the tube in accordance with the flow rate calculated by the flow rate calculation unit. 10. A dialysis machine comprising: the flowmeter according to claim 3 and a tube that is connected to the flowmeter,the dialysis machine controlling a flow rate of blood flowing in the tube in accordance with the flow rate calculated by the flow rate calculation unit. 11. A dialysis machine comprising: the flowmeter according to claim 4 and a tube that is connected to the flowmeter,the dialysis machine controlling a flow rate of blood flowing in the tube in accordance with the flow rate calculated by the flow rate calculation unit. 12. A medicine injection device comprising: the flowmeter according to claim 2; and a tube connected to the flowmeter. 13. A medicine injection device comprisi... | MURATA MANUFACTURING CO., LTD. | B01D035/00 G01F001/69 G01F001/684 G01F001/696 G01F001/688 A61M001/14 A61M001/36 A61B005/01 A61B005/026
US10098557 | B2 | 2018-10-16 | System and method for temporal sparse promoting imaging of cardiac activation | 2014-11-17 | A system and method for cardiac activation imaging includes non-invasively or minimally invasively acquiring data about an electrical activation of a heart of a subject using at least one sensor. An activation image of the heart of the subject is reconstructed using a weighted sparse constrained reconstruction. | 1. A system for cardiac activation imaging, the system comprising: at least one data acquisition device configured to acquire data about an electrical activation of a heart of a subject; anda processor configured to receive the data acquired by the at least one data acquisition device and generate a cardiac electrical activation image by reconstructing an activation image of the heart of the subject using a weighted sparse constrained reconstruction weighted by a plurality of weights Wt,l representing temporal weights of time instant t at location grid point j, wherein the reconstruction is sparse in a temporal domain. 2. The system of claim 1 wherein the temporal weighted sparse constrained reconstruction includes a dipole-wise temporal weighted sparse reconstruction applied as:J^T=argmin⁡(J→T-LT⁢Φ→T22)⁢⁢ands.t.∑tT⁢Wt,i⁢J→t,i21&lt;μ⁢⁢Ei⁢⁢for⁢⁢all⁢⁢i;where LT stands for a transfer matrix connecting the data over a period of time, ΦT, and an equivalent current density (ECD) JT; Ei represents estimated energy of ECD along time course tat location i; and Wi,j and Ei can be derived by:Wt,i=exp⁡(-Ct,i/Cma⁢⁢x)⁢⁢and⁢⁢Ei=∑T⁢Ct,i2;where Ci,j is guiding information that can be solved with frame-by-frame minimum energy based inverse methods and μ is determined by a regularization algorithm. 3. The system of claim 1 wherein the processor is further configured to apply an image reconstruction framework that incorporates a cardiac electrophysiological property into a physical-model based cardiac electrical imaging approach as temporal constraints. 4. The system of claim 3 wherein the physical-model based cardiac electrical imaging approach is a three-dimensional (3D) physical-model based cardiac electrical imaging approach. 5. The system of claim 1 further comprising a display configured to provide the activation image in a color coding along a continuum from early activation to late activation. 6. The system of claim 1 wherein the processor is configured to receive body surface ECG time courses measured by body surface electrodes as an input and use the body surface ECG time courses as temporal sparse constraints in the temporal weighted sparse constrained reconstruction to identify cardiac activation sequence. 7. The system of claim 1 wherein the processor is configured to receive body surface MCG time courses measured by MCG sensors out of the body as an input and use the MCG time courses as temporal sparse constraints in the temporal weighted sparse constrained reconstruction to identify cardiac activation sequence. 8. The system of claim 1 wherein the processor is configured to balance fit with the data acquired and loss of detailed information. 9. The system of claim 8 wherein the temporal weighted sparse constrained reconstruction includes an electrophysiologically based sparse property that protects against loss of detailed information from the data acquired. 10. The system of claim 9 wherein the electrophysiologically based sparse propert... | Regents of the University of Minnesota | A61B005/04 A61B005/00 A61B006/00 A61B005/055 A61B006/03 A61B005/042 A61B005/0452 A61B005/0402 A61B005/0408 G16H050/50
US10107665 | B2 | 2018-10-23 | Toilet with flush jet fill tube flow meter | 2016-10-27 | The present invention is directed to a toilet that includes a liquid level sensor on the surface of a flush jet fill tube. The liquid level sensor is a noncontact electrical impedance sensor that is an electrical capacitor. The capacitor may be used alone or with other volume sensors to detect volume of materials added to a toilet bowl. Some embodiments include a processor which records data and provides reports that may be clinically useful to assess the user's health status. The temporal nature of the liquid level sensor measurements is particularly useful because urination or defecation may be measured over time. Not only are total volumes detected but rates at which waste is deposited into the toilet during the entire excretion event are detected. These measurements are particularly useful in assessing certain health conditions. | 1. A toilet comprising: a flush jet fill tube;a toilet bowl, wherein the toilet bowl comprises a flush jet entrance port and a waste exit port;a wastewater exit pipe, wherein the wastewater exit pipe comprises a trap system; anda liquid level sensor comprising a noncontact electrical impedance sensor, wherein the noncontact electrical impedance sensor comprises a capacitively coupled electrode or electrodes and an alternating current power source providing alternating current electrical power to the electrode or electrodes;wherein the liquid level sensor measures the level of liquid in the flush jet fill tube over time, andwherein the electrode or electrodes comprise of two substantially parallel metal strips, wherein the strips are separated by a gap, wherein the strips wrap at least partially around an outside surface of the flush jet fill tube or are arranged parallel with a direction of water flow on the surface of the flush jet fill tube. 2. The toilet of claim 1, further comprising an electrical shield, the electrical shield covering the electrode or electrodes. 3. The toilet of claim 2, further comprising: an insulating material, the insulating material is positioned against the electrical shield and disposed between the electrical shield and the electrode or electrodes. 4. The toilet of claim 1, wherein the toilet further comprises an exterior surface, and wherein the flush jet fill tube comprises: a. a first side, wherein the first side is closest to the exterior surface; andb. a second side, wherein the second side is furthest from the exterior surface; andc. wherein the electrode or electrodes are disposed on the second side to avoid contact with a user's body. 5. The toilet of claim 1, wherein the toilet further comprises a controller, wherein the controller: a. sets a water level in the toilet bowl after a flush;b. actuates the flush jet fill tube to refill the toilet bowl to the water level; andc. receives signals from the noncontact electrical impedance sensor. 6. The toilet of claim 1, further comprising: a gas sensor, wherein the gas sensor measures volatile organic compounds; anda processor. 7. The toilet of claim 6, wherein the processor determines either that: a user has deposited fecal matter into the toilet bowl when the gas sensor detects volatile organic compounds and the liquid level sensor detects an increase in volume within the toilet bowl or,a user has emitted flatulence without depositing fecal matter into the toilet bowl when the gas sensor detects volatile organic compounds and the liquid level sensor detects no increase in volume within the toilet bowl. 8. The toilet of claim 6, wherein the processor determines that a user has diarrhea when the gas sensor detects volatile organic compounds and the liquid level sensor detects a flow rate that is consistent with liquid being deposited into the toilet as opposed to solid fecal matter. 9. The toilet of claim 1, further comprising a processor, wherein the proce... | - | E03D001/00 G01F023/22 G05D007/06 G01N033/00 G01F023/26 A61B005/021 A61B005/00 G01F023/292 A61B005/20 E03D011/02 G06F019/00 A61B010/00
US10064632 | B2 | 2018-09-04 | System and technique for accessing extra articular lesions or abnormalities or intra osseous lesions or bone marrow lesions | 2016-03-25 | A technique for accessing extra articular lesions or abnormalities or intra osseous lesions or abnormalities or bone marrow lesions or all has the step of utilizing an intra articular localizing pinning member to determine a location of the lesion or abnormality wherein the utilization of the localizing pinning member includes the step of inserting the localizing pinning member through cartilage or subchondral bone into the lesion or abnormality to locate or stabilize or both creating a first entry access. The localizing pinning member enters the bony lesion or abnormality penetrating at least into or through the lesion or abnormality to set the localizing pinning member to the desired depth. | 1. A technique for accessing extra articular lesions or abnormalities or intra osseous lesions or abnormalities or bone marrow lesions or all, comprising the steps of: pinning an intra articular localizing pinning member by inserting the localizing pinning member through cartilage and / or subchondral bone into a lesion or abnormality to locate and stabilize by intra articular pinning the lesion or the abnormality with the localized pinning member to create a first entry access, wherein the localizing pinning member is configured to be left in the first entry access and includes a graduated or calibrated depth scale on a shank of the localizing pinning member to indicate the distance to a tip or end of the localizing pinning member;attaching a guide component onto the pinning member over an exposed portion of the localizing pinning member when pinned in the lesion or the abnormality, the guide component having a first arm with an end with a shank tightening nut for attachment to the localizing pinning member and a second arcuate arm;positioning the guide component at a predetermined position on the shank of the localizing pinning member while maintaining the guide component movable about the localizing pinning member;manipulating the guide component to achieve a desired path and rotational position along or about the localizing pinning member by rotating the guide component about the localized pinning member to establish a desired location for the creation of a second entry access based on relevant anatomy to form a blind angled osteal tunnel or channel and tightening the shank tightening nut to secure the guide component to the localizing pinning member, wherein the guide component includes a movable guide which is continuously adjustable along a circumferential arc on the guide component anywhere along a portion of the second arcuate arm of the guide component to be set or fixed at the desired second entry access point;positioning the movable guide along the second arcuate arm at the desired second access point; andutilizing the fixed or set movable guide of the guide component for passing a drill, a pin or a punch through the guide component to the second entry access to a desired depth within or in the proximity of the lesion or the abnormality. 2. The technique of claim 1 wherein the localizing pinning member enters the bony lesion or the abnormality penetrating at least into or through the lesion or the abnormality to set the localizing pinning member to a desired depth. 3. The technique of claim 2 further comprises the step of securing the guide component to the exposed portion of the localizing pinning member at a predetermined position on the shank of the localizing pinning member and manipulating the guide component about the localizing pinning member to establish a desired location for the creation of one or more additional entry access points based on the relevant anatomy. 4. The technique of claim 1 further comprises the step of u... | - | A61B017/17 A61B005/00 A61B017/88 A61B017/56
US10088476 | B2 | 2018-10-02 | Volume response sensors having analyte controlled reversible crosslinking | 2014-09-29 | The invention relates to hydrogel and organogel sensors as well as their application to continuous analyte monitoring. The sensor can include a hydrogel or organogel matrix. Standard and inverse designed are provided. In one embodiment, the matrix can include a molecular recognition agent for an analyte (e.g., a glucose analyte), and a volume resetting agent that reversibly binds with the molecular recognition agent. Reversible crosslinks between the molecular recognition agent and volume resetting agent can change the volume of the matrix upon interacting with the analyte via a competitive binding process. In various embodiments, the invention provides a hydrogel-based glucose sensor and sensors for continuous glucose monitoring. The glucose sensor can be based on a glucose-responsive hydrogel with a volume linearly correlated with glucose concentrations, such as about 0.05-50 mM, under physiological conditions. The invention thus provides a blood glucose monitor suitable for use in clinical settings. | 1. A gel-based sensor that linearly responds to an analyte's concentration in contact with the sensor by changing volume, the sensor comprising: a crosslinked gel a volume resetting agent, and a hydrogen bond between the crosslinked gel and the volume resetting agent, wherein: a) the crosslinked gel comprises a molecular recognition agent that selectively and reversibly binds an analyte, and a drift-reducing agent;b) the volume resetting agent comprises a heteroatom functionality that reversibly bonds the molecular recognition agent; andc) the crosslinked gel is a hydrogel or an organogel, and the analyte binds to the molecular recognition agent in a 1:1 ratio;wherein an increase in the concentration of the analyte in contact with the sensor disrupts bonding between the molecular recognition agent and the heteroatom functionality as a function of the concentration to linearly increase the volume of the hydrogel or organogel, or a decrease in the concentration of the analyte in contact with the sensor reestablishes bonding between the molecular recognition agent and the heteroatom functionality as a function of the concentration to linearly decrease the volume of the hydrogel or organogel. 2. The sensor of claim 1 wherein the molecular recognition agent comprises a boronic acid, and the heteroatom functionality comprises a hydroxyl. 3. The sensor of claim 1 wherein the molecular recognition agent comprises a hydroxyl, and the heteroatom functionality comprises a boronic acid. 4. The sensor of claim 1 wherein the sensor comprises a polyacrylamide polymer. 5. The sensor of claim 1 wherein the drift-reducing agent comprises a 1,3-diol. 6. The sensor of claim 5 wherein the drift-reducing agent comprises a covalently bonded tris(hydroxymethyl)aminomethane moiety. 7. The sensor of claim 1 wherein the molecular recognition agent comprises phenylboronic acid, 3-aminophenylboronic acid, 5-amino-2-fluorophenylboronic acid, 4-amino-3-fluorophenylboronic acid, or a phenylboronic acid optionally substituted with an electron withdrawing group. 8. The sensor of claim 1 wherein the crosslinked gel comprises a covalently bonded cofunctionality compound to provide the sensor with improved response magnitude, kinetics, or improved response magnitude and kinetics, than a sensor without the cofunctionality compound. 9. The sensor of claim 1 wherein the sensor is linearly responsive to glucose concentrations from about 0.05 mM to about 50 mM. 10. The sensor of claim 8 wherein the cofunctionality compound comprises a secondary amine or tertiary amine. 11. The sensor of claim 9 wherein the sensor material responds to changes in the concentration of glucose with little or no hysteresis, and the response of the sensor material to glucose is substantially linear, wherein the substantially linear response has an R2 value of about 0.85 to about 0.99. 12. The sensor of claim 1 wherein the sensor comprises a like-charged colloidal material dispersed throughout the se... | The Board of Trustees of the University of Illinois Vytrace Corporation | G01N033/543 G01N033/542 G01N033/544 G01N033/66 A61B005/145
US10092208 | B2 | 2018-10-09 | Non-invasive in situ glucose level sensing using electromagnetic radiation | 2015-07-24 | System and method of using electromagnetic radiation signals to non-invasively test a glucose level in a subject. During operation, an incident beam of Terahertz waves is generated and projected onto the surface of the eyeball, which is naturally reflected by a tear layer. The reflected Terahertz waves are detected and characterized to determine the reflection characteristics of the tear layer, e.g., an axial ratio of reflection coefficients in two polarization orientations. Provided with the determined axial ratio and according to a predetermined correlation among axial ratio, tear glucose level and blood glucose level, the current blood glucose level in the subject can be derived and presented to a user. | 1. An apparatus comprising: a positioning assembly configured to detect a position of an eyeball of a subject in proximity therewith;a transmitting assembly configured to generate an incident beam of electromagnetic waves;a receiving assembly configured to detect a reflected beam of electromagnetic waves in two orthogonal polarization orientations produced by said incident beam reflected from an outer surface of said eyeball; andprocessing logic coupled to said transmitting assembly and said receiving assembly and configured to determine a glucose level in said subject based on characteristics of said incident beam and said reflected beam and further based on a predetermined correlation between a tear glucose level and a blood glucose level. 2. The apparatus as described in claim 1, wherein said incident beam of electromagnetic waves comprise Terahertz waves, and wherein said receiving unit is configured to detect Terahertz waves. 3. The apparatus as described in claim 1, wherein said receiving assembly is further configured to: measure electric fields of said reflected beam in two polarization orientations; andsend first signals representing measured electric fields of said reflected beam to said processing logic. 4. The apparatus as described in claim 3, wherein said processing logic is further configured to: receive second signals from said transmitting assembly and representing generated electric fields of said incident beam in said two polarization orientations;determine an axial ratio between reflection coefficients of said surface with respect to said incident beam in said two polarization orientations based on said first signals and said second signals. 5. The apparatus as described in claim 4, wherein said processing logic is further configured to automatically determine said glucose level in said subject based on a first correlation between said axial ratio and said tear glucose level, and further comprising memory configured to store said first correlation and said predetermined correlation between said tear glucose level and said blood glucose level. 6. The apparatus as described in claim 4, wherein said positioning assembly comprises: a position aligner configured to detect a position of said eyeball, said position aligner comprising: light sources;a viewfinder coupled to said light sources and configured to project crosshairs corresponding to said light sources; andan indicator coupled to said aligner and configured to send user indications for adjusting said position of said eyeball to achieve: a predetermined distance between said transmitting assembly and said surface; and a predetermined angle of incidence of said incident beam at said surface, and wherein said first correlation corresponds to said predetermined angle of incidence and said predetermine distance. 7. The apparatus as described in claim 4, wherein said predetermined angle is substantially in a range of 55-85 degrees. 8. The apparatus as described in claim 1 ... | ADVANTEST CORPORATION | A61B005/1455 A61B005/05 A61B005/145 A61B005/00
US10101320 | B2 | 2018-10-16 | Breath analyser and detection methods | 2017-01-03 | A measurement device for measuring a concentration of a component of a gas mixture includes a chamber that contains the gas mixture, a light source that emits light into the chamber, the emitted light having a wavelength between 230 nm and 320 nm, and a light sensor that detects a portion of the light from the light source that has propagated through the gas mixture. A processor is configured to determine the concentration of the component of the gas mixture based on the portion of the light emitted from the light source that is detected by the light sensor. The light source may include one or more LEDs, each having a central wavelength of light emission between 270 nm and 320 nm and a linewidth of less than 50 nm. The device may be employed to determine acetone concentration in exhaled breath, which may be indicative of diabetes or other health conditions. | 1. A measurement device for measuring a concentration of a ketone component of a gas mixture comprising: a chamber for receiving the gas mixture;at least one light source that emits light into the chamber, the emitted light including a wavelength between 285 nm and 320 nm;at least one light sensor that detects a portion of the light from the light source that has propagated through the gas mixture in the chamber; anda processor configured to determine the concentration of the ketone component of the gas mixture based on the portion of the light emitted from the light source that is detected by the light sensor;wherein the chamber includes a mirror structure that reflects light within the chamber to increase a path length of the light emitted from the light source. 2. The measurement device of claim 1, wherein the at least one light source comprises a light emitting diode (LED) having a linewidth of light emission of less than 50 nm. 3. The measurement device of claim 1, wherein the at least one light source includes an LED of an AlyInxGa1-x-yN material where 0≤x≤1 and 0≤y≤1. 4. The measurement device of claim 1, wherein the at least one light source emits light into the chamber including a wavelength between 290 nm and 300 nm. 5. The measurement device of claim 1, wherein the chamber has a first window for transmitting light from the light source into the chamber, and a second window for transmitting light from the chamber to the light sensor, wherein the first window and the second window comprise a disposable window module that is removable for replacement. 6. The measurement device of claim 1, wherein the chamber has a first cavity mirror for transmitting light from the light source into the chamber, and a second cavity mirror for transmitting light from the chamber to the light sensor, wherein the first and second cavity mirrors form an optical cavity to increase the path length of the light emitted from the light source. 7. The measurement device of claim 1, wherein the at least one light sensor further comprises a photodetector for detecting light due to fluorescence from the component of the gas mixture absorbing the light emitted from the light source. 8. The measurement device of claim 1, wherein the chamber includes a heating element for heating a surface of the chamber. 9. The measurement device of claim 1, wherein the chamber includes an inlet valve for introducing gas into the chamber, and an outlet valve for venting gas from the chamber, wherein the inlet and outlet valves are light tight valves. 10. The measurement device of claim 1, wherein the gas mixture is exhaled breath, and the processor is configured to determine a total concentration of the one or more ketones in the exhaled breath. 11. The measurement device of claim 10, wherein the one or more ketones comprises acetone. 12. The measurement device of claim 10, wherein the gas mixture contains molecular oxygen. 13. The measurement device of claim 10, wherein the... | Sharp Kabushiki Kaisha | G01N033/497 A61B005/08 G01N021/27 G01N021/33 G01N021/05 G01N021/64 G01N021/03 G01N021/31
US10065658 | B2 | 2018-09-04 | Bias of physical controllers in a system | 2016-05-23 | An embodiment of the invention provides a method to control a mechanical system based on the cognitive state of a user, where a first action is performed at an input device that is associated with the user. The cognitive state of the user is detected at the input device; and, a change to the first action is determined based on the cognitive state of the user. A controlled action is performed based on the recommended change. A system can include an input device associated with user, where a first action is performed at the input device. A processor connected to the input device detects the cognitive state of the user at the input device and determines a change to the first action based on the cognitive state of the user. A controller connected to the processor performs a controlled action based on the recommended change. | 1. A method to control a mechanical system based on the cognitive state of at least one user, said method comprising: performing a first action at an input device, wherein the input device is associated with at least one user;detecting the cognitive state of the at least one user at the input device by a first processing unit;determining a change to the first action based on the cognitive state of the at least one user by a second processing unit; andperforming a controlled action by a controller based on the recommended change, the controlled action selected from the group consisting of delaying a command from the at least one user, sending an alert to a third party indicating the detected cognitive state of the at least one user, providing a recommendation to the at least one user, and activation of a detent in the physical controller. 2. The method according to claim 1, wherein the cognitive state of the at least one user is selected from the group consisting of above a threshold level of anxiety, above a threshold level of level of elation, above a threshold level hesitation, above a threshold level of distraction, above a threshold level of fatigue, above a threshold level of frustration, above a threshold level of nervousness, above a threshold level of panic, above a threshold level of anger, below a threshold level of expertise, and a disease cognitive state. 3. The method according to claim 1, wherein the cognitive state of the at least one user includes above a threshold level of anxiety, above a threshold level of level of elation, above a threshold level hesitation, above a threshold level of distraction, above a threshold level of fatigue, above a threshold level of frustration, above a threshold level of nervousness, above a threshold level of panic, above a threshold level of anger, below a threshold level of expertise, and a disease cognitive state. 4. The method according to claim 1, wherein said controlled action includes activating an autopilot system in the mechanical system when the processor determines that the cognitive state of the at least one user is selected from the group consisting of above a threshold level of anxiety, above a threshold level of elation, above a threshold level of hesitation, above a threshold level of distraction, above a threshold level of fatigue, above a threshold level of frustration, above a threshold level of nervousness, above a threshold level of panic, above a threshold level of anger, below a threshold level of expertise, and a neurological disease cognitive state. 5. The method according to claim 1, wherein said controlled action is performed when the processor determines that the cognitive state of the at least one user is selected from the group consisting of above a threshold level of anxiety, above a threshold level of elation, above a threshold level of hesitation, above a threshold level of distraction, above a threshold level of fatigue, above a threshold level of frustration, ... | International Business Machines Corporation | B60W050/00 B60W050/08 G05D001/00 A61B005/18 A61B005/16
US10098556 | B2 | 2018-10-16 | Systems and methods to measure fluid in a body segment | 2016-06-22 | The present disclosure introduces systems and methods to measure fluid in a body segment. In one embodiment, a computer system used to measure fluid in a body segment is described. A current generation module may be used to emit an electrical through at least one body segment. The electrical current may be used to measure fluid-volume content of the at least one body segment. An electrode module having a plurality of electrodes may be attached to the current generation module. A signal-processing module may be used to measure changes in the electrical current through at least one body segment. Further, an impedance module may be used to calculate fluid-volume change in at least one body segment and determine the flow of fluid through the at least one body segment. Other embodiments also are described. | 1. A method to measure fluid in a body segment comprising: a first set of electrodes emitting a constant sinusoidal alternating current through said first set of electrodes attached to at least one body segment of a patient;a second set of electrodes attached to the at least one body segment of the patient and measuring a voltage drop between said second set of electrodes;calculating a fluid volume change in the at least one body segment by applying a Nyboer formula after an occurrence of fluid distribution;wherein the at least one body segment is the heart of the patient; andfurther comprising acquiring an electrocardiogram signal and using the electrocardiogram for R-wave detection to synchronize signal processing and calculation of a heart rate; andwherein emitting uses a current generator circuit to produce the constant sinusoidal alternating current and wherein a plurality of indicator lights indicate the health status of the patient. 2. The method of claim 1, wherein the constant sinusoidal alternating current passes longitudinally through the first set of electrodes. 3. The method of claim 1, wherein the occurrence of fluid redistribution occurs during a cardiac cycle. 4. The method of claim 1, wherein the constant sinusoidal alternating current is one mA and one hundred kHz. | King Saud University | A61B005/00 A61B005/0295 A61B005/0456 A61B005/0205 A61B005/0245 A61B005/053
US10092225 | B2 | 2018-10-09 | Non-invasive system and method for measuring blood glucose in the human body utilizing a modified ceramic coaxial resonator | 2016-02-12 | A system and method for measuring glucose levels in a user's blood without having to draw a blood sample. A wave energy source emits wave energy. A modified ceramic coaxial resonator is provided that receives the wave energy and produces a frequency oscillation. An opening is formed in a conductive layer surrounding the ceramic coaxial resonator. Skin tissue is pressed against the opening. The sample tissue alters the frequency oscillation created by the ceramic coaxial resonator. At least some of the altered frequency oscillation is indicative of blood glucose levels within the sample tissue. | 1. A monitoring system for detecting glucose levels in tissue, comprising: a modified ceramic coaxial resonator having a central hollow surrounded by dielectric material, wherein said dielectric material is covered with a conductive material, and wherein a slot is formed in said conductive material that exposes said dielectric material;a wave energy source coupled to said modified ceramic coaxial resonator that causes said modified ceramic coaxial resonator to produce a frequency oscillation, and wherein contact of said dielectric material exposed in said slot with said tissue alters said frequency oscillation in correlation to glucose levels in said tissue; andcircuitry that converts said frequency oscillation into a display signal. 2. The system according to claim 1, further including inert supports that are positioned adjacent said modified ceramic coaxial resonator and protect said modified ceramic coaxial resonator from lateral contact. 3. The method according to claim 1, wherein said wave energy source emits wave energy in bands selected from the group consisting of Instrument, Scientific and Medical (ISM) bands, microwave bands and extremely high frequency (EHF) bands. 4. The system according to claim 1, further including a display for displaying said display signal. 5. The system according to claim 1, wherein said modified ceramic coaxial resonator has a contact surface against which said tissue makes contact, wherein said slot is disposed on said contact surface. 6. The system according to claim 1, wherein said contact surface of said modified ceramic coaxial resonator has an area no greater than 1.5 square centimeters. 7. The system according to claim 1, wherein said wave energy source is a high Q microwave source. 8. The system according to claim 1, wherein said modified ceramic coaxial resonator is embodied in an injection head of an insulin pump. 9. A monitoring system for passively detecting glucose levels through skin, comprising: a modified ceramic coaxial resonator having dielectric material that is covered with a conductive material, wherein said modified ceramic coaxial resonator has a skin contact surface where a slot is formed in said conductive material that exposes said dielectric material;a wave energy source coupled to said modified ceramic coaxial resonator that causes said modified ceramic coaxial resonator to produce a frequency oscillation, and wherein contact of said dielectric material exposed in said slot with said skin alters said frequency oscillation in correlation to glucose levels in a blood supply to said skin; andcircuitry that converts said frequency oscillation into a display signal. 10. The system according to claim 9, further including a display for displaying said display signal. 11. The system according to claim 9, further including inert supports that are positioned adjacent said modified ceramic coaxial resonator and protect said modified ceramic coaxial resonator from lateral contact. 12.... | - | A61B005/145 A61M005/142 A61M005/172 A61B005/00
US10116262 | B2 | 2018-10-30 | Front-end amplifier circuits for biomedical electronics | 2016-12-19 | A front-end amplifier circuit for receiving a biological signal includes a signal channel. The signal channel amplifies the biological signal to generate a detection current and includes a capacitive-coupled transconductance amplifier. The capacitive-coupled transconductance amplifier amplifies the biological signal with a transconductance gain to generate a first current. | 1. A front-end amplifier circuit for receiving a biological signal, comprising: a signal channel, amplifying the biological signal to generate a detection current, wherein the signal channel comprises: a capacitive-coupled transconductance amplifier, amplifying the biological signal with a transconductance gain to generate a first current; anda band-pass filtering amplifier, filtering noise in the first current outside a bandwidth and amplifying the first current with a first current gain to generate a second current;a programmable-gain amplifier, amplifying the second current with a second current gain to generate the detection current on a programmable-gain output node, wherein the second current gain is programmable; andan offset cancellation circuit, configured to cancel output offset currents of the capacitive-coupled transconductance amplifier, the band-pass filtering amplifier, and the programmable-gain amplifier. 2. The front-end amplifier circuit of claim 1, wherein the capacitive-coupled transconductance amplifier comprises: a first input capacitor, coupled between a negative input node and a first node;a second input capacitor, coupled between a positive input node and a second node, wherein the first input capacitor and the second input capacitor receive the biological signal by a way of AC-couple in a differential mode;a first common-mode P-type transistor, configured to provide a common-mode voltage for the first node;a second common-mode P-type transistor, configured to provide the common-mode voltage for the second node;a first current source, configured to provide a first transconductance bias current;a second current source, configured to provide a second transconductance bias current;a first transconductance P-type transistor, wherein a source terminal receives the first transconductance bias current, and a gate terminal is coupled to the second node;a second transconductance P-type transistor, wherein a source terminal receives the second transconductance bias current, and a gate terminal is coupled to the first node, wherein the first transconductance P-type transistor and the second transconductance P-type transistor are configured to the transconductance gain;a linear resistor, coupled between the source terminal of the first transconductance P-type transistor and the source terminal of the second transconductance P-type transistor, wherein the linear resistor is configured to improve linearity of the transconductance gain;a third transconductance P-type transistor, wherein a source terminal is coupled to a drain terminal of the first transconductance P-type transistor, and a gate terminal receives a transconductance bias voltage;a fourth transconductance P-type transistor, wherein a source terminal is coupled to a drain terminal of the second transconductance P-type transistor, a gate terminal receives the transconductance bias voltage, and a drain terminal is coupled to a transconductance output node, wherein the transco... | WINBOND ELECTRONICS CORP. | H03F003/45 H03F001/02 A61B005/04 A61B005/0428 H03F003/187 H03F003/68 H03G003/30 H03H011/04 H03F001/08 H03F003/72 H03G001/00 H03G003/00 H03G005/28
US10064553 | B2 | 2018-09-04 | Detection of a movable object when 3D scanning a rigid object | 2017-03-24 | Detecting a movable object in a location includes providing a first 3D representation of at least part of a surface; providing a second 3D representation of at least part of the surface; determining for the first 3D representation a first excluded volume in space where no surface can be present; determining for the second 3D representation a second excluded volume in space where no surface can be present; if a portion of the surface in the first 3D representation is located in space in the second excluded volume, the portion of the surface in the first 3D representation is disregarded in the generation of the virtual 3D model, and/or if a portion of the surface in the second 3D representation is located in space in the first excluded volume, the portion of the surface in the second 3D representation is disregarded in the generation of the virtual 3D model. | 1. A method for detecting a movable object in a location, when scanning a rigid object in the location by means of a 3D scanner for generating a virtual 3D model of the rigid object, wherein the method comprises: providing a first 3D representation of at least part of a surface by scanning at least part of the location;providing a second 3D representation of at least part of the surface by scanning at least part of the location;determining for the first 3D representation a first excluded volume in space where no surface can be present in both the first 3D representation and the second 3D representation; andif a portion of the surface in the second 3D representation is located in space in the first excluded volume, the portion of the surface in the second 3D representation is disregarded in the generation of the virtual 3D model. 2. The method according to claim 1, wherein the rigid object is a patient's set of teeth, and the location is the mouth of the patient. 3. The method according to claim 1, wherein the movable object is a soft tissue part of a patient's mouth. 4. The method according to claim 1, wherein the movable object is a dentist's instrument or remedy which is temporarily present in a patient's mouth. 5. The method according to claim 1, wherein the movable object is a finger. 6. The method according to claim 1, wherein at least part of the surface captured in the first representation and at least part of the surface captured in the second representation are overlapping the same surface part on the rigid object. 7. The method according to claim 1, wherein the first representation of at least part of the surface is defined as the first representation of at least a first part of the surface, and the second representation of at least part of the surface is defined as the second representation of at least a second part of the surface. 8. The method according to claim 1, wherein the method comprises determining a first scan volume in space related to the first representation of at least part of the surface, and determining a second scan volume in space related to the second representation of at least part of the surface. 9. The method according to claim 8, wherein the first scan volume and the second scan volume are defined by focusing optics in the 3D scanner and a distance to the surface which is captured. 10. The method according to claim 8, wherein the first scan volume related to the first representation of at least part of the surface is the volume in space between focusing optics of the 3D scanner and the surface captured in the first representation; and the second scan volume related to the second representation of at least part of the surface is the volume in space between focusing optics of the 3D scanner and the surface captured in the second representation. 11. The method according to claim 8, wherein the first excluded volume and second excluded volume in space where no surface can be present corresponds to the first... | 3SHAPE A/S | H04N007/18 A62B001/04 A61B005/00 G06T007/55 A61C019/04
US10083502 | B2 | 2018-09-25 | Computer aided diagnosis (CAD) apparatus and method | 2015-11-24 | Disclosed are Computer Aided Diagnosis (CAD) apparatus and method to combine information on sequential image frames and to provide a superior classification result for the ROI in the image frame. The CAD apparatus may include a Region of Interest (ROI) detector configured to detect an ROI from image frames, a categorizer configured to create groups of image frames having successive ROI sections from among the image frames based on a result of the detection, a classifier configured to classify an ROI detected from each of the image frames belonging to the groups, and a result combiner configured to combine classification results for the image frames belonging to each group from the groups and to calculate a group result for the each group. | 1. A Computer Aided Diagnosis (CAD) apparatus comprising: a memory configured to store instructions;at least one processor, upon executing the stored instructions, configured to: detect a Region of Interest (ROI) from a plurality of image frames,create at least one group of image frames based on a result of the detection, wherein the at least one group comprises successive image frames in which the ROI is detected, from among the plurality of image frames,extract a feature value from at least one of a contour of the ROI comprised in the successive image frames, an area adjacent to the contour, or pixels inside the contour,classify the ROI comprised in each of the successive image frames belonging to the at least one group by comparing the extracted feature value with a pre-stored diagnostic model,combine classification results for the successive image frames belonging to each group from the at least one group, andcalculate a group result for the each group based on a result of the combination; anda display configured to display the group result on a screen. 2. The CAD apparatus of claim 1, wherein the at least one processor is further configured to group the plurality of successive image frames into a group based on an image frame where no ROI is detected. 3. The CAD apparatus of claim 1, wherein the classification result comprises at least one of BI-RADS Lexicon information or BI-RADS Category information on a corresponding ROI. 4. The CAD apparatus of claim 3, wherein the at least one processor is further configured to: calculate a score for each BI-RADS Lexicon item or each BI-RADS Category item in the each group based on the classification results, andselect a BI-RADS Lexicon item with the highest score or a BI-RADS Category item with the highest score as the group result. 5. The CAD apparatus of claim 4, wherein the at least one processor is further configured to: calculate the score for each BI-RADS Lexicon item or each BI-RADS Category item in the each group by adding up frame scores of image frames corresponding to each BI-RADS Lexicon item or each BI-RADS Category item in the group, andwherein the frame scores represent weights assigned to each of the image frames. 6. The CAD apparatus of claim 5, wherein the frame score is calculated based on a size of an ROI detected from each of the successive image frames in the each group and a model fitness of the each of the successive image frames in the each group. 7. The CAD apparatus of claim 4, wherein the at least one processor is further configured to generate a histogram of the group based on the calculated score for each BI-RADS Lexicon item or each BI-RADS Category item in the each group. 8. The CAD apparatus of claim 4, wherein the at least one processor is further configured to determine whether an ROI of the each group is malignant or benign based on the BI-RADS Lexicon item with the highest score or the BI-RADS Category item with the highest score in the each group. 9. The CA... | Samsung Electronics Co., Ltd. | G06K009/00 G06T007/00 G06K009/62 A61B008/00 A61B008/08 A61B005/00 A61B005/055 A61B006/12 A61B006/00 A61B008/14
US10111791 | B2 | 2018-10-30 | Bed device | 2016-10-28 | A bed device includes: an operation section that receives an operation input; a controller that controls a movement of the bed in accordance with the operation input; a detector that detects a position of a patient on the bed; and, a limitation table that stores a limitation area set on the bed in association with a limitation content, wherein when the position of the patient detected by the detector is included in the limitation area, the limitation content is read out from the limitation table so as to control the controller in accordance with the limitation content. With this configuration, it is possible to provide a higher safety bed device which can not only notify the danger based on the bed movement but also limit the movement of the bed in accordance with the status of the patient or the bed device. | 1. A bed device comprising: an input terminal capable of receiving an operation input;a controller configured to connect to the input terminal and to control a movement of the bed in accordance with the operation input; anda detector configured to detect a position of a user on the bed, whereinwhen the operation input is received, if at least part of the detected position of the user is on a first area, the first area being defined on the bed, the controller is configured to temporarily restrict the movement of the bed corresponding to the operation input, and the controller notifies an alert in accordance with notifying information associated with the first area and the bed movement content, andupon receipt of a confirmation of the alert notification, the controller is configured to remove the temporary restriction and move the bed in correspondence with the operation input. 2. The bed device according to claim 1, further comprising a display unit configured to notify the alert, the display being configured to display a plurality of buttons including a continue button for moving the bed and a cancel button for canceling the bed movement. 3. The bed device according to claim 1, further comprising a sound output unit configured to notify the alert. 4. A bed device comprising: a controller configure to control a movement of the bed in accordance with an operation input and capable of controlling a form of the bed based on bed modes, the bed modes including a first mode and a second mode, wherein when the operation input is received, if the form of the bed corresponds to the first mode, and the operation input relates to a prohibited movement of the bed associated with the first mode, then the controller temporarily restricts movement of the bed and notifies an alert in accordance with notifying information associated with the first mode and the bed movement content, andupon receipt of a confirmation of the alert notification, the controller is configured to removes the temporary restriction and moves the bed in correspondence with the operation input. 5. The bed device according to claim 4, further comprising a display configured to notify the alert, the display being configured to display a plurality of buttons including a continue button for moving the bed and a cancel button for canceling the bed movement. 6. The bed device according to claim 4, further comprising a sound output unit configured to notify the alert. 7. A bed device comprising: a controller configured to control a movement of the bed in accordance with an operation input, wherein when the operation input is received, if the operating input relates to a bed function, and if a bed status corresponds to a prohibited status associated with the bed function, then the controller temporarily restricts movement of the bed and notifies an alert in accordance with notifying information associated with the bed status and the bed function, andupon receipt of a confirmation of the alert ... | PARAMOUNT BED CO., LTD. | G08B005/22 A61G007/00 A47C020/04 A61G007/018 A61B005/11 A47C031/00 A61G007/015 A61G007/012 A61G007/057 G08B003/10 G08B021/02
US10064578 | B2 | 2018-09-04 | Sensory stimuli to increase accuracy of sleep staging | 2014-01-28 | Systems and methods to detect sleep stages of a subject analyze physiological parameters of the subject in combination with a subject's reactions to stimuli of increasing intensity and/or stimuli having different modalities. Stimuli are provided until a predetermined level of probability is reached for the accuracy of an estimation of the sleep stage of the subject. | 1. A system configured to facilitate sleep stage detection, the system comprising: a stimulus source configured to provide stimuli to a subject;one or more sensors that generate output signals conveying information related to one or more physiological parameters of the subject;an electronic storage configured to store machine readable instructions; andone or more hardware processors configured by the machine readable instructions to: analyze, based on the one or more physiological parameters, reactions to the stimuli provided by the stimulus source;estimate a sleep stage of the subject based on one or both of the analyzed reactions and/or the one or more physiological parameters;determine an accuracy of the estimation of the sleep stage;determine whether the accuracy of the estimation of the sleep stage breaches a predetermined threshold; andresponsive to the accuracy of the estimation of the sleep stage failing to breach the predetermined threshold, perform one or more iterations of the following operations until the accuracy of the estimation of the sleep stage breaches the predetermined threshold: control the stimulus source to provide a reassessment stimulus to the subject, wherein the reassessment stimulus comprises one or more stimuli of increasing intensity and/or varying modality;analyze a reaction to the reassessment stimulus; andreassess one or both of the estimation of the sleep stage and/or the accuracy of the estimation of the sleep stage based on the analyzed reaction to the reassessment stimulus. 2. The system of claim 1, wherein the one or more hardware processors are further configured to determine the one or more physiological parameters based on the generated output signals. 3. The system of claim 1, wherein the one or more physiological parameters pertain to brain function of the subject, the one or more physiological parameters that pertain to brain function comprising electroencephalography (EEG), electromyography (EMG), and/or electrooculography (EOG) parameters. 4. The system of claim 1, wherein the one or more physiological parameters pertain to movement of the subject. 5. The system of claim 1, wherein the one or more hardware processors are further configured to determine effectiveness of different stimuli to evoke reactions corresponding to a higher accuracy of the estimation of the sleep stage, wherein effectiveness is quantified by a difference between a level of intensity of a particular stimulus and a predetermined maximum level of intensity for the particular stimulus. 6. A method for facilitating sleep stage detection with a detection system, the detection system comprising a stimulus source, one or more sensors, and one or more hardware processors, the method comprising: providing, with the stimulus source, stimuli to a subject;generating, with the one or more sensors, electronic output signals conveying information related to one or more physiological parameters of the subject;analyzing, with the one or mo... | Koninklijke Philips N.V. Wisconsin Alumni Research Foundation | A61B005/00 A61B005/01 A61B005/0484 A61B005/0488 A61B005/0496 A61B005/08 A61B005/11
US10112622 | B2 | 2018-10-30 | Method of operating a vehicle according to a request by a vehicle occupant | 2016-07-15 | A vehicle includes at least one main sensor unit, the measurement signal of which is characteristic of a main driver desire of a vehicle occupant with regard to an influence on the driving behavior of the vehicle, and at least one secondary sensor unit, the measurement signal of which is characteristic of a secondary driver desire. The main driver desire is represented by a motion of a hand or a foot of the vehicle occupant. The secondary driver desire is represented in a manner other than by the motion of the hand or the foot of the vehicle occupant. The vehicle also has at least one actuator. The actuator influences the driving behavior of the vehicle in dependence on a control signal. A resulting driver desire with regard to the influence on the driving behavior of the vehicle is determined in dependence on the main driver desire and in dependence on the secondary driver desire. In the case of a neutral value of the main driver desire, the secondary driver desire is assigned to the resulting driver desire. Otherwise, the main driver desire is assigned to the resulting driver desire. The control signal is produced in dependence on the resulting driver desire. | 1. A method for operating a vehicle equipped with: at least one main sensor unit whose measurement signal is characteristic of a main driver's request of a vehicle occupant with respect to influencing of a driving behavior of the vehicle, represented by a movement of a hand or a foot of the vehicle occupant,at least one secondary sensor unit whose measurement signal is characteristic of a secondary driver's request of the vehicle occupant with respect to influencing of the driving behavior of the vehicle, represented other than by the movement of the hand or the foot of the vehicle occupant, andat least one actuator which influences the driving behavior of the vehicle as a function of an actuation signal,wherein the method comprises the acts of:as a function of the main driver's request represented by he measurement signal of the main sensor and as a function of the secondary driver's request represented by the measurement signal of the secondary sensor, determining a resulting driver's request with respect to the influencing of the driving behavior of the vehicle;in a case of a neutral value of the main driver's request, assigning the secondary driver's request to the resulting driver's request and, otherwise, assigning the main driver's request to the resulting driver's request; andgenerating the actuation signal as a function of the resulting driver's request. 2. The method according to claim 1, wherein the main sensor unit is embodied as a pressure sensor and/or a torque sensor. 3. The method according to claim 1, wherein the main sensor unit is embodied as a contact sensor unit and/or a proximity sensor unit. 4. The method according to claim 1, wherein the main sensor unit is embodied as an image-processing main sensor unit. 5. The method according to claim 1, wherein the secondary sensor unit is embodied as an image-processing secondary sensor unit. 6. The method according to claim 5, wherein the secondary driver's request is represented by a viewing direction of the vehicle occupant within a predefined region. 7. The method according to claim 1, wherein the secondary sensor unit is embodied as an audio signal-processing unit. 8. The method according to claim 7, wherein the secondary driver's request is represented by a voice command of the vehicle occupant. 9. The method according to claim 1, wherein the secondary sensor unit is embodied as an electro-encephalograph. 10. The method according to claim 9, wherein the secondary driver's request is represented by electrical brain activity of the vehicle occupant. 11. The method according to claim 1, wherein: a destination specification of the vehicle occupant is made available,data relating to a surrounding area of the vehicle is made available,the actuation signal is generated as a function of the destination specification of the vehicle occupant and of the data relating to the surrounding area of the vehicle and of the resulting driver's request of the vehicle occupant. 12. A vehi... | Bayerische Motoren Werke Aktiengesellschaft | B60W050/00 B60W050/10 B60K037/06 B60W010/04 B60W010/184 B60W010/20 G06F003/038 A61B005/0476 B60W010/18 B62D001/28 G06F003/01
US10074174 | B2 | 2018-09-11 | Image processing apparatus that sets imaging region of object before imaging the object | 2015-01-08 | An image processing apparatus comprising: first image obtaining means for obtaining a first image of an object in a first shape state; imaging region setting means for setting an imaging region of the object in a second shape state; deformation information obtaining means for obtaining deformation information indicating deformation of the object from the second shape state to the first shape state; corresponding region calculating means for calculating a corresponding region that corresponds to the imaging region in the first shape state based on the deformation information; and display image generating means for generating a display image based on the first image and the corresponding region. | 1. An image processing apparatus comprising at least one processor and memory coupled to each other and cooperating to act as: a first image obtaining unit configured to obtain a first medical image of an object in a first shape state;an imaging region setting unit configured to set a region to be imaged of the object in a second shape state, before taking a second medical image of the object in the second shape state;a deformation information obtaining unit configured to obtain deformation information indicating deformation of the object from the second shape state to the first shape state;a corresponding region calculating unit configured to calculate a corresponding region that corresponds to the region to be imaged in the first shape state based on the deformation information;a display control unit configured to cause a display unit to display the first medical image and the corresponding region; andan imaging region outputting unit configured to output information of the region to be imaged to a medical imaging apparatus in order to take the second medical image by using the medical imaging apparatus based on the information of the region to be imaged. 2. The image processing apparatus according to claim 1, wherein the imaging region setting unit re-sets the region to be imaged by accepting input of the region to be imaged based on a user operation. 3. The image processing apparatus according to claim 2, wherein the corresponding region calculating unit re-calculates the corresponding region in accordance with the re-setting of the region to be imaged. 4. The image processing apparatus according to claim 3, wherein the display control unit causes the display unit to again display the first medical image on which the corresponding region is superimposed in accordance with the re-calculation of the corresponding region. 5. The image processing apparatus according to claim 1, wherein the deformation information obtaining unit further obtains information related to error in estimation of deformation of the object from the second shape state to the first shape state, and the corresponding region calculating unit calculates the corresponding region based on the deformation information and the information related to the error. 6. The image processing apparatus according to claim 1, wherein the display control unit causes the display unit to display the first medical image by generating a volume rendering image or a maximum value projection image of the first medical image inside the corresponding region. 7. The image processing apparatus according to claim 1, wherein the display control unit causes the display unit to display the first medical image by generating a volume rendering image or a maximum value projection image of the first medical image outside the corresponding region. 8. The image processing apparatus according to claim 1, wherein the at least one processor and memory further cooperate to act as: a region of interest setting u... | CANON KABUSHIKI KAISHA | G06K009/00 G06T007/00 A61B005/055 A61B005/00 G06T007/30
US10074184 | B2 | 2018-09-11 | Occupancy detection | 2016-08-10 | There is provided an apparatus for detecting when a subject has exited an item of furniture which has an upper side for supporting a subject and an underside opposite to the upper side, and comprises an overhanging component that extends from the underside toward a surface on which the item of furniture is resting. The apparatus comprises a light source to illuminate an edge-feature associated with a distal edge of the overhanging component, to create a shadow of the edge-feature on a region of the surface. The apparatus further comprises a camera arranged to capture sequential images of the region of the surface; and a processing unit. The processing unit is arranged to receive the images; detect an edge of the shadow in each of the received images, detect, in the received images, the appearance of a feature contiguous with the shadow edge; monitor how a detected feature changes over a time period; determine whether a change to the detected feature satisfies at least one predefined criterion for a subject exit event; and output a signal based on the determining. | 1. Apparatus for detecting when a subject has exited an item of furniture, the item of furniture having an upper side for supporting a subject and an underside opposite to the upper side and comprising an overhanging component that extends from the underside toward a surface on which the item of furniture is resting, wherein the overhanging component comprises a proximal edge and a distal edge opposite to the proximal edge, the distal edge being farther from the underside than the proximal edge, the apparatus comprising: a light source for use underneath an item of furniture, wherein the light source is arranged to illuminate an edge-feature associated with the distal edge of the overhanging component of the item of furniture such that a shadow of the edge-feature is created on a region of the surface;at least one camera arranged to capture sequential images of the region of the surface; anda processing unit arranged to: receive the images from the camera;detect an edge of the shadow in each of the received images,detect, in the received images, the appearance of a feature contiguous with the shadow edge;monitor how a detected feature changes over a time period;determine whether a change to the detected feature over the time period satisfies at least one predefined criterion for a subject exit event; andoutput a signal based on the determining. 2. The apparatus of claim 1, wherein the processing unit is arranged to detect the appearance of a feature contiguous with the shadow edge by: comparing a first image acquired at a first time, to a second image acquired at a second, later, time; andif a feature contiguous with the shadow edge is present in the second image but is not present in the first image, determine that a feature has appeared contiguous with the shadow edge. 3. The apparatus of claim 1, wherein the processing unit is arranged to monitor changes to a detected feature over a time period by: determining a first value for a property of the feature in a first image acquired at a first time;determining a second value for the property of the feature in a second image acquired at a second, later, time; andcomparing the second value to the first value. 4. The apparatus of claim 3, wherein the property of the feature is any one of: size of the feature, shape of the feature, location of the feature; extension of the feature perpendicular to the shadow edge. 5. The apparatus of claim 3, wherein the processing unit is arranged to monitor changes to a detected feature over a time period by: determining a rate of change of the detected feature over the time period, based on the first value, the second value, the acquisition time of the first image, and the acquisition time of the second image. 6. The apparatus of claim 3, wherein the processing unit is arranged to monitor changes to a detected feature over a time period by determining a direction of motion of the detected feature over the time period; and wherein the at least one predefined cr... | KONIKLIJKE PHILIPS N.V. | G06T007/13 G06T007/174 G06K009/00 H04N005/225 H04N005/33 H04N005/232 A61B005/00 A61B005/11 G08B021/04
US10092250 | B2 | 2018-10-09 | Control unit for a medical device | 2007-01-23 | A control unit for a medical device wherein the control unit includes a pump, a conduit and control means for controlling the flow of fluid from the pump through the conduit; and wherein the conduit is a rigid internal passage located in the control unit. | 1. A control unit for a medical device, wherein the medical device comprises a compression device for a limb, wherein the compression device comprises a sleeve with one or more inflatable cells, wherein the compression device comprises a fluid transfer connector fixedly positioned on the sleeve of the compression device, the control unit configured to be received at a position on the sleeve of the compression device comprising: a pump,a conduit, andcontrol apparatus to control the flow of fluid from the pump through the conduit, wherein the conduit comprises a rigid internal passage located within the control unit which terminates in a connector configured to engage the fluid transfer connector fixedly positioned on the sleeve of the compression device as the control unit is being received on the sleeve of the compression device,wherein the fluid transfer connector that is fixedly positioned on the sleeve of the compression device comprises a rigid fluid transfer connector portion that is engaged by the connector which terminates the rigid internal passage of the control unit, the rigid fluid transfer connector portion that is engaged by the connector which terminates the rigid internal passage is in a fixed position on the sleeve of the compression device,wherein the entire rigid fluid transfer connector portion that is engaged by the connector which terminates the rigid internal passage is fixedly positioned on the sleeve of the compression device. 2. The control unit of claim 1, wherein the control unit comprises at least two conduits and at least one valve located between the pump and each conduit. 3. The control unit of claim 2, wherein the rigid internal passage forms an air manifold in the control unit. 4. The control unit of claim 3, wherein the control unit further comprises a plurality of valves located between the pump and the at least two conduits, the plurality of valves being arranged in a ranked valve structure. 5. The control unit of claim 4, wherein the ranked valve structure comprises a first rank latching valve connected to an external fluid source via the pump, which first rank latching valve when latched open in a first position, allows fluid to flow to a second rank latching valve which directs fluid flow between two conduits, said first rank latching valve, when latched open in a second position, allows fluid to flow to a further second rank latching valve which directs fluid flow between a further two conduits. 6. The control unit of claim 5, wherein each of the latching valves is located in the manifold of the control unit. 7. The control unit of claim 5, wherein the opening of a second rank latching valve in the ranked valve structure permits the transfer of fluid between a first inflatable cell and a second inflatable cell of the compression device. 8. The control unit of claim 5, wherein a pressure sensor is located between each conduit and the second rank latching valve which directs fluid thereto. 9. The cont... | SWELLING SOLUTIONS, INC. | A61H009/00 A61B005/00
US10102344 | B2 | 2018-10-16 | System and methods for analyzing blood glucose data and quantifying the success or failure of insulin therapy | 2013-03-14 | A system and technique are enclosed for determining the effectiveness of a blood glucose therapy treatment. Examples of this technique include analyzing sufficiency of blood glucose data collected from a patient with a computing device, analyzing hypoglycemic risk based on the blood glucose data with the computing device, analyzing glycemic control for the blood glucose data with the computing device, analyzing glycemic variability of the blood glucose data with the computing device, and outputting results from said analyzing the sufficiency, said analyzing the hypoglycemic risk, said analyzing the glycemic control, and said analyzing the glycemic variability with the computing device. | 1. A computerized method of determining and reporting effectiveness of a blood glucose treatment therapy of multiple daily injections administered to a patient with diabetes which quantifies effectiveness as a success or failure of the administered blood glucose treatment therapy to reach glycemic goals based on blood glucose data collected from the patient via a biosensor, comprising: transmitting to a computing device via a wired and/or wireless connection blood glucose data collected from the patient via the biosensor;averaging blood glucose level readings from the biosensor in the blood glucose data per day over a first period and thereby determining a first average testing frequency;calculating a low blood glucose index (LBGI) with the computing device by: using a logarithmic formula which transforms each collected blood glucose level from the blood glucose data to a symmetric scale which addresses scale skewing that diminishes significance of hypoglycemia indicated in the blood glucose data;assigning a risk value to each transformed blood glucose level using a rule; andaveraging the assigned risk values and thereby determining the LBGI;calculating a mean blood glucose level from the blood glucose data with the computing device;calculating a standard deviation of the blood glucose data with the computing device;determining with the computing device a failure of effectiveness of an administered blood glucose treatment therapy of the multiple daily injections administered to the patient with diabetes based upon: determining with the computing device that the first average testing frequency exceeds a first testing frequency limit which governs sufficiency of the blood glucose data collected from the patient for use in quantifying the failure or success of the effectiveness of the administered blood glucose treatment therapy, anddetermining with the computing device that one or more of the following conditions have been met: (i) the calculated LB GI exceeds a value for hypoglycemic risk,(ii) the calculated mean blood glucose level exceeds a limit for glycemic control, and(iii) the calculated standard deviation exceeds a limit for glycemic variability; andreporting by the computing device via an input/output (I/O) device a recommendation to change from a blood glucose treatment therapy of the multiple daily injections to a continuous subcutaneous insulin infusion (CSII) therapy upon the failure of the effectiveness of the administered blood glucose treatment therapy from determining by the computing device that the first average testing frequency exceeds the first testing frequency limit and the one or more of the conditions (i)-(iii) were met. 2. The method according to claim 1, further comprising reporting an inadequate testing frequency with the computing device when the first average testing frequency is below the first testing frequency limit. 3. The method according to claim 1, further comprising: calculating a second average testing freq... | Roche Diabetes Care, Inc. | G16H050/30 G06F019/00 A61B005/145 G01N033/66 A61B005/00
US10076273 | B2 | 2018-09-18 | Real-time monitoring and control of physical and arousal status of individual organisms | 2007-07-06 | The present invention relates to methods and systems for monitoring and controlling the status of humans or animals, in particular relating to both the physical and the arousal status of an individual human or animal. These methods and systems rely on a dynamic and adaptive data-based on-line modelling technique wherein information on bioprocess inputs and outputs is measured in real-time and the model predicts an output based on the bioprocess input. The provided methods are particularly useful to monitor and/or control processes in which performance is important. | 1. A method of monitoring an estimation of an arousal component of a heart rate (HRPhAr) of an individual human or animal on the basis of a model capable of integrating measured, real-time information on one or more bioprocess inputs and one or more bioprocess outputs and linking the information to the estimation of the arousal component of the heart rate of the individual human or animal (HRPhAr), the heart rate having a physical component (HRphys) and the arousal component (HRPhAr), the method being executed in a computer under the control of a program stored in the computer and comprising: using at least one sensor for measuring real-time information on bioprocess inputs and/or bioprocess outputs,generating the model on-line,inputting, to the model, the real-time information on bioprocesses of the human or animal,generating, responsive to the input real-time information, model outputs using a dynamic and adaptive data-based on-line modelling technique, wherein at least one of the bioprocess inputs or outputs used as model input is a metabolism-related variable relating to the metabolic energy and/or mobilized energy of the human or animal, which is a measurable factor affecting the bioprocess, and at least one of the model outputs is an estimated component of the heart rate (HRmech) based on at least the one metabolism-related variable relating to the metabolic energy and/or mobilized energy, and wherein the model is updated on-line by adapting parameters of the model in real-time based on estimating and predicting the model outputs and comparing the model outputs in real-time with measured bioprocess outputs,measuring in real-time the measured heart rate of the individual human or animal (HRtot),outputting information about the measured heart rate (HRtot) to an output component, andusing the information about the heart rate (HRtot) to control said physical component (HRphys) or said arousal component (HRPhAr), by adapting at least one of the bioprocess inputs and/or an environmental variable changing a relationship between the bioprocess input and the bioprocess output,determining a value for an unknown variable attributed to the estimation of the arousal component (HRPhAr) from a set of equations, wherein at least the heart rate (HRtot) and the estimated component of the heart rate (HRmech) are known variables, andusing the value of the unknown variable to monitor and/or control the arousal component of the heart rate (HRPhAr),wherein a component of the heart rate relating to basal metabolism (HRbmr) and a component of the heart rate relating to heat balance (HRheat) are additional known variables in the set of equations,wherein the estimation of the arousal component (HRPhAr) is determined by subtracting in real-time (a) the component of the heart rate relating to basal metabolism (HRbmr) and the component of the heart rate relating to heat balance (HRheat) from (b) the difference between the real-time measured heart rate (HRtot) and a mech... | BIORICS NV | A61B005/16 A61B005/024 A61B005/11 G16H050/50 G06F019/00
US10111606 | B2 | 2018-10-30 | Integrated condenser for collecting droplets | 2013-01-25 | An integrated condenser is described. This integrated condenser includes an outer surface region on a sampler surface that facilitates condensing at least a component in a received gas-phase sample into liquid-phase droplets on the sampler surface, and aggregating and moving the condensed droplets radially toward an inner surface region on the sampler surface that receives the condensed droplets. For example, the outer surface region may include a set of micro-patterned concentric rings, each of which includes a set of radially oriented wall-groove pairs. Moreover, the sampler surface may be increasingly less hydrophobic along a radial direction toward the center of the sampler surface, thereby creating an axisymmetric wettability gradient. | 1. An integrated condenser, comprising: a substrate; anda sampler surface disposed on the substrate configured to receive a gas-phase sample, wherein the sampler surface further comprises:an outer surface region configured to: facilitate condensing at least a portion of the received gas-phase sample into liquid-phase droplets on the sampler surface; andfacilitate aggregating and moving the condensed droplets radially toward a center of the sampler surface;wherein the outer surface region is micro-patterned to create a wettability gradient which is distributed axisymmetrically,wherein the micro-pattern comprises a set of micro-patterned concentric rings,wherein a given micro patterned concentric ring of the set of micro-patterned concentric rings comprises a set of radially oriented wall-groove pairs, andwherein the number of wall-groove pairs in the given micro-patterned concentric ring increases from the outermost ring toward the innermost ring; andan inner surface region within the outer surface region, wherein the inner surface region is configured to receive the condensed droplets collected by the outer surface region. 2. The integrated condenser of claim 1, wherein the sampler surface is configured so that the sampler surface is increasingly less hydrophobic along a radial direction toward the center of the sampler surface. 3. The integrated condenser of claim 1, wherein the wettability gradient increases in an inward radial direction. 4. The integrated condenser of claim 1, wherein a wall within a given wall-groove pair has a trapezoidal cross-section. 5. The integrated condenser of claim 4, wherein a base of the wall has a varying width which increases in an inward radial direction. 6. The integrated condenser of claim 1, wherein the number of wall-groove pairs increases as a result of a decreasing width of the grooves from the outermost ring toward the innermost ring. 7. The integrated condenser of claim 1, wherein the number of micro-patterned concentric rings is configured to control the wettability gradient of the outer surface region. 8. The integrated condenser of claim 1, further comprising a hydrophobic coating disposed on the outer surface region to facilitate drop-wise condensation. 9. The integrated condenser of claim 8, wherein the hydrophobic coating includes a super-hydrophobic thin film. 10. The integrated condenser of claim 1, further comprising an active condensation mechanism configured to continuously cool the sampler surface to facilitate drop-wise condensation, wherein the active condensation mechanism includes a thermoelectric cooler. 11. The integrated condenser of claim 1, further comprising an active condensation mechanism configured to adaptively cool the sampler surface to facilitate selected condensation of pre-defined biomarkers within certain temperature regimes. 12. The integrated condenser of claim 1, wherein the substrate is a circular substrate. 13. The integrated condenser of claim 1, wherein ... | The Regents of the University of California | G01N001/00 G01N033/497 A61B005/02 A61B005/097 A61B005/08 A61B010/00 G01N001/22 G01N001/40
US10076277 | B2 | 2018-09-18 | Pain level detection and characterization using capacitive sensors | 2016-01-15 | Systems, methods, sensors, and software for providing enhanced measurement and detection of patient pain response are provided herein. In a first example, a measurement system is provided that includes a capacitive system configured to measure a capacitance signal of tissue of the patient using a capacitive sensor proximate to the tissue of the patient. The measurement system also includes a patient monitor configured to measure an electrical signal representing brain activity of the patient. The measurement system also includes a processing system configured to determine pain metrics based at least on the capacitance signal and the electrical signal, and determine a pain response of the patient based at least on the pain metrics and pain calibration information for the patient. | 1. A measurement system to detect pain response in a patient, the measurement system comprising: one or more patient sensors, disposed proximate to the patient, at least one of the patient sensors having at least two capacitive elements positioned on opposite sides of tissue of the patient;a capacitive system configured to measure a capacitance signal for the tissue of the patient, using at least one of the one or more patient sensors;a patient monitor configured to measure an electrical signal representing brain activity of the patient, using at least one of the one or more patient sensors; anda processing system configured to determine pain metrics based at least on the capacitance signal and the electrical signal, and determine a pain response of the patient based at least on the pain metrics and pain calibration information for the patient. 2. The measurement system of claim 1, wherein the capacitive system is configured to measure the capacitance signal with one or more capacitor plates proximate to the tissue of the patient. 3. The measurement system of claim 1, wherein the processing system is configured to determine the pain metrics based on direct current (DC) trends in ones of the capacitance signal and the electrical signal. 4. The measurement system of claim 1, wherein the processing system is configured to determine the pain response by at least correlating the pain metrics to further pain metrics identified for the patient that are derived from at least one of a respiration rate, heart rate, electroencephalogram (EEG) data, and photoplethysmogram (PPG) data. 5. The measurement system of claim 4, comprising: the processing system configured to determine the further pain metrics from one or more signals received from measurement equipment configured to measure physiological parameters of the patient. 6. The measurement system of claim 1, comprising: wherein the pain metrics comprise percentage modulation (PMOD) changes of the capacitance signal that are identified based at least on oscillation amplitude relative to baseline amplitude of the capacitance signal. 7. The measurement system of claim 1, comprising: the processing system configured to correlate the pain metrics to vasoconstriction metrics derived from plethysmograph data of the patient to determine the pain response. 8. The measurement system of claim 1, wherein the capacitance signals comprise a capacitance plethysmogram (CPG); and comprising: the processing system configured to correlate frequency components of the CPG to frequency components of a photoplethysmogram (PPG) of the patient to identify pain response. 9. The measurement system of claim 1, wherein the pain calibration information comprises capacitance measurements of the patient during one or more calibration stimuli. 10. A method of operating a measurement system to detect pain response in a patient, the method comprising: measuring a capacitance signal for tissue of the patient using a capacitive sens... | Covidien LP | A61B005/00 A61B005/0476 A61B005/053 A61B005/1455
US10071230 | B2 | 2018-09-11 | Sensor mounted flexible guidewire | 2015-07-31 | A medical device comprising a corewire, sensor core, and coupler is presented. A portion of the corewire is disposed within a first end of the coupler, and a portion of the sensor core is disposed within a second end. Alternatively, the device comprises a corewire and a sensor assembly comprising a sensor core having first and second ends and a bore in the first end. A portion of the corewire is disposed within the bore. A method of manufacture comprises providing a corewire, sensor core, and coupler. The method further comprises inserting a portion of the corewire into a first end of the coupler, and a portion of the sensor core into a second end. Alternatively, the method comprises providing a sensor core having first and second ends, and a corewire. The method further comprises forming a bore in the first end, and inserting the corewire into the bore. | 1. A medical device, comprising: a corewire comprising a distal portion;a sensor core having a sensor mounted thereon and comprising a proximal portion; anda coupler having a first end and a second end, wherein: the distal portion of said corewire is disposed within said first end of said coupler, andthe proximal portion of said sensor core is disposed within said second end of said coupler, said coupler coupling said corewire with said sensor core, wherein said coupler has a shape of a hollow tube comprising a wall with a part of the wall of said hollow tube removed along the length of said hollow tube. 2. The medical device of claim 1, wherein said sensor comprises an electromagnetic field detector. 3. The medical device of claim 1, further comprising at least one of a polymer layer, a metallic layer, and a tubular spring covering at least one portion of at least one of said corewire, said sensor core, said sensor, and said coupler. 4. The medical device of claim 1, wherein: said coupler has an inner diameter substantially equal to: i) an outer diameter of said distal portion of said corewire and ii) an outer diameter of said proximal portion of said sensor core disposed within said coupler. 5. The medical device of claim 1 further comprising a tubular spring circumscribing a portion of at least one of said sensor core, coupler, and corewire. 6. The medical device of claim 1 further comprising an elastic polymer layer covering a portion of at least one said sensor core, coupler, and corewire. 7. The medical device of claim 1, wherein said corewire is a first corewire, said coupler is a first coupler, and said proximal portion of said sensor core disposed within said first coupler is a first portion of said sensor core, said medical device further comprising a second corewire; anda second coupler having a first end and a second end, wherein: a second portion of said sensor core is disposed within said first end of said second coupler; anda portion of said second corewire is disposed within said second end of said second coupler, said second coupler coupling said second corewire with said sensor core. 8. The medical device of claim 7, wherein said second coupler comprises a hollow tube and said hollow tube has an inner diameter substantially equal to: i) an outer diameter of said portion of said second corewire and ii) an outer diameter of said second portion of said sensor core disposed within said second coupler. 9. The medical device of claim 1, wherein said corewire comprises multiple pieces coupled together. 10. The medical device of claim 1, wherein a diameter of said corewire varies from a proximal end to a distal end. 11. The medical device of claim 10, wherein said corewire tapers from the proximal end to the distal end. 12. The medical device of claim 1, wherein a portion of said sensor core is not covered by said sensor. 13. The medical device of claim 1, wherein a diameter of said corewire and a diameter of said sensor cor... | MEDIGUIDE LTD. | A61B005/00 A61M025/09 A61B005/06 A61B005/01 A61M025/00 A61B034/20
US10085662 | B2 | 2018-10-02 | Device and method for digital-to-analog transformations and reconstructions of multi-channel electrocardiograms | 2013-03-27 | The present invention includes a method and apparatus for digital to analog conversion and reconstruction of multichannel electrocardiograms. The method may include receiving digital information representative of a plurality of independent signals, producing a plurality of analog outputs from said digital information wherein a first analog output is designated as a common reference, and imposing a predetermined voltage on a second analog output with respect to said common reference, which provides for a substantial recreation of the original independent signals. The apparatus may comprise a processor operable for receiving digital information representative of independent lead signals from a first ECG machine and digital to analog circuitry for substantially reproducing the original lead signals for analysis on a second ECG machine for convenient and efficient second opinions of cardiac data. | 1. A method of digital to analog transformation for reconstruction of a first set of analog signals from digital information representative of said first set of analog signals wherein said digital information is generated by a first electrocardiogram (ECG) machine and wherein said reconstruction results in a second set of analog signals capable of use as an input into at least a second ECG machine, comprising the steps of: receiving said digital information representative of said first set of analog signals and consisting of eight independent signals, wherein each independent signal represents at least one of a plurality of electrical potentials (i) between at least one pair of a plurality of electrodes placed on a living creature or (ii) between at least one individual electrode from said plurality of electrodes placed on said living creature and a predetermined reference;utilizing a digital-to-analog (DAC) device to produce said second set of analog signals comprising nine analog outputs from said digital information wherein a first analog output of said nine analog outputs is designated as a common reference;utilizing said DAC device to impose a predetermined voltage on a second analog output of said nine analog outputs with respect to said common reference; andutilizing said second set of analog signals as said input into said at least said second ECG machine,wherein said second set of analog signals represents a clinically sufficient approximation of said first set of analog signals. 2. The method of claim 1, wherein said step of receiving said digital information is further comprised of receiving said digital information in a predetermined format. 3. The method of claim 2, further comprising the step of: utilizing a processor to convert said digital information from said predetermined format to a predetermined optimal format, wherein said predetermined optimal format is comprised of said first analog output designated as said common reference and wherein said first analog output corresponds to a first electrode of said plurality of electrodes. 4. The method of claim 3, wherein said first electrode of said plurality of electrodes is an electrode placed on a limb of said living creature. 5. The method of claim 4, wherein said plurality of electrodes comprises a plurality of limb electrodes and a plurality of precordial electrodes configured to produce a first ECG recording. 6. The method of claim 5, wherein said plurality of limb electrodes comprises a right arm electrode, a left arm electrode, a right leg electrode, and a left leg electrode. 7. The method of claim 4, wherein said second analog output corresponds to a second electrode of said plurality of electrodes comprising a second limb of said living creature. 8. The method of claim 1, wherein said step of utilizing said DAC device to impose said predetermined voltage comprises imposing a zero voltage on said second analog output. 9. The method of claim 8, wherein said imposing s... | The United States of America as represented by the Administrator of the National Aeronautics and Space Administration | A61B005/04 A61B005/0402
US10085679 | B2 | 2018-10-02 | System and method for detecting vascular contamination by surgical anesthetic using non-invasive IR spectrophotometry | 2012-06-22 | A system and method for detecting vascular contamination by surgical anesthetic using non-invasive IR spectrophotometry. One embodiment is a method for operating an instrument such as an enhanced pulse oximeter to monitor a patient receiving local anesthetic marked with dye that absorbs infrared light. Light is applied to and detected from tissue of the patient. A signal representative of the detected light is processed to derive patient oxygenation information. The detected light is also processed to derive information representative of the presence of the dye-marked anesthetic. The oxygenation information and the information representative of the presence of anesthetic are displayed. The oxygenation monitoring and display and the anesthetic monitoring and display can occur separately or concurrently. Fluorescing dyes and fluorescence detection approaches are used for anesthetic detection in some embodiments. Other embodiments apply a sequence of light pulses and correlate the applied light pulse sequence to the detected signal to identify the presence of the dye-marked anesthetic. | 1. A method, comprising: applying light from one or more sources to tissue of a patient, wherein the light has multiple wavelengths and includes pulses of light having an excitation wavelength and a predetermined excitation pulse sequence;detecting the light by a light detector after the light has passed through the tissue of the patient, including detecting light having an emission wavelength that is different than the excitation wavelength;processing the detected light by a processing system, including: correlating pulse sequences of detected light having the emission wavelength with the predetermined excitation pulse sequence to identify the recovery of light having the emission wavelength, wherein the recovery of light having the emission wavelength is representative of the presence of fluorescing dye-marked anesthetic in the patient's bloodstream; andprocessing the detected light to determine the blood oxygen saturation level of the patient; anddisplaying concurrently the patient's blood oxygen saturation level, and information representative of the presence of dye-marked anesthetic in the patient's bloodstream based on the recovery of the light having the emission wavelength. 2. The method of claim 1 wherein displaying the information representative of the presence of the dye-marked anesthetic includes displaying one or more of audible information and visual information. 3. The method of claim 2 wherein the audible information includes an audible alarm. 4. The method of claim 2 wherein the visual information includes one or more of qualitative information and quantitative information representative of the amount of dye-marked anesthetic in the patient's bloodstream. 5. The method of claim 1 wherein applying light having the excitation wavelength and/or detecting light having the emission wavelength includes applying and/or detecting light having a wavelength of about 800 nanometers. 6. The method of claim 1 wherein: applying light from one or more sources includes applying light having an oximetry wavelength different than the excitation and emission wavelengths; andprocessing the light to determine the blood oxygen saturation level of the patient includes processing detected light having the oximetry wavelength. 7. The method of claim 1 wherein the predetermined excitation pulse sequence includes a sequence of pulses with different intervals between the pulses. 8. An instrument for use in connection with a patient receiving fluorescing dye-marked anesthetic, comprising: a probe configured to be positioned on the patient, including: a source of light having multiple wavelengths, including pulses of light having an excitation wavelength and a predetermined excitation pulse sequence; anda detector for detecting light, including light having an emission wavelength that is different than the excitation wavelength;a processing system coupled to the probe, wherein the processing system concurrently: correlates detected pulse sequences of l... | Mayo Foundation for Medical Education and Research | A61B005/1455 A61K049/00 A61B005/00 A61B005/145
US10105604 | B2 | 2018-10-23 | Systems and methods for providing biofeedback information to a cellular telephone and for using such information | 2017-05-09 | The present invention provides systems, methods and apparatus for a wearable band adapted to be worn by a user. The wearable band may include one or more biometric sensors such as a pulse monitor adapted to monitor a pulse of the user, and a transmitter adapted to wirelessly transmit pulse information from the pulse monitor to a mobile device such as a cellular telephone or PDA. The wearable band does not include a display for the biometric information. Numerous additional embodiments are disclosed. | 1. A system comprising: a plurality of wearable bands, the wearable bands each including one or more accelerometers, an identification indicia, and a communications device; anda mobile device adapted to communicate with one or more of the plurality of wearable bands and to determine an activity of a wearer of the plurality of wearable bands based on information transmitted by the wearable bands;wherein the mobile device includes an authentication module and a workflow program,wherein the authentication module is operative to aggregate information transmitted by the wearable bands and provide authenticated activity information to the workflow program, andwherein the workflow program is operative to pay an employee wearing the bands based on the authenticated activity information. 2. The system of claim 1 wherein the authentication module includes a database of activities, and wherein the authentication module is operative to match aggregated information transmitted by the wearable bands to one or more activities in the database of activities and to select a best match from among the matched one or more activities. 3. The system of claim 1 wherein the authentication module is operative to determine that the user is engaging in strenuous activity. 4. The system of claim 1 wherein the authentication module is operative to determine that the user has achieved physical exhaustion. 5. The system of claim 1 wherein the authentication module is operative to determine that the user has timely completed a task. 6. The system of claim 1 wherein the authentication module is operative to determine that the user has efficiently completed a task. 7. The system of claim 1 wherein the authentication module is operative to determine that the user has driven a truck. 8. The system of claim 1 wherein the authentication module is operative to determine that the user has loaded a truck. 9. The system of claim 1 further comprising a host system operative to decide the user should be paid for performing the activity and to pay the user. 10. A method comprising: sensing a plurality of biometric information of a user;transmitting the biometric information from wearable bands worn by the user to a mobile device;receiving the transmitted information in the mobile device;determining an activity associated with the information;providing a signal indicative of an authentication that the activity has been performed by the user to a workflow program running on the mobile device; andpaying the user for work performed based on the signal. 11. The method of claim 10 wherein determining an activity associated with the information includes: aggregating the information; andcomparing the aggregated information to a database of activities. 12. The method of claim 11 wherein determining an activity associated with the information further includes finding a best match between the aggregated information and stored patterns of information each associated with an activity in the da... | PEXS LLC | A63F013/73 A61B005/00 A63F013/212 A63F013/211 A63F013/31 A63F013/92
US10064595 | B2 | 2018-09-04 | System for coregistration of optical coherence tomography and angiographic X-ray image data | 2013-04-04 | A system comprises a catheter including a lens, for acquiring optical coherence tomography images within the vessel of interest as the catheter is being retracted from the vessel in the presence of contrast agent. An X-ray imaging system interface receives a first set of X-ray images of an anatomical region including the vessel of interest containing the catheter. The first set of X-ray images are acquired at points corresponding to the particular points within a heart cycle, while the catheter is stationary in the vessel, in response to a heart electrical activity representative signal and in the absence of contrast agent. An image data processor associates the received X-ray images and corresponding optical coherence tomography image data derived at corresponding time points within respective acquisition heart cycles. | 1. A system comprising: a catheter including a lens, for acquiring a plurality of optical coherence tomography images within a vessel of interest as said catheter is being retracted through said vessel in the presence of contrast agent during a first pullback;an X-ray imaging system for acquiring a first plurality of X-ray images of said vessel of interest containing said catheter, as said catheter is being retracted through said vessel in the presence of contrast agent and during acquisition of the plurality of optical coherence tomography images, and for acquiring a second plurality of X-ray images of said vessel of interest containing said catheter, as said catheter is being retracted through said vessel in the absence of contrast agent during a second pullback, wherein the second pullback occurs after the first pullback to retrace a path of the catheter during the first pullback;a system and imaging control unit for moving said catheter more slowly during acquisition of the second plurality of X-ray images than during acquisition of the first plurality of X-ray images to acquire the catheter position; andan image data processor for: selecting X-ray images from the first plurality of X-ray images, indicating catheter shape by selecting X-ray images representative of a peak contrast agent concentration;tracking, from the first plurality of X-ray images, the vessel of interest with the catheter shape as indicated in the selected X-ray images;determining, for each of the second plurality of X-ray images, a location of the catheter by the tip of the catheter within said vessel;identifying one of the plurality of optical coherence tomography images as corresponding to the determined location of the catheter; andgenerating a composite image including the determined location of the catheter within the first plurality of X-ray images. 2. A system according to claim 1, wherein the plurality of said optical coherence tomography images, the first plurality of X-ray images, and the second plurality of X-ray images are acquired at R-wave peaks. 3. A system according to claim 1, wherein said image data processor generates a signal indicating completion of acquisition of said plurality of X-ray images of said vessel of interest containing said catheter, as said catheter is being retracted through said vessel in the absence of contrast agent, for use in at least one of, (a) initiating automatic injection of contrast agent into a patient and (b) prompting a user to initiate automatic injection of contrast agent into a patient. 4. A system according to claim 1, wherein said image data processor identifies a second one of the plurality of optical coherence tomography images as corresponding to a second determined location of the catheter. 5. A system according to claim 4 wherein said image data processor generates a composite image including the determined location and the second determined location of the catheter within one of the first plurality of X-ray ... | Siemens Healthcare GmbH | A61B005/05 A61B006/00 A61B005/00 A61B006/12 A61M005/00 A61B005/0452
US10092211 | B2 | 2018-10-09 | Electrode sensor and use of electrode sensor as EIT electrode | 2011-07-14 | Electrode sensor comprising an array of spaced apart individual contact elements (27′, 41), and an interface structure (30, 35) for forming contact between said contact elements and the skin; said interface structure comprising an interface layer of an essentially electrically insulating or poorly electrically conducting material (20′, 29, 37) defining a skin (31) contact surface on one side and an array contact surface on the other side of the interface layer, a first pattern of an electrically conducting material on the array contact surface, a second pattern of an electrically conducting material on the skin contact surface, and electrical pathways (21′, 39) connecting the first pattern with the second pattern; whereas, the first pattern comprises pattern elements, each individual contact element (27′, 41) comprises a contacting surface area large enough to cover several pattern elements of said first pattern when contacting the array contact surface of the interface structure, and by contacting distinct sections of the first pattern with said individual contact elements, groups of electrical pathways establish contact further with distinct sections of the second pattern, so that an individual contact element (27′, 41) defines an individual effective electrode on the skin contact surface. Method of manufacturing said electrode sensor, comprising the steps of: providing said interface structure, creating a first pattern of an electrically conducting material on its array contact surface, a second pattern of an electrically conducting material on its skin contact surface, electrically conducting pathways connecting the first pattern with the second pattern, and contacting sections of the electrically conducting first pattern with an array of spaced apart contact elements. | 1. An electrical impedance tomography imaging system, comprising: a processor configured to perform electrical impedance tomography imaging;an electrode sensor electrically coupled to the processor, the electrode sensor comprising: an array of a plurality of spaced apart contact elements;a carrier in the shape of an elongate strip configured for forming contact between the contact elements and skin of a patient,wherein the carrier comprises an electrically insulating or poorly electrically conducting material, defining a skin contact surface and defining an array contact surface, the skin contact surface and the array contact surface positioned in different planes; anda plurality of electrically conductive lines on the carrier, the plurality of electrically conductive lines forming a pattern of mutually electrically isolated and substantially parallel conductive lines extending across the skin contact surface of the carrier and leading to the array contact surface of the carrier, and the electrically conductive lines being arranged in essentially orthogonal direction to the longitudinal extension of the carrier;wherein the spaced apart contact elements of the array are spread along the longitudinal extension of the carrier,wherein each contact element comprises a surface area large enough to cover and make electrical contact with a set of at least one but less than all electrically conductive lines when contacting the array contact surface of the carrier, with each contact element being electrically connected to a different set of electrically conductive lines; andwherein each contact element and respective set of electrically conductive lines in contact therewith form an individual effective and electrically isolated electrode on the skin contact surface that is electrically isolated from others of the plurality of electrically conductive lines and the plurality of contact elements, respectively. 2. A method of electrical impedance tomography imaging, comprising: utilizing a processor configured to perform electrical impedance tomography imaging; andcoupling an electrode sensor to the processor for one of medical monitoring or measuring an electrical field on a living being, the electrode sensor comprising: an array of a plurality of spaced apart contact elements;a carrier in the shape of an elongate strip, the carrier configured for forming contact between the plurality of contact elements and skin of a patient, the carrier comprised of an electrically insulating or poorly electrically conducting material defining a skin contact surface and an array contact surface, the skin contact surface and the array contact surface each positioned on opposite sides of the carrier from one another;plurality of mutually electrically isolated and substantially parallel conductive lines, said parallel conductive lines extending across the skin contact surface, leading to the array contact surface and being arranged in essentially orthogonal direction to the l... | SWISSTOM AG | A61B005/04 A61B005/05 A61B005/053 A61B005/00 H01R043/16 A61B005/0408
US10076301 | B2 | 2018-09-18 | Devices, systems, and methods for assessment of vessels | 2013-12-30 | Devices, systems, and methods for visually depicting a vessel and evaluating treatment options are disclosed. A method of evaluating a vessel of a patient, comprises: obtaining intravascular data from an intravascular instrument positioned within a vessel of a patient while the intravascular instrument is moved longitudinally through the vessel from a first position to a second position; obtaining an angiographic image of the vessel while the intravascular instrument is moved longitudinally through the vessel; correlating the intravascular data from the intravascular instrument to locations on the angiographic image; and outputting an enhanced angiographic image of the vessel on a display, the enhanced angiographic image including the angiographic image overlaid with visualizations representing the intravascular data at the correlated locations. Corresponding systems are also provided. | 1. A method of evaluating a vessel of a patient, comprising: obtaining distal intravascular pressure data from a first intravascular pressure-sensing instrument positioned within a vessel of a patient while the first intravascular pressure-sensing instrument is moved longitudinally through the vessel from a first position to a second position, the first intravascular pressure-sensing instrument including a radiopaque element;obtaining proximal intravascular pressure data from a second intravascular pressure-sensing instrument positioned within the patient while the first intravascular pressure-sensing instrument is moved longitudinally through the vessel and the second intravascular pressure-sensing instrument is maintained in a fixed location within the vessel;obtaining an angiographic image of the vessel while the first intravascular pressure-sensing instrument is moved longitudinally through the vessel, wherein the angiographic image comprises the radiopaque element at corresponding locations within the vessel while the first intravascular pressure-sensing instrument is moved longitudinally through the vessel;correlating, for each heartbeat cycle of the patient, the distal intravascular pressure data from the first intravascular pressure-sensing instrument to a particular location of the vessel on the angiographic image based on the location of the radiopaque element within the vessel in the angiographic image;calculating, for each heartbeat cycle of the patient, a pressure ratio of the obtained distal intravascular pressure data to the obtained proximal intravascular pressure data at the correlated location for each heartbeat cycle, wherein the pressure ratio is calculated using the distal intravascular pressure data and the proximal intravascular pressure data obtained during a diagnostic window that encompasses only a portion of each heartbeat cycle of the patient;storing, in a memory, the calculated pressure ratio for each heartbeat cycle with the correlated location for the heartbeat cycle; andoutputting an enhanced angiographic image of the vessel on a display, the enhanced angiographic image including the angiographic image overlaid with visualizations representing: an indicator showing the correlated location along the vessel; andthe pressure ratio of the obtained distal intravascular pressure data to the obtained proximal intravascular pressure data at the correlated location for each heartbeat cycle,wherein the visualizations include a numerical value of the pressure ratio adjacent to the indicator of the correlated location for each heartbeat cycle on the angiographic image. 2. The method of claim 1, wherein the first position is distal of at least one stenosis of the vessel. 3. The method of claim 2, wherein the second position is proximal of the at least one stenosis of the vessel such that moving the second instrument longitudinally through the vessel comprises a pullback. 4. The method of claim 1, further comprising obtaining... | VOLCANO CORPORATION | A61B006/00 A61B005/00 A61B005/0215 A61B008/12 A61B008/08 A61B008/00 A61B005/02 A61B005/027 A61B005/026
US10086140 | B2 | 2018-10-02 | Venting safety closure | 2012-06-08 | A closure for use with a specimen collection container is disclosed. The closure includes a base portion having a first end adapted for engagement with an open end of the specimen collection container, and a second end adapted for receiving a portion of a syringe assembly therein. The closure also includes a luer fitting connected to the base portion and having at least one channel for venting an interior of the specimen collection container to atmosphere during introduction of a fluid specimen from the syringe assembly into the specimen collection container. The closure further includes a shielding portion connected to the base portion and adapted to transition from an open position in which fluid communication is established between the first end and the second end through the luer fitting, to a closed position in which the luer fitting is fully shielded by the shielding portion. | 1. A closure for use with a specimen collection container, comprising: a base portion having a first end adapted for engagement with an open end of the specimen collection container, and a second end adapted for receiving a portion of a syringe assembly, the first end adapted for insertion within the open end of the specimen collection container, the base portion defining a permanent opening extending therethrough;a luer fitting connected to the base portion;at least one channel disposed about an outer circumference of the luer fitting, the at least one channel for venting an interior of the specimen collection container to atmosphere during introduction of a fluid specimen from the syringe assembly into the specimen collection container; anda shielding portion connected to the base portion and adapted to transition from an open position in which fluid communication is established between the first end and the second end through the luer fitting, to a closed position in which the luer fitting is fully shielded by the shielding portion,wherein the at least one channel is an external vent disposed entirely outside the outer circumference of the luer fitting to allow for venting the interior of the specimen collection container to atmosphere during introduction of the fluid specimen from the syringe assembly into the specimen collection container, andwherein the first end further comprises at least one deflectable rib for forming a push-fit and substantially fluid-tight seal with an inner sidewall of the specimen collection container when the first end is inserted within the open end of the specimen collection container and an upper seal portion that contacts and extends at least partially over the open end of the specimen collection container. 2. The closure of claim 1, wherein the luer fitting comprises a tapered surface for receiving a corresponding tapered surface of the syringe assembly therein. 3. The closure of claim 1, wherein the at least one channel comprises a plurality of channels disposed about the luer fitting to allow for venting the interior of the specimen collection container to atmosphere during introduction of the fluid specimen from the syringe assembly into the specimen collection container, wherein each of the plurality of channels provides a separate vent from the other channels directly connecting the interior of the container to atmosphere, and wherein each of the plurality of channels includes a hydrophobic material. 4. The closure of claim 1, wherein the at least one channel includes a hydrophobic material. 5. The closure of claim 1, wherein the at least one channel is angled with respect to a surface of the first end. 6. The closure of claim 1, wherein the shielding portion is connected to the base portion by a spring element. 7. The closure of claim 6, wherein the spring element is a living hinge. 8. The closure of claim 1, wherein the shielding portion further comprises a lock tab and the base portion further co... | Becton, Dickinson and Company | A61B005/00 A61M005/178 A61J001/20 A61J001/14
US10070790 | B2 | 2018-09-11 | Neuromechanical algometer | 2014-03-14 | Systems and methods for the diagnosis of chronic pain are disclosed. An algometer comprising a pressure sensor and electrode is disclosed. The algometer may be used to measure pressure applied by a clinician at a location on a patient's body, along with EMG signals emanating from the same location of the patient. Further, a pain trigger operable by the patient may be used in coordination with the algometer. Data from the algometer and pain trigger are transmitted to a computing device and display for rendering and analysis of patient data, leading to improved diagnosis. | 1. An apparatus for measuring responses from a patient, comprising: a housing comprising a proximal end, a distal end, and a bottom surface, the housing defining a first opening at the distal end of the housing and further defining a second opening along the proximal end of the housing shaped to receive a human finger within the housing, the housing configured to receive a human finger into the second opening defined by the housing such that the human finger is oriented towards the distal end of the housing to accommodate the human finger applying an amount of pressure to an anatomic site of the patient;a pressure sensor oriented within the first opening defined by the housing for measuring the amount of pressure applied to the anatomic site;a magnet oriented along the first opening of the housing; andan electrode magnetically engaged to the apparatus by the magnet, the electrode configured for measuring one or more electromyographic signals produced by muscle activation of the patient at the anatomic site in response to the applied pressure,wherein the electrode is configured such that when the electrode is magnetically engaged to the apparatus by the magnet, an outer edge of the electrode is flush with an outer edge of the first opening of the housing. 2. The apparatus of claim 1, further comprising a data acquisition module for processing data measured by at least one of the pressure sensor and the electrode. 3. The apparatus of claim 2, wherein the data acquisition module is configured to receive data from at least one of the pressure sensor and the electrode via wireless means. 4. The apparatus of claim 2, wherein the data acquisition module is configured to transmit data to a computing device via wireless means. 5. The apparatus of claim 1, further comprising: a pain trigger having a state that is configurable by a patient in order to indicate the amount of pain the patient experiences in response to pressure applied to the anatomic site. 6. The apparatus of claim 5, wherein the pain trigger is configured to send continuous signals reflecting the state of the pain trigger. 7. The apparatus of claim 6, further comprising a computing device for receiving and processing data transmitted from the pressure sensor, electrode, and pain trigger. 8. The apparatus of claim 7, further comprising a computer display for displaying the results of data transmitted from the pressure sensor, electrode, and pain trigger processed by the computing device. 9. The apparatus of claim 2, wherein the apparatus further comprises an electrode isolation circuit comprising a double ground for measuring one or more electromyographic signals produced by muscle activation of the patient at the anatomic site. 10. The apparatus of claim 9, wherein the electrode isolation circuit comprises a first ground wire and a second ground wire,wherein each of the first ground wire and the second ground wire is configured to be connected to a bony landmark of the patient to g... | Rehabilitation Institute of Chicago | A61B019/00 A61B005/00 A61B005/0492
US10068333 | B2 | 2018-09-04 | Systems and methods for identifying body joint locations based on sensor data analysis | 2017-03-22 | Systems and methods for identifying body joint location includes obtaining skeletal data, depth data and red, green, and blue (RGB) data pertaining to a user, obtaining, using input data, an estimate of body joint locations (BJLs) and body segment lengths (BSLs), iteratively identifying, based on the depth data and RGB data, probable correct BJLs in a bounded neighborhood around BJLs that are previously obtained, comparing a body segment length associated with the probable correct BJLs and a reference length, identifying candidate BJLs based on comparison, determining a physical orientation of each body segment by segmenting three dimensional (3D) coordinates of each body segment based on the depth data and performing an analysis on each segmented 3D coordinate. A corrected BJL is identified based on a minimal deviation in direction from the physical orientation of a corresponding body segment along with a feature descriptor of the RGB data and depth data. | 1. A processor implemented method comprising: obtaining, by one or more hardware processors, one or more input data comprising skeletal data, depth data and red, green, and blue (RGB) data pertaining to at least one user at one or more time stamps, wherein said one or more input data comprises three dimensional (3D) coordinates pertaining to one or more skeleton joints;estimating, using said one or more input data, by said one or more hardware processors, in a first set of frames, one or more body joint locations and a body segment length of one or more body segments connected to corresponding skeleton joints to obtain (i) an estimate of one or more body joint locations and (ii) an estimate of one or more body segment lengths;iteratively identifying, by said one or more hardware processors, one or more probable correct body joint locations in a bounded neighborhood around said one or more body joint locations that are previously obtained, wherein said one or more probable correct body joint locations are iteratively identified based on said depth data and said RGB data;performing, by said one or more hardware processors, a comparison of (i) a body segment length associated with each of said one or more probable correct body joint locations and (ii) a reference length;identifying, by said one or more hardware processors, at least a subset of said one or more probable correct body joint locations as one or more candidate body joint locations based on said comparison;determining a physical orientation of each body segment pertaining to each of said one or more candidate body joint locations by segmenting one or more 3D coordinates of each body segment based on said depth data and performing an analysis on each segmented 3D coordinate; andidentifying, from said one or more candidate body joint locations, a body joint location based on a minimal deviation in direction from said physical orientation of a corresponding body segment along with a feature descriptor of said RGB data and said depth data, wherein said minimal deviation is based on said depth data, and wherein said minimal deviation is based on one or more actions performed by said user. 2. The processor implemented method of claim 1, wherein identifying, by said one or more hardware processors, at least a subset of said one or more probable correct body joint locations as one or more candidate body joint locations is based on said comparison resulting in a minimal body segment length variation. 3. The processor implemented method of claim 1, wherein a search region is defined for identifying said one or more probable correct body joint locations using a radius equivalent to a displacement of a corresponding skeleton joint. 4. The processor implemented method of claim 1, wherein said estimate of said one or more body segment lengths is based on a Euclidean distance between adjacent skeleton joints. 5. The processor implemented method of claim 1, wherein said reference length is derived ba... | Tata Consultancy Services Limited | G06T007/00 G06T007/143 G06T007/593 G06T007/70 A61B005/00 A61B005/11 G06T007/73
US10101421 | B2 | 2018-10-16 | Magnetic resonance apparatus, and method and control device therefor | 2014-08-07 | In a method to control a magnetic resonance apparatus, a control device, a magnetic resonance apparatus, and an electronically readable data storage medium, a reduction and/or limitation and/or monitoring of the noise volume of the magnetic resonance apparatus is enabled by a noise volume-reduced operating mode of the magnetic resonance apparatus being activated depending on at least one predeterminable event. | 1. A method to operate a magnetic resonance (MR) apparatus having an MR data acquisition unit comprising gradient coils, said method comprising: in a control computer, generating control signals and supplying said control signals to said MR data acquisition unit in order to operate said MR data acquisition unit so as to execute an MR data acquisition procedure, said control signals including signals that cause switching of currents in said gradient coils that produces a level of audible noise during said data acquisition procedure;upon detection of a predetermined event by said control computer during said data acquisition procedure, changing operation of said MR data acquisition unit from said control computer into a noise volume-reduced operating mode by altering at least one of said control signals generated in said control computer in a manner that reduces said level of audible noise, and supplying said at least one altered control signal from said control computer to said MR data acquisition unit; andat said control unit, making a plurality of operating protocols available for selection of a user, to operate said data acquisition unit with a selected one of said protocols, each of said protocols causing control signals respectively associated therewith to be provided from said control unit to said data acquisition unit, and comprising altering said control signals by, in said control unit, automatically preventing selection or execution of at least one of said protocols upon detection of said at least one predetermined event. 2. A method as claimed in claim 1 comprising detecting said predetermined event by monitoring said level of audible noise of said data acquisition unit with a noise volume measurement device in said data acquisition unit, and providing a noise volume measurement signal, representing said level of audible noise of said data acquisition unit, from said noise volume measurement device to said control unit. 3. A method as claimed in claim 1 comprising storing said protocols in a memory accessible by said control unit. 4. A method as claimed in claim 3 comprising storing said protocols in said memory with a designation associated with each protocol that designates the respective protocol with regard to acceptability for use in said noise volume-reduced operating mode. 5. A method as claimed in claim 1 comprising detecting a selection or start of an imaging sequence, or selection of an imaging protocol, as said at least one predetermined event. 6. A method as claimed in claim 1 wherein said control unit comprises a user interface, and comprising detecting said at least one predetermined event as operation of said interface by a user. 7. A method as claimed in claim 1 wherein said control unit is in communication with a display unit, and comprising displaying an indication, from said control unit, at said display unit indicating an activated state of said noise volume-reduced operating mode. 8. A control computer for op... | Siemens Aktiengesellschaft | G01R033/385 G01R033/28 G01R033/38 G01R033/54 A61B005/055
US10093918 | B2 | 2018-10-09 | Sample collection and analysis devices | 2015-06-03 | Devices and methods for collecting, processing, and analyzing a sample. A sample collection module is configured for collecting, mixing diluting, and filtering a sample for analysis. A reaction cartridge is configured for processing a sample, mixing it with dried reagents, and conducting a chemical reaction for detecting target analytes. | 1. A reaction cartridge comprising: a pressurizable first chamber;a first pressure actuator in fluid communication with the first chamber;a first valve in fluid communication with the first chamber;a second valve in fluid communication with the first valve;a reversibly pressurizable second chamber in fluid communication with the first valve and the second valve;a second pressure actuator in fluid communication with the second chamber;a reversibly pressurizable third chamber in fluid communication with the second valve;a third pressure actuator in fluid communication with the third chamber;a third valve in fluid communication with the second valve and the third chamber; anda fourth chamber in fluid communication with the third valve, wherein: pressurizing the first chamber through the first pressure actuator with the first valve open and with the second valve closed moves liquid from the first chamber to the second chamber;pressurizing the second chamber through the second pressure actuator with the second valve open and with the first valve and the third valve closed moves liquid from the second chamber to the third chamber;pressurizing the third chamber through the third pressure actuator with the second valve open and with the first valve and the third valve closed moves liquid from the third chamber to the second chamber; andpressurizing the third chamber through the third pressure actuator with the second valve closed and the third valve open moves liquid from the third chamber to the fourth chamber. 2. The reaction cartridge of claim 1 wherein a valve selected from the group consisting of the first valve, the second valve, and the third valve is a pneumatically controlled valve. 3. The reaction cartridge of claim 1 wherein the second chamber comprises a dried component selected from the group consisting of a detergent, a reducing agent, and a cell-wall lysis enzyme. 4. The reaction cartridge of claim 1 wherein at least one of the third chamber and the fourth chamber comprises a dried DNA polymerase. 5. The reaction cartridge of claim 1 wherein the fourth chamber comprises a dried component selected from the group consisting of a primer and a DNA detection reagent. 6. The reaction cartridge of claim 1 wherein the fourth chamber comprises multiple fourth chambers. 7. The reaction cartridge of claim 1 wherein the fourth chamber comprises multiple fourth chambers wherein at least one of the fourth chambers comprises a primer not included in another of the fourth chambers. 8. A method of detecting an analyte in a sample with the reaction cartridge of claim 1 comprising: introducing the sample in the first chamber;pressurizing the first chamber through the first pressure actuator with the first valve open and with the second valve closed to transfer the sample to the second chamber wherein the sample undergoes a first change in composition or constitution;pressurizing the second chamber through the second pressure actuator with the second v... | LUCIGEN CORPORATION | B01L003/00 C12N015/10 A61B010/00 A61B010/02 A61B005/157 C12Q001/6806 B01L007/00 G01N001/38
US10092242 | B2 | 2018-10-09 | Bed with user occupancy tracking | 2016-01-05 | If a user enters a bed, a sensor in the pump of the bed can detect the user's presence in the bed. | 1. A method performed by data processing apparatuses, the method comprising: determining, by a computing device, that a mattress is unoccupied;receiving, from a mattress pump and at a computing device, a stream of pump pressure readings, the pump pressure readings recording the air pressure of the mattress;identifying, by the computing device, an increase in pump pressure readings within a time window;after identifying the increase in pump pressure readings within the time window and for each received pump pressure readings, until the computing device determines that a difference is significant compared to a threshold value: calculating, by the computing device, a trailing average pressure that represents an average of N most recent pump pressure readings in the stream of pump pressure readings; anddetermining, by the computing device, the difference between the pump pressure reading and the trailing average pressure; andresponsive to the computing device determining that the difference is significant compared to the threshold value, engaging a peripheral device comprising engaging the peripheral device in a way that physically alters an environment around the mattress. 2. The method of claim 1, wherein responsive to the computing device determining that the difference is significant compared to the threshold value, performing one of the group consisting of: issuing a presence event, storing a value in computer readable memory, and engaging a peripheral device comprises: determining that the mattress is occupied for a threshold period of time. 3. The method of claim 1, wherein responsive to the computing device determining that the difference is significant compared to the threshold value, performing one of the group consisting of: issuing a presence event, storing a value in computer readable memory, and engaging a peripheral device comprises: determining that the time of day is within a particular window of time. 4. The method of claim 3, wherein the particular window of time is determined from historical data. 5. The method of claim 1, wherein responsive to the computing device determining that the difference is significant compared to the threshold value, performing one of the group consisting of: issuing a presence event, storing a value in computer readable memory, and engaging a peripheral device comprises: determining that the user is asleep on the mattress. 6. The method of claim 1, further comprising: identifying, based on the stream of pump pressure readings, a supplemental indication of presence in the bed; andwherein, responsive to the computing device determining that the test value is greater than the threshold value, performing one of the group consisting of: issuing a presence event, storing a value in computer readable memory, and engaging a peripheral device further comprises: combining the supplemental indication of presence in the bed with the determining that the difference is significant compared to the threshold value... | Sleep Number Corporation | A61B005/00 F04D027/00 G05B015/02 A47C027/08 F04D015/00
US10107776 | B1 | 2018-10-23 | Glucose-sensing device with maltose blocking layer | 2017-12-15 | This disclosure relates to a nanoporous composition including a number of clusters of nanoparticles dispersed in a liquid, a nanoporous layer formed of the nanoporous composition, a glucose-oxidation electrode including the nanoporous layer, and a glucose-sensing device and system including the glucose-oxidation electrode. This disclosure also relates to a method of making the nanoporous composition, the nanoporous layer, the glucose-oxidation electrode and the glucose-sensing device and system. Further, this disclosure also relates to devices, systems and methods for continuous glucose monitoring (CGM) and blood glucose monitoring (BGM). | 1. A glucose-sensing electrode comprising: a substrate;a nanoporous metal layer formed over the substrate and capable of oxidizing both glucose and maltose without an enzyme specific to glucose or maltose in the glucose-sensing electrode; anda maltose-blocking layer formed over the nanoporous metal layer,wherein the maltose-blocking layer has porosity that permits glucose to pass therethrough and inhibits maltose from passing therethrough toward the nanoporous metal layer such that electric current caused by oxidation of glucose alone in the nanoporous metal layer is higher than 10 nA/mMcm2 and further such that electric current caused by oxidation of maltose alone in the nanoporous metal layer is lower than 5 nA/mMcm2 when a bias voltage of 0.2-0.45 V is applied to the nanoporous metal layer relative to a reference electrode and when the maltose-blocking layer contacts liquid containing glucose in a concentration of 4-20 mM and maltose in a concentration of 4-20 mM, wherein the nanoporous metal layer comprises a deposit of irregularly shaped bodies that are formed of numerous nanoparticles having a generally oval or spherical shape with a length ranging between about 2 nm and about 5 nm,wherein adjacent ones of the irregularly shaped bodies abut one another while forming unoccupied spaces between non-abutting surfaces or portions of the adjacent ones of the irregularly shaped bodies,wherein abutments between adjacent ones of the irregularly shaped bodies connect the adjacent ones with one another, which continues to other ones of the irregularly shaped bodies to form a three-dimensional interconnected network of irregularly shaped bodies,wherein the unoccupied spaces between non-abutting surfaces or portions of the adjacent ones of the irregularly shaped bodies are irregularly shaped and connect with other unoccupied spaces formed by other ones of the irregularly shaped bodies,wherein connections between the unoccupied spaces form a three-dimensional interconnected network of irregularly shaped spaces that is geometrically complementary to and outside the three-dimensional interconnected network of irregularly shaped bodies inside the nanoporous metal layer,wherein, inside the three-dimensional interconnected network of irregularly shaped bodies, at least part of the nanoparticles are adjacent to each other without an intervening nanoparticle therebetween and apart from each other to define interparticular nanopores therebetween,whereby the nanoporous metal layer comprises the interparticular nanopores inside the three-dimensional interconnected network of irregularly shaped bodies and further comprises the three-dimensional interconnected network of irregularly shaped spaces outside the three-dimensional interconnected network of irregularly shaped bodies,wherein at least part of the interparticular nanopores inside the three-dimensional interconnected network of irregularly shaped bodies are in a size ranging between about 0.5 nm and about 3 n... | UXN Co., Ltd. | A61B005/05 G01N027/327 A61B005/145 G01N027/416 G01N033/66 A61B005/1486
US10069013 | B2 | 2018-09-04 | Amplifiers including tunable tunnel field effect transistor pseudo resistors and related devices | 2016-11-22 | Neural signal amplifiers include an operational amplifier and a feedback network coupled between an output and an input thereof. The feedback network includes a tunnel field effect transistor (“TFET”) pseudo resistor that exhibits bi-directional conductivity. A drain region of the TFET may be electrically connected to the gate electrode thereof to provide a bi-directional resistor having good symmetry in terms of resistance as a function of voltage polarity. | 1. A tunnel field effect transistor (“TFET”) pseudo resistor comprising: a source region having a first conductivity type;a drain region having a second conductivity type that is different from the first conductivity type;a channel region having the first conductivity type between the source region and the drain region;a lightly-doped region between the source region and the channel region;a source pocket region having the second conductivity type between the lightly-doped region and the channel region;a gate electrode on the channel region; andan electrical connection between the drain region and the gate electrode. 2. The TFET pseudo resistor of claim 1, wherein the lightly-doped region has a first dopant concentration that is at least two orders of magnitude less than a second doping concentration of the source region and at least two orders of magnitude less than a third doping concentration of the source pocket region. 3. The TFET pseudo resistor of claim 2, wherein the lightly-doped region extends further into a semiconductor substrate from a top surface of the semiconductor substrate than does the source region. 4. The TFET pseudo resistor of claim 3, wherein the source region forms a first homojunction with the lightly-doped region, and wherein the lightly-doped region forms a heterojunction with the source pocket region. 5. A tunnel field effect transistor (“TFET”) pseudo resistor comprising: a source region having a first conductivity type;a drain region having a second conductivity type that is different from the first conductivity type;a channel region having the first conductivity type between the source region and the drain region;a source pocket region having the second conductivity type between the source region and the channel region;a lightly-doped region between the source region and the source pocket region; anda gate electrode on the channel region,wherein the TFET pseudo resistor is configured to exhibit generally symmetric bi-directional conductivity. 6. The TFET pseudo resistor of claim 5, included in an implantable signal amplifier for use in medical or bioelectrical applications. 7. The TFET pseudo resistor of claim 5, wherein the lightly-doped region has a first dopant concentration that is at least two orders of magnitude less than a second doping concentration of the source region and at least two orders of magnitude less than a third doping concentration of the source pocket region. 8. The TFET pseudo resistor of claim 7, wherein the lightly-doped region extends further into a semiconductor substrate from a top surface of the semiconductor substrate than does both the source region and the source pocket region. 9. The TFET pseudo resistor of claim 8, wherein the source region forms a first homojunction with the lightly-doped region, and wherein the lightly-doped region forms a heterojunction with the source pocket region. 10. A tunnel field effect transistor (“TFET”) pseudo resistor comprising: a source regi... | Samsung Electronics Co., Ltd. | H03F003/187 H01L029/786 H03F001/02 H03F003/45 A61B005/0482 H01L029/66 H01L029/78 H01L029/739 H01L029/165
US10073948 | B2 | 2018-09-11 | Medical data management system and process | 2014-03-14 | Systems and processes for managing data relating to one or more medical or biological conditions of a plurality of subjects (such as patients) over a wide area network, such as the Internet, may be employed for diabetes subjects or subjects with other medical conditions requiring monitoring and/or treatment over time. Such systems and processes provide various functions for several types of users, including patients or subject-users, healthcare provider-users and payor entity-users and combinations thereof, which allow for improved treatment and medical data management of individual subjects and groups of subjects and which allow collection and analysis of aggregate data from many subject sources, for improving overall healthcare practices of providers and subjects (e.g., patients). | 1. A system for managing medical data on a communication network, the system comprising at least one server connectable for communication on the communication network with at least one healthcare provider computer, at least one computer of an authorized payor entity, and computers of other users, the at least one server being configured for: receiving payment request information from the at least one healthcare provider computer, the payment request information being associated with a medical treatment of a first subject by a healthcare provider;storing the received payment request information having individual identifiers that identify the first subject in a first storage area of one or more databases, storing medical data having individual identifiers for each of the first subject and a second subject in the first storage area, and storing medical data that is free of individual identifiers for each of the first subject and the second subject in a second storage area of the one or more databases, the medical data being associated with the medical treatment of each of the first subject and the second subject by the at least one healthcare provider;providing access to stored payment request information in the first storage area for the authorized payor entity, but not for other users on the communication network;providing access to the stored medical data in the first storage area corresponding to the first subject for the authorized payor entity, but not the stored medical data in the first storage area corresponding to the second subject; andproviding access to the stored medical data corresponding to each of the first and second subjects without the individual identifiers in the second storage area for the authorized payor entity and the other users on the communication network. 2. A system as recited in claim 1, the at least one server being further configured for inhibiting access to stored medical data in the first storage area by other users that are not the authorized payor entity. 3. A system as recited in claim 1, wherein individual identifiers comprise at least one of a subjects name, a subject's address and a subject's work-place. 4. A system as recited in claim 1, the at least one server being further configured for sending a message to the at least one computer of the authorized payor entity, upon receiving the payment request information from the at least one healthcare provider computer, the message indicating that payment request information has been received. 5. A system as recited in claim 4, the at least one server being further configured for receiving a confirmation from the healthcare provider to send the payment request to the authorized payor entity, and sending a message to the at least one computer of the authorized payor entity, in response to receiving the confirmation. 6. A system as recited in claim 1, the at least one server being further configured for receiving the medical data from at least one subject supp... | MEDTRONIC MINIMED, INC. | G06F019/00 A61M005/172 G06Q050/22 G16H010/60 G16H015/00 A61B005/00 A61B005/145 G16H050/70 G16H050/20
US10085650 | B2 | 2018-10-02 | Measurement device, measurement method, and recording medium storing a measurement program | 2012-10-22 | A measurement device includes a detection device to detect a pulse wave signal at a first measurement location in a vascular pathway from the heart of a measurement subject to an area where an arterial aneurysm is predicted to occur and a pulse wave signal at a second measurement location in a vascular pathway from the heart of the measurement subject to an area that is different from the area where an arterial aneurysm is predicted to occur, a comparison device to calculate a comparison result by comparing frequency characteristics between the pulse wave signals, and a determination device to determine at least one of the presence/absence and size of an arterial aneurysm based on a predetermined characteristic amount for a frequency contained in the comparison result. | 1. A measurement device comprising: a first pressure cuff comprising a first cuff pressure sensor configured to detect transmitted pressure, as a first pulse wave signal, at a first measurement location in a first vascular pathway connecting the heart of a measurement subject to an area where an abdominal arterial aneurysm is predicted to occur;a second pressure cuff comprising a second cuff pressure sensor configured to detect transmitted pressure, as a second pulse wave signal, at a second measurement location in a second vascular pathway connecting the heart of the measurement subject to an area that is different from the area where the abdominal arterial aneurysm is predicted to occur;a display; andat least one processor configured to: receive, from the first pressure cuff, the first pulse wave signal on the basis of a first pressure sensor detection result;receive, from the second pressure cuff, the second pulse wave signal on the basis of a second pressure sensor detection result, the first pulse wave signal and the second pulse wave signal being detected by measuring voltage changes that arise due to changes in an impedance when a constant current is applied to the first measurement location where the first pressure cuff is located and the second measurement location where the second pressure cuff is located, respectively;transform the received first pulse wave signal and the received second pulse wave signal into first phase characteristics, and second phase characteristics, respectively, which include frequency-domain information covering different frequencies; compare the first phase characteristics with the second phase characteristics;produce phase difference characteristics therebetween in each frequency of the different frequencies;calculate a regression line based on the phase difference characteristics;determine a degree of variation of the phase difference characteristics for each frequency from the regression line;compare the degree of variation with a predetermined threshold; andcontrol the display to display: when the degree of variation is greater than the predetermined threshold, an indication of a possibility of presence of abdominal arterial aneurysm; andwhen the degree of variation is less than the predetermined threshold, an indication that presence of abdominal arterial aneurysm is low. 2. The measurement device according to claim 1, wherein the at least one processor is further configured to: determine the degree of variation based on an area between the regression line and the phase difference characteristics. 3. The measurement device according to claim 1, wherein the at least one processor is further configured to: determine the degree of variation based on a shift amount of the phase difference characteristics from the regression line. 4. A measurement method comprising: receiving, by at least one processor from a first pressure cuff comprising a first pressure sensor configured to detect transmitted pressure, a... | OMRON HEALTHCARE CO., LTD. | A61B005/02 A61B005/021 A61B005/022 A61B005/024 A61B005/00
US10068330 | B2 | 2018-09-04 | Automatic segmentation of breast tissue in a thermographic image | 2016-02-26 | What is disclosed is a system and method for automatically segmenting a breast from surrounding tissue in a thermal image. A thermal image of at least one breast of the patient is received. The thermal image is then analyzed to identify a set of N points around the breast, a contour of an outline of the body, and isotherms of the axilla and infra-mammary fold. Thereafter, the points are connected together to form a N-sided irregular polygon which segments the breast from surrounding tissue. Each of the points is a vertex of the polygon and comprises a draggable object which enables a user to selectively manipulate a shape of the polygon. A user can add/delete vertices from the polygon as desired. The area of the image encompassed by the polygon is communicated to a breast cancer screening algorithm performing automated or semi-automated screening. | 1. A method for segmenting a breast from surrounding tissue in a thermographic image for breast cancer screening, the method comprising: receiving a thermal image of an upper body of a person, which represents temperature distribution on a breast area of the person as pixels in the thermal image with a highest temperature value being displayed in a first color and pixels with a lowest temperature value being displayed in a second color, pixels with temperature values between the lowest and highest temperature values being displayed in gradations of color between the first and second colors, wherein the thermal image is captured by a thermal imaging camera, the thermal imaging camera comprising: an array of sensors that converts infrared energy into electrical signals on a per-pixel basis;a lens that focuses the infrared energy from the person's breast onto the array of sensors, wherein the array of sensors detects temperature values from the person's breast; anda specialized processor that processes the detected temperature values into at least one block of pixels to generate the thermal image;analyzing, using an image processing technique, the thermal image to identify a plurality of points PN, where N≥5, in the thermal image surrounding the breast area, wherein the analyzing of the thermal image comprises determining a view angle of the thermal image,determining a contour of an outline of an edge of the breast area of the person;determining an upper boundary and a lower boundary of an isotherm of the breast;determining a lower boundary of an isotherm of axilla of the person; anddetermining an upper boundary of an isotherm of infra-mammary fold of the person;generating a N-sided polygon by connecting the points together to segment the breast from surrounding tissue in the thermal image; andtransforming the thermal image into a segmented thermal image by overlaying the N-sided polygon onto the thermal image, wherein the segmented thermal image is configured for analysis using a breast cancer screening algorithm for screening the breast cancer. 2. The method of claim 1, wherein identifying points comprises: identifying points which lie along the contour of the outline of the edge of the breast area of the person;identifying points which lie between the lower boundary of the isotherm of the axilla and the upper boundary of the isotherm of the breast; andidentifying points which lie between the lower boundary of the isotherm of the breast and the upper boundary of the isotherm of the inframammary fold. 3. The method of claim 1, wherein each of vertices of the polygon comprise draggable objects, further comprising a user to selectively manipulating a shape of the polygon. 4. The method of claim 1, further comprising communicating at least a portion of an area of the segmented thermal image encompassed by the polygon to the breast cancer screening algorithm. 5. The method of claim 1, further comprising one of: a user adding at least one new vertex... | - | G06K009/00 G06T007/00 A61B005/00 A61B005/01 A61B010/00 G06K009/46 G06K009/52 G06T007/40 G06T007/60 G06T007/90
US10076238 | B2 | 2018-09-18 | Systems and methods for visualizing ablated tissue | 2015-04-17 | Systems and methods for visualizing ablated tissue are disclosed. In some embodiments, a system for imaging tissue comprising: a catheter having a distal end and a proximal end; an inflatable balloon disposed about the distal end of the catheter; and an optical housing extending from the distal end of the catheter into the balloon, the optical housing being configured to position inside the balloon a light source for illuminating a tissue outside the balloon and a camera for imaging the illuminated tissue. | 1. A system for imaging tissue comprising: an endovascular catheter having a distal end and a proximal end;an ablation device disposed at the distal end of the endovascular catheter for ablating the tissue;an inflatable balloon disposed about the distal end of the catheter;an optical housing extending from the catheter into the balloon, the optical housing comprising a light source providing light between about 300 nm and about 400 nm for illuminating a tissue outside the balloon to excite mitochondrial nicotinamide adenine dinucleotide hydrogen (NADH) in the tissue and a sensor being configured to receive light between about 435 nm and about 485 nm to detect NADH fluorescence from the illuminated tissue; anda processor associated with the sensor and configured to generate a digital representation of the illuminated tissue to distinguish between ablated tissue and non-ablated tissue;wherein the light source and the sensor are positioned inside the balloon. 2. The system of claim 1 wherein the ablation device has an energy source selected from the group consisting of radiofrequency energy, microwave energy, electrical energy, electromagnetic energy, cryoenergy, laser energy, ultrasound energy, acoustic energy, chemical energy, and thermal energy. 3. The system of claim 1, wherein the light source is a UV light emitting diode (LED). 4. The system of claim 1, wherein the sensor is configured to convert an optical image into an electronic signal. 5. The system of claim 1 further comprising a support tube extending beyond the distal tip of the catheter to provide a structural support for the balloon. 6. The system of claim 5 further comprising a tip around a distal end of the support tube, the tip being configured to act as the ablation device. 7. The system of claim 1 further comprising a first light source and a second light source capable of generating light of a different wavelength than the first light source. 8. A system for imaging tissue comprising: an endovascular catheter having a distal end and a proximal end;an ablation device disposed at the distal end of the endovascular catheter for ablating a tissue;an inflatable balloon disposed about the distal end of the catheter; andan optical housing extending from the distal end of the catheter into the balloon;a light source disposed inside the balloon, the light source being supported by the optical housing and configured to provide light between about 300 nm and about 400 nm to excite NADH in a tissue;a sensor disposed inside the balloon, the sensor being supported by the optical housing and configured to detect NADH fluorescence from the tissue illuminated by the light source; anda processor associated with the sensor and configured to generate a digital representation of the illuminated tissue to distinguish between ablated tissue and non-ablated tissue. 9. The system of claim 8 comprising a second light source for providing white light. 10. A method for imaging tissue comprising: a... | The George Washington University LuxCath, LLC | A61B001/04 A61B005/00 A61B005/1459 A61B018/00 A61B001/00 A61B001/06 A61B005/145 A61B090/35 A61B018/14 A61B090/30 A61B090/00 A61B001/05 A61B018/02 A61B034/30
US10094900 | B2 | 2018-10-09 | 4D velocity profile image recording with a magnetic resonance system | 2015-05-22 | In a method and device for generating 4D flow images by operation of a magnetic resonance system, a volume flow data record is recorded, wherein the flow is encoded in a single direction. This is subsequently repeated with all the flow encoding directions. From the raw data associated with the individual flow encoding directions, phase images and magnitude images are calculated. Deformation fields are calculated on the basis of the magnitude images. The deformation fields are applied to the calculated phase images. Finally, a 4D flow velocity field is calculated, on the basis of a phase difference reconstruction of the corrected phase images. | 1. A method for generating 4D flow images using acquired magnetic resonance (MR) data, comprising: operating an MR scanner to acquire a volume flow data record representing flow of a flowing medium in an examination subject situated in the MR scanner, including operating a gradient coil arrangement of the MR scanner to encode MR signals originating from said flow in a single flow encoding direction;operating said MR scanner to repeat acquiring said volume flow data record with said gradient coil arrangement being operated to encode said MR signals originating from said flow in a plurality of different flow encoding directions;providing said volume flow data record, after repeating acquiring said volume flow data record, to a processor and, in said processor, reconstructing phase images from said volume flow data record, each phase image being respectively associated with a different flow encoding direction;in said processor, reconstructing magnitude images from said volume flow data record, each of said magnitude images being respectively associated with a respective flow encoding direction;in said processor, calculating deformation fields from said magnitude images;in said processor, applying the calculated deformation fields to the reconstructed phase images, thereby obtaining a plurality of corrected phase images;in said processor, calculating a 4D flow velocity field by executing a phase difference reconstruction algorithm using the corrected phase images; andmaking the calculated 4D flow velocity field available in electronic form at an output of said processor. 2. A method as claimed in claim 1 comprising operating said MR scanner to acquire said volume flow data record as a data record selected from the group consisting of a 2D multi-slice volume flow data record and a 3D volume flow data record. 3. A method as claimed in claim 1 comprising operating said MR scanner to acquire said volume flow data record during a single time segment of movement of the examination subject. 4. A method as claimed in claim 1 comprising operating said MR scanner with an accelerated data acquisition pulse sequence to acquire said volume flow data record. 5. A method as claimed in claim 1 comprising operating said MR scanner to acquire said volume flow data record during movement of the examination subject, and restricting acquisition of said volume flow data record to a region of the examination subject in proximity to an isocenter of said MR scanner. 6. A method as claimed in claim 5 comprising operating said MR scanner to acquire said volume flow data record from a plurality of slices of the examination subject and, from said control unit, operating said MR scanner to acquire said volume data flow record with movement that occurs during acquisition of signals representing said flow in a respective slice of the examination subject by extending the respective slice relative to the isocenter of the MR scanner. 7. A method as claimed in claim 1 wherein sai... | Siemens Aktiengesellschaft | G01R033/563 G01R033/385 G01R033/56 G01R033/30 G01R033/567 A61B005/055 G01R033/565
US10085686 | B2 | 2018-10-02 | Tongue evaluation system and method | 2017-05-22 | An apparatus for evaluating the tongue strength and coordination of a subject includes an intermediate device such as a lever which is pivotably attached to a coupling device and extends into a cavity of a nipple element. The lever is detached from the nipple and pivotable in response to deformation of the nipple element by a tongue force exerted on the nipple element by a subject during a suck-swallow-breathe sequence. The coupling device includes a sensing device to wirelessly transmit sensor outputs to a mobile device paired to the sensing device. The sensing device includes at least one sealed chamber defined by a membrane and a sensor. In one example, a first membrane and sensor senses pressure change in a fluid in the apparatus, and a second membrane and sensor is actuated by the intermediate device to sense deformation of the nipple element. A method using the apparatus is provided. | 1. A device comprising: a wall defining a passage;the wall defining an aperture in communication with the passage;a sensor plug enclosing and sealing the aperture;a receiver disposed in the passage;a lever defining a lever end, a tail end, and a pivot point intermediate the lever end and the tail end;wherein the lever is pivotably attached to the receiver at the pivot point;wherein deflection of the lever end causes an actuator defined by the lever to actuate movement of the sensor plug;a housing attachable to the wall;the housing encompassing a port;wherein a sensor is disposed in the port; andwherein, with the housing attached to the wall, the port is in contact with the sensor plug and the sensor is in communication with the sensor plug via the port. 2. The device of claim 1, wherein the actuator is in contact with the sensor plug. 3. The device of claim 1, wherein the sensor is configured to sense movement of the sensor plug;wherein the sensor plug is intermediate the sensor and the passage; andwherein the sensor is configured to generate a sensor output corresponding to the movement of the sensor plug. 4. The device of claim 3, wherein the sensor output is correlated to the deflection of the lever end. 5. The device of claim 1, further comprising: a membrane defined by the sensor plug;wherein the actuator is in contact with the membrane such that deflection of the lever end causes movement of the membrane. 6. The device of claim 1, wherein the actuator is in continuous contact with the membrane such that the membrane exerts a membrane force on the actuator in opposition to an actuation force exerted by the actuator on the membrane. 7. The device of claim 6, further comprising: a passage opening in communication with the passage and defined by the wall;wherein the lever end extends out of the passage via the passage opening. 8. The device of claim 7, further comprising: a coupling element comprising a coupling end and the wall;wherein the coupling end is configured to receive a nipple element such that the passage is in fluid communication via the passage opening with a nipple cavity defined by the nipple element. 9. The device of claim 8, wherein the lever end extends into the nipple cavity such that the lever end is detached from and in contact with a nipple surface defining the nipple cavity. 10. The device of claim 9, wherein the lever end is deflectable by deformation of the nipple element to pivot the actuator relative to the membrane by a pivot angle. 11. The device of claim 10, wherein the deformation of the nipple element exerts a deformation force on the lever end via the nipple element; wherein the actuation force exerted by the actuator pivoted by the pivot angle corresponds to the deformation force. 12. The device of claim 10, where the membrane exerts the membrane force in resistance to the deformation force. 13. The device of claim 1, wherein: the port, the sensor and the membrane define a sealed chamber;the sensor ... | NFANT Labs, LLC | A61B005/103 A61B005/00 A61B005/03 A61B005/22 A61J011/00
US10115192 | B2 | 2018-10-30 | Apparatus and method for visualization | 2015-06-04 | Based on heart behavior data, a computation unit determines a first time step at which a heart exhibits a first behavior in response to a first wave of an electrical signal, as well as a second time step at which the heart exhibits a second behavior in response to a second wave of the same. The computation unit reproduces the heart's behavior over time by updating a three-dimensional model of the heart according to the heart behavior data, simultaneously with variations in electrical signal strength over time according to electrocardiogram data. The computation unit coordinates this reproduction such that a first shape of the heart at the first time is reproduced step simultaneously with the first wave of the electrical signal, and such that a second shape of the heart at the second time step is reproduced simultaneously with the second wave of the electrical signal. | 1. A visualization apparatus comprising: a memory configured to store a three-dimensional model of a heart of a patient, heart behavior data representing shapes of the heart at different time steps of a behavioral simulation to mimic the motion of the heart beating, and electrocardiogram data representing temporal variations of an electrical signal in myocardium that have been measured from the patient; anda processor configured to perform a procedure including: determining, based on the shapes represented in the heart behavior data, a first time step at which atriums of the heart begin to contract in accordance with a beginning of a P wave of the electrical signal appearing in an electrocardiogram, as well as a second time step at which ventricles of the heart begin to contract in accordance with a beginning of a QRS complex of the electrical signal appearing in the electrocardiogram, the QRS complex including an R wave, a first shape, represented in the heart behavior data, at the first time step including a shape of the atriums starting to move to contract the atriums from a position of the atriums before a heart beat begins, and a second shape, represented in the heart behavior data, at the second time step indicating a shape of the ventricles starting to move to contract the ventricles from a position of the ventricles before the heart beat begins, andreproducing behavior of the heart over time by updating the three-dimensional model according to the heart behavior data, simultaneously with variations in strength of the electrical signal over time according to the electrocardiogram data, such that the first shape of the heart, represented in the heart behavior data, at the first time step is reproduced simultaneously with a peak of the P wave delayed from the beginning of the P wave, and such that the second shape of the heart, represented in the heart behavior data, at the second time step is reproduced simultaneously with a peak of the R wave delayed from the beginning of the QRS complex,wherein the first time step is a time step at which an initial move of atrial myocardium is detected at an intersection point of a first straight line traversing atriums of the heart and a free wall of the atriums, the first straight line being perpendicular to an axis and apart from a line segment at a first distance, the line segment being drawn between a center of an aorta valve and a center of a mitral valve, the axis passing through a midpoint of the line segment and a bottommost ventricular point, andthe second time step is a time step at which an initial move of ventricular myocardium is detected at an intersection point of a second straight line traversing ventricles of the heart and a free wall of the ventricles, the second straight line being perpendicular to the axis and apart from a third straight line at a second distance, the third straight line being perpendicular to the axis and passing through the bottommost ventricular point. 2. The visu... | FUJITSU LIMITED THE UNIVERSITY OF TOKYO | G06T015/00 G06T007/00 G16H050/50 A61B005/0452 G06T019/00 G06F019/00
US10073051 | B2 | 2018-09-11 | Replaceable multistrip cartridge and biosensor meter | 2016-06-07 | A blood glucose monitor includes a can, a replaceable sensor cartridge that includes a frame, an upper spring disposed between the frame and the can, a case for housing the can and sealing the frame, a lower spring disposed between the can and the case, and a meter housing for sealing an upper portion of the frame. The can is capable of accepting the replaceable sensor cartridge. The frame of the removable cartridge has at least at least two walls defining a chamber for accepting a plurality of biosensors, and a bottom portion defining an opening and at least one sealing flange. The frame can further include a desiccant material capable of reducing humidity within the frame. The frame may be dimensioned such that an interference fit constrains the plurality of biosensors prior to inserting the frame within a blood glucose monitor. | 1. A blood glucose monitor comprising: a replaceable sensor cartridge comprising: a frame having at least two walls defining a chamber for accepting a plurality of biosensors, the frame having a bottom portion defining an opening and at least one sealing flange, the frame further including a desiccant material capable of reducing humidity within the frame, wherein the frame is dimensioned such that an interference fit constrains the plurality of biosensors;a can capable of receiving the replaceable sensor cartridge;an upper spring disposed between the frame and the can;a case for housing the can and sealing the frame;a lower spring disposed between the can and the case; anda meter housing for sealing an upper portion of the frame. 2. The blood glucose monitor of claim 1, wherein the upper spring is received in the opening in the bottom portion of the frame. 3. The blood glucose monitor of claim 1, wherein the lower spring has a spring force higher than that of the upper spring. 4. The blood glucose monitor of claim 1, wherein the meter housing and the replaceable sensor cartridge define a segregating slot there between to allow deployment of only a single one of the plurality of biosensors. 5. The blood glucose monitor of claim 4, further comprising a pusher to advance a single one of the plurality of biosensors through the segregating slot. 6. The blood glucose monitor of claim 1, further comprising a pusher to advance a single one of the plurality of biosensors. 7. A replaceable sensor cartridge comprising: a frame having a desiccant material capable of reducing humidity within the frame and configured to house a plurality of biosensors; anda strip picker configured and arranged to slide along a top portion of the frame in a forward stroke to deploy a top biosensor from the plurality of biosensors and in a reverse stroke to return the strip picker to a home position, the strip picker including a flexible tab stop for providing a ratchet action along the top portion of the frame such that the strip picker cannot return to the home position until a full forward stroke is completed. 8. The replaceable sensor cartridge of claim 7, wherein the frame includes a plurality of ratchet teeth and a pocket at each end of the plurality of ratchet teeth, the frame configured to mate with the flexible tab stop and to reverse movement of the strip picker only in response to completion of a full forward or reverse stroke. 9. The replaceable sensor cartridge of claim 7, wherein the strip picker is configured to deploy a first edge of the top biosensor from the plurality of biosensors through an exit channel of the frame and leave a second opposite edge of the top biosensor within the exit channel. 10. The replaceable sensor cartridge of claim 7, further comprising an anti-jamming feedback feature. 11. The replaceable sensor cartridge of claim 10, wherein the anti-jamming feedback feature provides tactile feedback when the strip picker is at an end of t... | Ascensia Diabetes Care Holdings AG | G01N027/327 G01N033/487 A61B005/15 A61B005/145 A61B005/151
US10080900 | B2 | 2018-09-25 | Atrial tracking in an intracardiac ventricular pacemaker | 2016-04-28 | An intracardiac ventricular pacemaker is configured to detect an atrial mechanical event from a motion sensor signal received by an atrial event detector circuit of the pacemaker. The motion sensor signal is responsive the motion of blood flowing in the ventricle. A pacing pulse is scheduled at an expiration of a pacing interval set by a pace timing circuit in response to detecting the atrial mechanical event. An atrial-synchronized ventricular pacing pulse is delivered upon expiration of the pacing interval. | 1. An intracardiac ventricular pacemaker, comprising: a housing;a pulse generator within the housing, the pulse generator configured to generate and deliver a pacing pulse to a ventricle of a patient's heart via electrodes coupled to the pacemaker;a motion sensor within the housing, the motion sensor configured to produce an electrical signal;a control circuit within the housing comprising an atrial event detector circuit coupled to the motion sensor;a pace timing circuit within the housing, wherein the pace timing circuit is coupled to the pulse generator; anda flow disturbance structure on the housing,wherein the flow disturbance structure is configured to produce a vibration in response to movement of blood within the ventricle during an atrial systole,wherein the flow disturbance structure is configured to transfer the vibration to the motion sensor within the housing, andwherein the atrial event detector circuit is configured to detect an atrial mechanical event from the electrical signal of the motion sensor in response to the vibration, and pass an atrial event signal to the pace timing circuit in response to detecting the atrial mechanical event,the pace timing circuit configured to schedule the pacing pulse by starting a pacing interval in response to receiving the atrial event signal, andthe pulse generator configured to deliver the scheduled pacing pulse to a ventricle of the patient's heart in response to the pacing interval expiring. 2. The pacemaker of claim 1, where the atrial event detector circuit is configured to detect the atrial mechanical event by detecting a threshold crossing of the motion sensor signal. 3. The pacemaker of claim 1, wherein the atrial event detector circuit is further configured to: detect a ventricular mechanical event from the motion sensor signal;set a ventricular blanking period in response to the ventricular mechanical event detection; anddetect the atrial mechanical event in response to the motion sensor signal satisfying atrial event detection criteria outside the ventricular blanking period. 4. The pacemaker of claim 1, further comprising a sensing circuit configured to receive a cardiac electrical signal via the electrodes, sense a ventricular electrical event from the cardiac electrical signal and produce a ventricular sensed event signal in response to sensing the ventricular electrical event; the atrial event detector circuit configured to receive the ventricular sensed event signal, set a ventricular blanking period in response to the ventricular sensed event signal, and detect the atrial mechanical event in response to the motion sensor signal satisfying atrial event detection criteria outside the ventricular blanking period. 5. The pacemaker of claim 1, further comprising a sensing circuit configured to receive a cardiac electrical signal via the electrodes, the atrial event detector circuit being further configured to:set a P-wave window in response to detecting the atrial mechanical eve... | Medtronic, Inc. | A61N001/365 A61N001/05 A61N001/368 A61N001/375 A61B005/026 A61N001/372
US10076287 | B2 | 2018-09-18 | Method for monitoring physiological status of vehicle driver | 2015-12-29 | A method for monitoring physiological status of a vehicle driver is performed by a monitoring device connected to a physiological sensor and comprises steps of: (a) establishing a personal physiological database comprising steps of: periodically sensing the vehicle driver via the physiological sensor to obtain the physiological signals within an initial duration; obtaining a mean value and a standard deviation based on the physiological signals; and obtaining a tolerance range based on the mean value and the standard deviation, such that the personal physiological database stores the tolerance range; (b) sensing the vehicle driver via the physiological sensor to obtain at least one instant physiological signal after the initial duration; and (c) determining whether the at least one instant physiological signal is out of the tolerance range, such that an alarm is outputted when the at least one instant physiological signal is out of the tolerance range. | 1. A method for monitoring physiological status of a vehicle driver, the method performed by a monitoring device connected to a physiological sensor sensing a vehicle driver to obtain physiological signals of the vehicle driver, wherein the physiological sensor includes a first light-emitting device, a second light-emitting device and a third light-emitting device respectively emitting light in three different light wavelengths and activated for the monitoring device to measure the physiological signals, the method comprising steps of: (a) establishing a personal physiological database, wherein the step (a) comprises steps of: periodically sensing the vehicle driver via the physiological sensor to obtain multiple sets of the physiological signals within an initial duration, wherein each set of the physiological signals includes a heart rate (HR) signal, a heart rate variability (HRV) signal, a blood pressure (BP) signal, a blood sugar (BS) signal, and a blood oxygen saturation (BOS) signal, the HR signals in the multiple sets of the physiological signals are measured by only activating the first light-emitting device, the HRV signals in the multiple sets of the physiological signals are obtained from a fast-Fourier-transform result of the HR signals by frequency domain analysis, the BP signals and the BOS signals in the multiple sets of the physiological signals are measured by activating the first light-emitting device and the second light-emitting device simultaneously, and the BS signals in the multiple sets of the physiological signals are measured by activating the first light-emitting device, the second light-emitting device and the third light-emitting device simultaneously;obtaining multiple mean values and multiple standard deviations corresponding to the respective mean values based on the HR signals, the HRV signals, the BP signals, the BS signals, and the BOS signals in the multiple sets of the physiological signals respectively; andobtaining a tolerance range based on each mean value and a corresponding standard deviation, and storing the tolerance ranges in the personal physiological database, wherein the tolerance ranges stored in the personal physiological database includes an HR tolerance range, an HRV tolerance range, a BP tolerance range, a BS tolerance range, and a BOS tolerance range, and each of the HR tolerance range, the HRV tolerance range, the BP tolerance range, the BS tolerance range, and the BOS tolerance range has a lower boundary and an upper boundary;(b) sensing the vehicle driver via the physiological sensor to obtain an instant HR signal and an instant HRV signal after the initial duration; and(c) determining whether in a power-saving mode any one of a condition that the instant HR signal is out of the HR tolerance range and a condition that the instant HRV signal is out of the HRV tolerance range is met;(d) obtaining an instant set of the physiological signals to sequentially determine whether the BOS signal, th... | AUTOMOTIVE RESEARCH & TESTING CENTER | A61B005/021 A61B005/00 A61B005/18 A61B005/0205 A61B005/145 A61B005/1455 A61B005/024
US10076244 | B2 | 2018-09-18 | Physiological monitoring system | 2017-07-10 | A physiological monitoring system includes a near-end portable monitoring module for generating first sensed data, capturing a user's first image, an image sensing module for synchronizing the first sensed data and the first image to form first combination data, and searching and connecting the corresponding near-end portable monitoring module to receive the first sensed data and display the near-end information display module corresponding to the screen of the first combination data, when the first sensed data includes a warning signal, the first combination data is transmitted and stored in the Internet by the second communication unit within a time period from a first time before the warning signal is issued to a second time for releasing the warning signal, and the first combination data within the time period from the first time to the second time is transmitted to the near-end information display module to display the first combination data. | 1. A physiological monitoring system, for monitoring a user's physiological status, or the physiological status and a first image, comprising: a near-end portable monitoring module, having a first communication unit and a first sensing unit, and provided for the user to wear, and the first sensing unit sensing the physiological status of the user to generate first sensed data, and the first communication unit transmitting the sensed data;an image sensing module, having a second communication unit and an image capturing unit, and the second communication unit receiving the first sensed data, and the image capturing unit capturing the first image of the user, and the image capturing unit tracking the user to obtain the first image by the near-end portable monitoring module, wherein the image sensing module synchronizes the first sensed data and the first image to form first combination data;a near-end information display module, having a third communication unit and a first display unit, and the near-end information display module using the third communication unit to connect to the Internet to search and connect to the corresponding near-end portable monitoring module to receive the first sensed data and display the first sensed data from a screen of the first display unit to where the first combination data is transmitted from the image sensing module, when the first sensed data includes a warning signal, the first combination data is transmitted to and stored in an Internet storage unit of the Internet by the second communication unit within a time period from a first time before the warning signal is issued to a second time for releasing the warning signal, and the first combination data within the time period from the first time to the second time is transmitted to the near-end information display module to display the first combination data;a network communication unit for connecting the Internet, and the network communication unit complying with a communication specification, and at least one of the first communication unit, the second communication unit and the third communication unit complying with the communication specification, so that the first sensed data are transmitted among the near-end portable monitoring module, the image sensing module and the near-end information display module via the Internet; andthe near-end information display module at least shows a connecting status between the near-end information display module and the Internet, and a connecting status between and the near-end portable monitoring module and the Internet. 2. The physiological monitoring system as claimed in claim 1, wherein the first sensing unit is provided for sensing at least one selected from the group consisting of temperature, audio frequency, sound, humidity, brightness, movement vital sign, physiological signal, and distance. 3. The physiological monitoring system as claimed in claim 1, wherein the near-end information display module comprises... | TAIWAN AULISA MEDICAL DEVICES TECHNOLOGIES, INC. | A61B005/00 A61B005/11 G08B029/18 A61B007/00 G06F019/00 G16H040/63 G16H040/67 A61B005/01
US10070811 | B2 | 2018-09-11 | Lancing device with depth adjustment and lancet removal system and method | 2015-06-24 | A lancet device includes a housing, a removable front cap mounted to the housing, a lancet holding member, a trigger and an arming system comprising a grippable cocking member structured and arranged to place the lancet device in a trigger-set or armed position. A depth adjustment system includes a member that is at least slidable and partially rotatably mounted and that has an axis of rotation arranged substantially parallel to a center axis of the lancet holding member. An ejection system includes an ejector having a portion extending outside a sidewall opening of the housing and being located closer to a front end of the housing than to a rear end of the housing. The sidewall opening of the housing is arranged on an area of the housing located between the trigger and a wall of the housing located opposite the trigger. The ejection system is structured and arranged to at least one of prevent axial movement of the lancet holding member or remove or eject a lancet from the lancet holding member. | 1. A lancet device comprising: a housing;a removable front cap mounted to a front end of the housing;a back cap configured as an arming system for the lancet device, the back cap comprising a back cap projection configured to contact a spring disposed in a spring receiving space;a movably mounted lancet holding member comprising: a front end adapted to receive therein a removable lancet;a rear end;a through slot sized to receive the back cap projection; andthe spring receiving space arranged between a separating wall and a rear wall, wherein the spring is disposed in the spring receiving space and has a front end in contact with the back cap projection and a rear end in contact with the rear wall, and wherein the spring disposed in the spring receiving space is configured to cause the back cap to move towards an original position from a retracted position when released from an arming position;a trigger;a depth adjustment system comprising a slide that is at least slidable along an opening of the housing and partially rotatably mounted; andan ejection system comprising an ejector having a portion extending outside a sidewall opening of the housing;wherein the sidewall opening of the housing is arranged on an area of the housing located between the trigger and a wall of the housing located opposite the trigger; andwherein the ejection system is structured and arranged to prevent axial movement of the lancet holding member, and to remove or eject the removable lancet from the lancet holding member. 2. The lancet device of claim 1, further comprising a drive spring configured to cause movement of the lancet holding member towards a puncturing position after the back cap is moved from the retracted position to the original position. 3. The lancet device of claim 2, further comprising an eject spring configured to cause a slide member of the ejection system to move towards an original position from an extended position. 4. The lancet device of claim 1, wherein the depth adjustment system comprises a curved depth adjustment member arranged within the housing and being movable along a curved path between plural depth of penetration setting positions. 5. The lancet device of claim 1, wherein the depth adjustment system comprises a slidable member having plural cam surfaces and being movable along a direction that is not parallel to a longitudinal axis of the lancet device. 6. The lancet device of claim 1, wherein the depth adjustment system comprises a slidable member having an axis of rotation that is arranged substantially parallel to a center axis of the lancet holding member. 7. The lancet device of claim 1, wherein the ejector is arranged closer to the front end of the housing than to a rear end of the housing. 8. The lancet device of claim 1, wherein the removable front cap is removable when rotated relative to the housing and the lancet holding member comprises a deflecting portion that can be contacted by a portion of the trigger. 9. The l... | STAT MEDICAL DEVICES, INC. | A61B005/15 A61B005/151
US10070847 | B2 | 2018-09-11 | Ovulation tester | 2016-01-08 | An ovulation tester contains: a first body and a second body. The first body is cylindrical and includes a first connecting portion, a first holding disc, and a switch. The switch has a first coupling section which corresponds to a second coupling section of the first body, between the switch and the first holding disc are defined a power supply assembly and a light-emitting element below the power supply assembly, and between the light-emitting element and the first holding disc is defined a light diffuser. The second body is cylindrical and is connected with the first body, the second body includes a second connecting portion for corresponding to the first connecting portion of the first body, a second holding disc for corresponding to the first connecting portion of the first body, and at least one lens in the inner wall thereof below the second holding disc. | 1. An ovulation tester comprising: a first cylindrical body comprising:a first connecting portion arranged on an inner wall of the first cylindrical body;a first holding disc above the first connecting portion;a switch formed in a top of the first cylindrical body, and the switch including a first coupling section coupled to a second coupling section;a power supply assembly located between the switch and the first holding disc;a light-emitting element below the power supply assembly; anda light diffuser between the light-emitting element and the first holding disc; anda second cylindrical body connected with a bottom of the first cylindrical body, the second cylindrical body comprising:a second connecting portion arranged on a top of an outer wall of the second cylindrical body, the second connecting portion configured to connect to the first connecting portion of the first cylindrical body;a second holding disc mounted in a top of an inner wall of the second cylindrical body; andat least one lens within the inner wall of the second cylindrical body below the second holding disc. 2. The ovulation tester as claimed in claim 1, wherein the first connecting portion of the first cylindrical body is a magnet magnetically attracted to the second connecting portion, and the second connecting portion is made of metal material or is another magnet. 3. The ovulation tester as claimed in claim 1, wherein the second cylindrical body further comprises a first groove and a second groove, the first and second grooves are formed around the outer wall of the second cylindrical body, the first groove is located above the second groove, and the second cylindrical body further includes a flexible hook extending outwardly from the second groove. 4. The ovulation tester as claimed in claim 3, wherein a clamping assembly is connected with a bottom of the second cylindrical body. 5. The ovulation tester as claimed in claim 4, wherein the clamping assembly includes a first clamp foot, a second clamp foot, and a torsion spring fixed between the first clamp foot and the second clamp foot; wherein the second clamp foot has a through orifice corresponding to the at least one lens of the second cylindrical body and an accommodation seat extending upwardly from the second clamp foot, the accommodation seat having a peripheral rib corresponding to the first groove of the cylindrical second body and a locking hole corresponding to the flexible hook of the second cylindrical body. 6. The ovulation tester as claimed in claim 5, wherein the accommodation seat has a fixing protrusion corresponding to the second holding disc of the second cylindrical body. 7. The ovulation tester as claimed in claim 5, wherein the first clamp has a first pad disposed thereon, and the second foot has a second pad mounted thereon. 8. The ovulation tester as claimed in claim 7, wherein a camera lens of a cell phone connects with the clamping assembly, and the camera lens corresponds to the throug... | - | A61B010/00 A61B090/57 A61B005/00 A61B005/145 A61B017/00
US10105071 | B2 | 2018-10-23 | Method and device for acquiring ECG data and ECG detection system | 2016-04-14 | Embodiments of the present application provide a method and a device for acquiring ECG data, and an ECG detection system. A method for acquiring ECG data, comprising: acquiring ECG signals of heart; performing a first-stage amplification on the ECG signals, a multiple of the first-stage amplification including 5 to 10 times; performing band-pass filtering process within a first frequency range on the ECG signals on which the first-stage amplification has been performed, the first frequency range being 0.1 Hz to 50 Hz; performing a second-stage amplification on the ECG signals on which the band-pass filtering process has been performed, a multiple of the second-stage amplification including 40 to 50 times; performing analog-to-digital conversion on the ECG signals on which the second-stage amplification has been performed, to generate ECG digital signals; and outputting the ECG digital signals. | 1. A method for acquiring ECG data, comprising: acquiring ECG signals of heart;performing a first-stage amplification on the ECG signals, a multiple of the first-stage amplification including 5 to 10 times;performing band-pass filtering process within a first frequency range on the ECG signals on which the first-stage amplification has been performed, the first frequency range being 0.1 Hz to 50 Hz;performing a second-stage amplification on the ECG signals on which the band-pass filtering process has been performed, a multiple of the second-stage amplification including 40 to 50 times;performing analog-to-digital conversion on the ECG signals on which the second-stage amplification has been performed, to generate ECG digital signals; andoutputting the ECG digital signals. 2. The method for acquiring ECG data according to claim 1, wherein after performing band-pass filtering process within a first frequency range on the ECG signals on which the first-stage amplification has been performed, and prior to performing a second-stage amplification on the ECG signals on which the band-pass filtering process has been performed, the method further comprises: performing signal attenuation whose attenuation range is −35 dB to −45 dB on an ECG signal corresponding to 50 Hz among the ECG signals on which the band-pass filtering process has been performed. 3. The method for acquiring ECG data according to claim 2, wherein signal attenuation of −39.6 dB is performed on the ECG signal corresponding to 50 Hz among the ECG signals on which the band-pass filtering process has been performed. 4. The method for acquiring ECG data according to claim 1, wherein after performing analog-to-digital conversion on the ECG signals on which the second-stage amplification has been performed, and prior to outputting the ECG digital signals, the method further comprises: performing signal attenuation on an ECG digital signal corresponding to an ECG signal of 50 Hz among the ECG digital signals, the signal attenuation being used to counteract interference generated by the analog-to-digital conversion. 5. The method for acquiring ECG data according to claim 4, wherein performing analog-to-digital conversion on the ECG signals on which the second-stage amplification has been performed comprises: adopting a sampling frequency of 50 Hz to perform analog-to-digital conversion on the ECG signals on which the second-stage amplification has been performed; performing signal attenuation on the ECG digital signal corresponding to the ECG signal of 50 Hz among the ECG digital signals comprises: performing signal attenuation whose attenuation range is −55 dB to −65 dB on the ECG digital signal corresponding to the ECG signal of 50 Hz among the ECG digital signals received. 6. The method for acquiring ECG data according to claim 5, wherein performing signal attenuation on the ECG digital signal corresponding to the ECG signal of 50 Hz among the ECG digital signals comprises: performing si... | BOE TECHNOLOGY GROUP CO., LTD. BEIJING BOE OPTOELECTRONICS TECHNOLOGY CO., LTD. | A61B005/04 A61B005/00 A61B005/0408
US10065042 | B2 | 2018-09-04 | System for cardiac stimulation optimization utilizing cardiac asynchrony and pulse pressure data | 2017-07-26 | One embodiment provides a system for cardiac stimulation optimization utilizing cardiac asynchrony and pulse pressure data. The system includes: an analysis circuitry to receive cardiac signals collected at two locations of a patient's heart during an application to the heart of stimulation in accordance with multiple (VV) delay intervals, calculate an asynchrony index for the VV delay intervals, and determine one of the VV intervals as optimal based on the asynchrony index for that VV interval; an implantable stimulation device to cycle through the VV intervals while applying the stimulation, and further configured to cycle through atrioventricular (AV) delay intervals while applying additional stimulation in accordance with the optimal VV delay interval; and an arterial pulse pressure sensor to measure arterial pulse pressure during the application of the additional stimulation, wherein the analysis circuitry determines one of the AV delay intervals as optimal based on the arterial pulse pressure measured. | 1. A system for cardiac stimulation optimization utililizing cardiac asynchrony and pulse pressure data, comprising: an analysis circuitry comprising a processor and a memory, the processor configured to execute computer-executable code stored in the memory, the analysis circuitry configured to:receive cardiac signals collected at two locations of a patient's heart during an application to the heart of stimulation in accordance with a plurality of interventricular (VV) delay intervals;calculate an asynchrony index for each of the VV delay intervals, the asynchrony index indicative of a level of asynchrony between the two locations during the application of the stimulation in accordance with that VV delay interval; anddetermine one of the VV intervals as optimal based on the asynchrony index for that VV interval; an implantable stimulation device configured to cycle through the VV intervals while applying the stimulation to the patient's heart, and further configured to cycle through a plurality of atrioventricular (AV) delay intervals while applying additional stimulation to the patient's heart in accordance with the optimal VV delay interval; andan arterial pulse pressure sensor configured to measure arterial pulse pressure of the patient during the application of the additional stimulation, wherein the analysis circuitry is configured to determine one of the AV delay intervals as optimal based on the arterial pulse pressure measured during the application of the additional stimulation in accordance with that AV delay interval. 2. A system according to claim 1, wherein the VV delay interval associated with a lowest of one of the asynchrony indices is determined as the optimal VV delay interval. 3. A system according to claim 1, wherein the stimulation comprises VVI pacing and cycling through the VV delay intervals comprises changing the stimulation in a plurality of steps from right ventricular (RV) only pacing to left ventricular (LV) pacing and one of the steps comprises applying simultaneous biventricular pacing, and the asynchrony index is calculated for the VV delay interval during each of the steps. 4. A system according to claim 1, wherein the arterial pulse pressure is measured over a number of heart beats during the application of the stimulation in accordance with each of the AV delay intervals and the analysis circuitry is further configured to average the arterial pulse pressure for each of the intervals over the number of the beats, and the averaged pulse pressure is used for the determination of the optimal AV delay interval. 5. A system according to claim 1, further comprising: the implantable stimulation device storing an activity level of the patient associated with the optimal VV delay interval and the optimal AV delay interval; andan activity sensor interfaced to the implantable stimulation device and configured to identify when the patient's activity is at the stored activity level, wherein the implantable device delivers... | XSynchro, Inc. | A61N001/368 A61B005/04 A61B005/0472 A61N001/365 A61N001/05 A61B005/0428 A61N001/372 A61B005/042 A61B005/0456
US10071257 | B2 | 2018-09-11 | Method for low-voltage termination of cardiac arrhythmias by effectively unpinning anatomical reentries | 2017-03-06 | A method for extinguishing a cardiac arrhythmia utilizes destructive interference of the passing of the reentry wave tip of an anatomical reentry through a depolarized region created by a relatively low voltage electric field in such a way as to effectively unpin the anatomical reentry. Preferably, the relatively low voltage electric field is defined by at least one unpinning shock(s) that are lower than an expected lower limit of vulnerability as established, for example, by a defibrillation threshold test. By understanding the physics of the electric field distribution between cardiac cells, the method permits the delivery of an electric field sufficient to unpin the core of the anatomical reentry, whether the precise or estimated location of the reentry is known or unknown and without the risk of inducting ventricular fibrillation. A number of embodiments for performing the method are disclosed. | 1. A device for treating cardiac arrhythmias by delivering electrical stimulation to a heart of a patient, the device comprising: detection circuitry operably connected to sensing circuitry to evaluate one or more sensed biological signals representative of electrical activity of the heart and detect an arrhythmia; andcontrol circuitry that, in response to the arrhythmia, controls delivery of a therapy including: a first set of electrical pulses delivered via a first electrode, the first set of electrical pulses configured to destabilize a reentry associated with the arrhythmia;a second set of electrical pulses delivered via the first electrode and a second electrode, the second set of pulses configured to terminate the reentry; anda pre-determined inter-stage delay separating the first and second sets of electrical pulses,wherein the first set of electrical pulses generates an electric field having a voltage gradient within the heart of the patient of less than 4.5V/cm and more than 0.25 V/cm. 2. The device of claim 1, wherein the device comprises an implantable therapy generator and wherein the first and second electrodes are implantable. 3. The device of claim 1, wherein the first set of electrical pulses is configured to unpin the arrhythmia. 4. The device of claim 1, wherein the first set of electrical pulses has an energy that is higher than conventional anti-tachycardia pacing pulses. 5. The device of claim 1, wherein an energy level of electrical pulses in the second set is less than an energy level of electrical pulses in the first set. 6. The device of claim 2, wherein the first electrode comprises a far-field electrode. 7. The device of claim 2, wherein the second electrode comprises a near-field electrode. 8. The device of claim 1, wherein the first set of electrical pulses are delivered as a function of a cycle length of the arrhythmia. 9. The device of claim 1, wherein the first set of electrical pulses are delivered over a period of about 100-150 ms. 10. The device of claim 9, wherein a duration of the first set of electrical pulses is about 10 ms and a number of the pulses of the first set is 3 to 4. 11. A device for treating cardiac arrhythmias by delivering electrical stimulation to a heart of a patient, the device comprising: detection circuitry operably connected to sensing circuitry to evaluate one or more sensed biological signals representative of electrical activity of the heart and detect an arrhythmia; andcontrol circuitry that, in response to the arrhythmia, controls delivery of a therapy including: a first set of electrical pulses delivered via a first electrode, the first set of electrical pulses configured to destabilize a reentry associated with the arrhythmia;a second set of electrical pulses delivered via the first electrode and a second electrode, the second set of pulses configured to terminate the reentry; anda pre-determined inter-stage delay separating the first and second sets of electrical pulses,... | Washington University | A61N001/00 A61N001/39 A61B005/0402 A61B005/0464
US10105062 | B2 | 2018-10-23 | Miniaturized photoacoustic imaging apparatus including a rotatable reflector | 2016-04-28 | A reflection-mode photoacoustic endoscope includes a tube, a light source configured to emit a light pulse suitable for photoacoustic imaging, an ultrasonic transducer configured to detect a response signal, and a light and acoustic reflector rotatable relative to the tube. | 1. A reflection-mode photoacoustic endoscope comprising: a tube forming an outermost sheath of a distal end of the endoscope;a light source configured to emit a light pulse suitable for photoacoustic imaging;an ultrasonic transducer configured to detect a response signal, wherein the ultrasound transducer is affixed to the tube within the catheter body; anda light and acoustic reflector rotatable relative to the tube in a scanning pattern, the scanning pattern comprising rotating the light and acoustic reflector about a longitudinal axis of the tube through a plurality of positions within a full circumferential sweep, wherein the response signal is detectable at each position of the plurality of positions. 2. The endoscope of claim 1, wherein the ultrasonic transducer is further configured to emit an ultrasonic pulse. 3. The endoscope of claim 2, wherein the light and acoustic reflector: reflects at least one of the light pulse and the ultrasonic pulse into a target area of an object; andreflects a response signal from the target area to said ultrasonic signal detection unit, the response signal being one of a photoacoustic wave and an ultrasonic pulse echo. 4. The endoscope of claim 2, wherein the photoacoustic wave is generated by the object responsive to the light pulse and the ultrasonic pulse echo is generated by the object responsive to the ultrasonic pulse. 5. The endoscope of claim 1, wherein the scanning pattern further comprises one or more of: translating along the longitudinal axis of the tube, and tilting about a tilt axis oriented perpendicular to the longitudinal axis of the tube. 6. The endoscope of claim 1, wherein the light source comprises an external pulse laser positioned outside of the tube, and at least one optical fiber, wherein the external pulse laser is configured to emit the light pulse suitable for photoacoustic imaging and the at least one optical fiber is configured to direct the light pulse from the external pulse laser to the light and acoustic reflector. 7. The endoscope of claim 1, wherein the ultrasound transducer is a focused ultrasonic transducer selected from: a curved ultrasonic transducer with a hemispherical surface, a planar ultrasonic transducer with an acoustic lens attached, and an electronically focused ultrasonic array transducer. 8. The endoscope of claim 1, wherein ultrasound transducer is positioned with a fixed orientation with respect to the tube. | Washington University | A61B008/00 A61B005/00 A61B005/087 A61B008/12 A61B005/08
US10071282 | B2 | 2018-09-11 | Associative object tracking systems and methods | 2017-10-20 | Systems and methods track a first object when continuous tracking information for the first object is not available. The systems and methods detect when the tracking information for the first object is not available. A last time of a last determined location of the first object is determined and a second object closest to the last determined location at the last time is determined. The location of the first object is associated with a location of the second object if tracking information for the first object is not available. | 1. A method for annotating a delayed feed of a sporting activity with tracking information determined within a tracking apparatus for a plurality of objects, comprising: determining when continuous location tracking information for a primary one of the plurality of objects is not available;when, for a period when the continuous location tracking information for the primary object is not available and based upon a highest probability defined within one or more predetermined scenarios of the sporting activity, speculatively associating the primary object with a first one of two secondary ones of the plurality of objects that are proximate a last location of the primary object;when the continuous location tracking information for the primary object becomes available after the period, receiving an updated location for the primary object and evaluating correctness of the speculative association of the primary object with the first secondary object based upon the updated location, to produce a non-speculative association of the primary object with one of the secondary objects; andoutputting the delayed feed with the tracking information for the first object based upon tracking information of the non-speculatively associated one of the secondary objects during the period when the continuous location tracking information is not available. 2. The method of claim 1, the step of outputting comprising: when the step of evaluating determines that the speculative association is correct, outputting tracking information for the primary object to the delayed feed during the period, to define the location of the primary object as the location of the first secondary object; andwhen the step of evaluating determines that the speculative association is incorrect, outputting tracking information for the primary object to the delayed feed during the period to define the location of the primary object as the location of the other of the two secondary objects. 3. The method of claim 1, the continuous location tracking information for the primary object being determined by wirelessly receiving a signal transmitted by a tracking tag attached to the primary object. 4. The method of claim 1, in the step of speculatively associating, the first secondary object being non-speculatively associated with the primary object prior to the step of speculatively associating. 5. The method of claim 1, the step of determining when continuous location tracking information for the primary object is not available comprising determining a data reliability measurement (DRM) for the continuous location tracking information, wherein the continuous location tracking information is determined to not be available when the DRM is below a DRM threshold. 6. The method of claim 1, the step of speculatively associating comprising speculatively associating the primary object with the first secondary object according to the one or more associative rules of the predetermined scenarios, the associativ... | ISOLYNX, LLC | A63B024/00 A61B005/145 A61B005/08 A63B071/06 A61B005/024 G06T007/20 G06K009/00 G06Q050/28 G06Q010/08 A63B102/22 G01S013/75 G01S013/72
US10101371 | B2 | 2018-10-16 | Synchronous detection circuit and method for extracting magnitude and phase from a waveform | 2016-09-07 | Embodiments of synchronous detection circuits and methods are provided for extracting magnitude and phase information from a waveform. One embodiment of a synchronous detection circuit includes a driver circuit, an analog-to-digital converter (ADC) and a controller. The driver circuit is configured to supply an input waveform at an input frequency to a load. The ADC is coupled to receive an output waveform from the load, and configured for generating four digital samples, each spaced 90° apart, for every period of the output waveform. The controller is configured for setting an oversampling rate (OSR) of the ADC, so that the ADC generates an integer number, M, of sub-samples for each digital sample generated by the ADC, where the integer number, M, of sub-samples is inversely proportional to the input frequency of the input waveform. The controller is further configured to use the digital samples generated by the ADC to extract magnitude and phase information from the output waveform. | 1. A synchronous detection circuit, comprising: a driver circuit configured to be coupled to a load, the driver circuit supplying an input waveform at an input frequency to the load;an analog-to-digital converter (ADC) configured to be coupled to the load, the ADC receiving an output waveform from the load, and configured for generating four digital samples, each spaced 90° apart, for every period of the output waveform; anda controller coupled to the ADC, the controller configured for setting an oversampling rate (OSR) of the ADC, so that the ADC generates an integer number, M, of sub-samples for each digital sample generated by the ADC, wherein the integer number, M, of sub-samples is inversely proportional to the input frequency of the input waveform. 2. The synchronous detection circuit as recited in claim 1, wherein the ADC is configured for generating the digital samples and the sub-samples in synchronization with a clock signal having a fixed clock frequency, and wherein the integer number, M, of sub-samples is proportional to the fixed clock frequency and inversely proportional to the input frequency of the input waveform. 3. The synchronous detection circuit as recited in claim 2, wherein the integer number, M, of sub-samples is substantially equal to the fixed clock frequency divided by 4N times the input frequency, where N is an integer number greater than or equal to 1. 4. The synchronous detection circuit as recited in claim 1, wherein the controller is configured for setting the OSR of the ADC equal to an integer multiple of the integer number, M, wherein the input frequency of the input waveform is programmable and selected from a range of input frequencies, and wherein the integer multiple changes with changes in input frequency. 5. The synchronous detection circuit as recited in claim 4, wherein the controller is configured for setting the OSR of the ADC equal to N times M for input frequencies of 20 kHz and above, where N is an integer number greater than or equal to 1. 6. The synchronous detection circuit as recited in claim 4, wherein the controller is configured for setting the OSR of the ADC equal to N times M divided by X, where X is an integer number greater than or equal to 2, for input frequencies below 20 kHz. 7. The synchronous detection circuit as recited in claim 4, wherein the controller is further configured for setting a decimation rate (DR) of the ADC equal to the OSR. 8. The synchronous detection circuit as recited in claim 7, wherein the controller is configured for using a table of values to set the OSR and the DR of the ADC, wherein the table of values comprises predetermined values of M, N and OSR for each input frequency within the range of input frequencies. 9. The synchronous detection circuit as recited in claim 8, further comprising a memory component configured for storing the table of values. 10. The synchronous detection circuit as recited in claim 1, wherein the controller is further config... | Silicon Laboratories Inc. | G01R027/00 A61B005/053 G01N027/04 G01R025/00 A61B005/00 G01R027/02
US10098800 | B2 | 2018-10-16 | Method of securing a patient onto an operating table when the patient is in a position such as the Trendelenburg position and apparatus therefor including a kit | 2018-05-23 | A method of securing a patient onto an operating table when the patient is in a position such as the trendelenburg position and apparatus therefor including a kit. A viscoelastic pad is used to support and hold a patient on a medical procedure table during a medical procedure performed while the table, and thus the patient lying thereon, is in an inclined position, such as the Trendelenburg position. The viscoelastic pad has characteristics which promote a minimization of pressure forces on the patient's body, as well as promote a secure cushioning and holding of the patient in a desired position on the table, in order to minimize injury to the patient. | 1. A surgical patient single use, open cell foam support pad comprising a viscoelastic memory foam which has a coefficient of friction between said viscoelastic memory foam and a surface of a surgical procedure table configured to hold said pad on a surgical procedure table, which surgical patient single use, open cell foam support pad comprises viscoelastic memory foam which is deformable so as to conform to a body of a patient, and which thereby assists in holding a patient in an inclined, Trendelenburg, position on an inclined surgical procedure table, and prevents or minimizes bottoming out on a surgical procedure table of a portion of a body of a patient to reduce injury caused by pressure to a patient during a surgical procedure, where an inclined, Trendelenburg, position includes an orientation in which a head of a patient is disposed either a) below or b) above a body of a patient or c) a right side of a patient is disposed higher than a left side of a patient, or d) a left side of a patient is disposed higher than a right side of a patient, or e) a combination of a), b), c), and d); said surgical patient single use, open cell foam support pad further comprising: a flat top surface and a flat bottom surface;a single layer of viscoelastic memory foam;said viscoelastic memory foam is uncovered on its top and bottom;said single layer of said viscoelastic memory foam extends all the way through said surgical patient single use, open cell foam support pad from a patient's skin to a surface of a surgical procedure table between the flat top surface and the flat bottom surface of said surgical patient single use, open cell foam support pad;said viscoelastic memory foam comprising a coefficient of static friction in the range of 0.2 to 1.0 and said coefficient of static friction being at a value in said range sufficient to assist in minimizing movement of said surgical patient single use, open cell foam support pad on a surgical procedure table upon a patient being on a surgical procedure table;sufficient thickness and viscosity to sufficiently cushion a body of a patient to: minimize bottoming out or prevent bottoming out, on a surgical procedure table, of one or more of portions of a body of a patient during positioning of a patient and during a surgical procedure, and to minimize injuries from pressure on a patient during a surgical procedure;sufficient compliance to conform to a substantial portion of a body of a patient;sufficient thinness to stabilize a patient on a surgical procedure table; andsaid sufficient thickness and said sufficient compliance being configured to permit formation of a cavity in said surgical patient single use, open cell foam support pad of a depth sufficient to at least one of: assist in holding a patient on a surgical procedure table, and assist in minimizing undesired movement of a body of a patient on a surgical procedure table, during a surgical procedure performed while a patient is in an surgical position;said... | - | A61F005/30 A61G013/12 A61G007/10 A61F005/37 A61G013/10 A61B005/00 A61G099/00 A61G013/04 A61G013/00
US10064570 | B2 | 2018-09-04 | Respiration monitoring system and method | 2016-04-20 | A wearable respiration monitoring system and associated method that is configured to (i) determine three dimensional displacement of the spine of a subject with respect to the axial displacement of the subject's chest wall, (ii) process the three dimensional anatomical data, (iii) determine at least one respiration parameter associated with the monitored subject as a function of the three dimensional anatomical data, and (iv) generate at least one respiration parameter signal representing the respiration parameter. | 1. A wearable respiration monitoring system, comprising: a circumferential band that is configured to be removably positioned on a subject, said subject comprising a spine and xyphoid process of a sternum,said circumferential band being further configured to cover at least a chest region and an upper back region of a subject;said circumferential band comprising a respiration detection system and integral signal transmission conductors disposed in a flexible configuration thereon,said respiration detection system consisting of a permanent rare earth magnet and an electromagnetic coil, said rare earth magnet being adapted to generate a three-dimensional alternating current (AC) magnetic field, said three-dimensional AC magnetic field comprising a variable strength in at least one of said AC magnetic field dimensions,said electromagnetic coil being adapted to receive said AC magnetic field and generate variable alternating current as a function of said variable strength in said at least one AC magnetic field dimension, said electromagnetic coil being further adapted to generate and transmit anatomical displacement signals as a function of said variable alternating current,said electromagnetic coil being further adapted to detect said strength variations in said AC magnetic field dimension when said circumferential band is positioned on said subject, wherein said rare earth magnet is configured to be positioned proximate said subject's spine within said upper back region of said subject and said electromagnetic coil is configured to be positioned proximate said xyphoid process of the sternum within said chest region of said subject, and wherein said rare earth magnet and said electromagnetic coil are configured to be in axial alignment at a first distance from each other when said subject is in a first anatomical position and a second distance from each other when said subject is in a second anatomical position, said second position comprising an expanded chest wall of said subject,said strength variations in said AC magnetic field dimension representing variations in said second distance between said rare earth magnet and said electromagnetic coil relative to said first distance between said rare earth magnet and said electromagnetic coil, said variations in said second distance between said rare earth magnet and said electromagnetic coil relative to said first distance between said rare earth magnet and said electromagnetic coil corresponding to anatomical displacements of said subject's xyphoid process relative to said subject's spine,said anatomical displacements corresponding to variations in said variable alternating current of said electromagnetic coil, said variations in said electromagnetic coil variable alternating current being represented by a plurality of anatomical signals; andan electronics module in communication with said electromagnetic coil, said electronics module being adapted to receive said anatomical displacement signal,said e... | - | A61B005/08 A61B005/091 A61B005/00 A61B005/01 A61B005/113 A61B005/0205
US10085815 | B2 | 2018-10-02 | Method for performing stereotactic brain surgery using 3D geometric modeling | 2017-02-28 | A method for performing a stereotactic brain surgery. The method includes first interposing a left and a right anthropological baselines on a patient's face, each trago-orbital anthropological baseline connecting an orbitale point and an auricular point on a corresponding side of the patient's face. A headgear unit having a pair of temple elements and a front housing, where the front housing includes at least two cameras and a 3D compass, is then positioned on a patient's head. Each of the two cameras is adjusted such that its view field picks up one of the two trago-orbital anthropological baselines on the patient's face. These view fields of the two cameras are then used to construct a Human Skull Base Plane as a plane formed by the left and right anthropological baselines when these anthropological baselines are parallel and aligned. The same view fields of the two cameras are also used to identify a precise center of the patient's face, and a center of the front housing is then positioned in alignment with the center of the patient's face. The 3D compass is then positioned into a measuring plane coinciding with the Human Skull Base Plane, and is used to quantitatively measure a three-dimensional orientation of the patient's head at the time when the 3D compass is positioned within the measuring plane coinciding with the constructed Human Skull Base Plane. An image of a patient's brain is then obtained and stored in correlation with the measured three-dimensional orientation of the patient's head. Prior to the surgery, the patient's head is positioned into the same position in which the image was taken. A stereotactic brain surgery is then performed using the stored image. | 1. A method for performing a stereotactic brain surgery comprising the steps of: interposing a left and a right anthropological baselines on a patient's face, each trago-orbital anthropological baseline connecting an orbitale point and an auricular point on a corresponding side of the patient's face;providing a headgear unit comprising a pair of temple elements and a front housing, said front housing including at least two cameras and a 3D compass;positioning the headgear unit on a patient's head;positioning each of said two cameras such that its view field picks up one of said anthropological baselines on the patient's face;using the view fields of said two cameras to construct a Human Skull Base Plane as a plane formed by said left and right trago-orbital anthropological baselines when said trago-orbital anthropological baselines are parallel and aligned;using the view fields of said two cameras to identify a precise center of the patient's face and positioning a center of said front housing in alignment with the center of the patient's face;positioning said 3D compass into a measuring plane coinciding with the constructed Human Skull Base Plane;using said 3D compass to quantitatively measure a three-dimensional orientation of the patient's head at the time when said 3D compass is positioned within the measuring plane coinciding with the constructed Human Skull Base Plane;taking an image of a patient's brain in a first position;storing said image of the patient's brain in correlation with said measured three-dimensional orientation of the patient's head;positioning the patient's head into said first position in which said image was taken and performing a stereotactic brain surgery using said stored image. 2. The method for performing a stereotactic brain surgery according to claim 1, wherein said step of positioning the patient's head into said first position is performed using said headgear unit. | Albert Davydov | A61B090/00 A61B090/50 A61B005/00 A61B005/107 A61B005/11 A61B090/14 G06T007/73 H04N013/243 H04N013/02
US10111623 | B2 | 2018-10-30 | Multi-electrode mapping catheter | 2015-05-13 | A multi-electrode mapping catheter for endocardial contact mapping of a heart chamber includes an expandable basket movable between a contracted configuration and a pre-shaped deployed configuration, the expandable basket including a plurality of flexible splines. Each spline includes a flex circuit and an electrode for mapping. A catheter shaft extending from the basket includes a lumen formed therethrough for receiving an ablation catheter for placement within the expandable basket. Each flex circuit includes a conductor that directly connects the proximal end of the catheter shaft to an electrode as a single continuous piece. In another embodiment, a shaft flex circuit extends along the length of the shaft and is electrically connected to a basket flex circuit. The expandable basket maintains the electrodes in direct contact with the wall of the heart while accommodating wall motion of the beating heart during mapping and can continually map while ablating. | 1. A multi-electrode mapping catheter for endocardial contact mapping of a heart chamber of a patient, the mapping catheter comprising: a flexible elongated catheter shaft having a proximal end, an outer surface, and a distal end;an expandable mapping basket located at the distal end of the catheter shaft, the expandable mapping basket including a plurality of spaced-apart flexible splines, each flexible spline including a flex circuit affixed to a support layer made from a flexible substrate material, the flexible substrate material being resilient and shaped to bow outwardly to bias the basket to an expanded configuration for deployment for mapping by which the expandable mapping basket maintains the flex circuit in contact with the wall of the heart while accommodating wall motion of the beating heart;wherein each flex circuit includes a first layer having a plurality of electrodes formed thereon and a metallic layer, the metallic layer including a plurality of conductors, each electrode of the first layer being connected to a separate conductor of the metallic layer, wherein the electrodes are located so as to be at an outer surface of the flex circuit and in contact with a wall of the heart chamber when deployed; andwherein each flex circuit comprises a continuous single-piece electrical conductor that is directly in electrical contact with an electrode and that is mounted to the outer surface of the catheter shaft and extends along the entire elongated catheter shaft without interruption and without interim connection to any other electrical device and which terminates at the proximal end of the catheter shaft to thereby directly communicate signals received at the respective electrode to the proximal end of the catheter shaft. 2. The multi-electrode mapping catheter of claim 1 wherein the flex circuits are coiled about the outer surface of the catheter shaft. 3. The multi-electrode mapping catheter of claim 1, wherein the conductors of the metallic layer of the flex circuit are printed onto an insulating layer which forms a portion of the flex circuit. 4. The multi-electrode mapping catheter of claim 1, wherein the flexible substrate material comprises a thermoplastic polymer. 5. The multi-electrode mapping catheter of claim 4, wherein the thermoplastic polymer comprises polyether ether ketone (PEEK). 6. The multi-electrode mapping catheter of claim 1, wherein: the catheter shaft comprises a lumen having a size large enough to permit passage of an ablation catheter; andthe flexible splines are spaced apart by a distance that is greater than the size of the ablation catheter;whereby the ablation catheter may be extended from the distal end of the catheter shaft and between the mapping basket into contact with the heart chamber so that ablation may be performed simultaneously with mapping. 7. The multi-electrode mapping catheter of claim 1, wherein all flex circuits are formed together on the same flexible substrate with the spline por... | X-RHYTHM, LLC | A61B005/00 A61M025/00 A61M025/06 A61B005/042 A61B018/14 A61B018/00
US10105060 | B2 | 2018-10-23 | Breast scanning apparatus using photoacoustic ultrasonic wave | 2014-07-23 | A breast scanning apparatus which uses photoacoustic ultrasonic waves is provided. The breast scanning apparatus includes a body which includes a first hole and a second hole which are horizontally parallel to each other; a first compression plate and a second compression plate, at least one of which is movable in a vertical direction with respect to the body; a first sliding plate and a second sliding plate, which are respectively installed on surfaces of the first compression plate and the second compression plate and are facing each other and are movable in a first direction; a first ultrasonic transducer array in the first compression plate and facing the first sliding plate; and a first laser head in the first compression plate, which is movable in a second direction which is perpendicular to the first direction. | 1. A breast scanning apparatus which uses photoacoustic ultrasonic waves, the breast scanning apparatus comprising: a body which includes a first hole and a second hole which are horizontally parallel to each other;a first compression plate which is disposed at the first hole and a second compression plate which is disposed at the second hole, at least one of the first compression plate and the second compression plate being installed so as to be movable in a direction connecting the first hole and the second hole;a first sliding plate which is installed on a surface of the first compression plate and a second sliding plate which is installed on a surface of the second compression plate so as to face the first sliding plate, each of the first sliding plate and the second sliding plate being movable in a first direction which is parallel to the surface thereof and perpendicular to the direction connecting the first hole and the second hole;a first ultrasonic transducer array which is disposed inside the first compression plate and which faces the first sliding plate;a first laser head which is disposed inside the first compression plate and which is movable in a second direction which is perpendicular to the first direction;a first horizontal moving device configured to cause the first sliding plate to slide on the surface of the first compression plate in the first direction; anda second horizontal moving device configured to cause the second sliding plate to slide on the surface of the second compression plate in the first direction. 2. The breast scanning apparatus of claim 1, wherein the first horizontal moving device comprises: a first rack gear arranged on a surface of the first sliding plate which surface is opposite from a surface which faces the second sliding plate; anda first pinion gear arranged to be combined with the first rack gear,and wherein the second horizontal moving device comprises:a second rack gear arranged on a surface of the second sliding plate which surface is opposite from a surface which faces the first sliding plate; anda second pinion gear arranged to be combined with the second rack gear. 3. The breast scanning apparatus of claim 1, further comprising: a second ultrasonic transducer array which is disposed inside the second compression plate and faces the second sliding plate; anda second laser head which is disposed inside the second compression plate and which is movable in the second direction. 4. The breast scanning apparatus of claim 3, wherein each of the first ultrasonic transducer array and the second ultrasonic transducer array includes a respective plurality of ultrasonic transducers, and each of the each respective plurality of ultrasonic transducers includes at least one from among a piezoelectric micromachined ultrasonic transducer (pMUT), a capacitive micromachined ultrasonic transducer (cMUT), a magnetic micromachined ultrasonic transducer (mMUT), and an optical ultrasonic detector. 5. The breast... | SAMSUNG ELECTRONICS CO., LTD. | A61B005/00 A61B008/08 A61B008/00
US10098605 | B2 | 2018-10-16 | Synchronous physiological measurements for cardiac acquisitions | 2014-02-06 | In a method for acquiring medical data, a frame of SPECT or PET patient image data is acquired while simultaneously recording measurements of one or more physiological characteristics, synchronously with the capture of the frame of SPECT or PET patient image data. The measurements of one or more physiological characteristics are stored in association with the corresponding patient image data. | 1. A method for evaluating a cardiac status of a patient, comprising: using a control computer to operate a SPECT or PET scanner in order to acquire multiple frames of SPECT or PET patient image data from a region in an examined patient to whom a radioactive tracer has been administered, during a data acquisition time comprising a plurality of minutes in a dynamic cardiac acquisition procedure, said multiple frames allowing determination of uptake of the tracer in different parts of said region, and time stamping each frame;using said control computer to operate a physiological characteristic detector in order to make multiple measurements of a value of at least one physiological characteristic of the examined patient that exhibits a total change over said plurality of minutes, selected from the group consisting of blood pressure and heart rate, by triggering said physiological characteristic detector to make a measurement of said value of said at least one physiological characteristic during a respective measurement time that occurs in each of said multiple frames of said patient image data, thereby measuring said at least one physiological characteristic with a time resolution from frame-to-frame that is more precise that said plurality of minutes;in a memory, storing the value of said at least one physiological characteristic respectively acquired during each of said frames of said patient image data, correlated by said time stamping with the respective frame of patient image data in which said measurement time of said value of said physiological characteristic occurred;from a processor, accessing said patient image data from said memory and, in said processor, calculating, from the image data for each frame, a value of absolute blood flow rate in regions of the heart of the subject;in said processor, using said value of said at least one physiological characteristic, measured during a respective frame, to normalize the absolute blood rate in said regions of the heart of the patient that was calculated for that respective frame;in said processor, comparing the normalized absolute blood flow rate of the respective frames to respective values of absolute blood flow rate in a database of database patients each having a cardiac status, so as to produce a comparison result that indicates a cardiac status of examined said patient that corresponds to the cardiac status of at least one of the database patients, in order to produce an electronic designation of whether said examined patient has a cardiac-related affliction; andpresenting said electronic designation as a humanly-perceptible output at an interface in communication with said processor. 2. An apparatus for evaluating a cardiac status of a patient, comprising: a SPECT or PET scanner;a physiological characteristic detector;a memory;a control computer having access to said memory;a processor having access to said memory;an output interface in communication with said processor;said control com... | Siemens Medical Solutions USA, Inc. | A61B006/00 A61B006/03 A61B005/021 A61B005/0275 A61B005/024 A61B005/00
US10092235 | B2 | 2018-10-09 | Method and apparatus for enhancing nervous function | 2017-02-27 | Disclosed is a method for interacting with the nervous system. The method includes detecting signals associated with a biological function at one or more sensors. It also includes processing the signals to create a representation thereof, delivering effector responses based on the representations, and controlling a physical process. | 1. A method for interacting with the nervous system, the method comprising: detecting signals of normal and abnormal function of a body function of an individual at one or more sensors, without requiring knowledge of the precise neurophysiological mapping of the signals;mathematically processing said signals;associating said processed signals to create a symbolic representation specific to the body function of the individual; anddelivering effector responses based on the representation in order to enhance or reinstate the body function. 2. The method of claim 1, wherein said detecting and said delivering involve different regions of the human body. 3. The method of claim 1, wherein said reinstating comprises treating a biological disease or condition. 4. The method of claim 1, wherein said enhancing a body function includes using an external machine. 5. The method of claim 1, wherein said body function is selected from the group consisting of visual function, visual disease progression, mood, alertness, detecting traumatic brain injury, learning how to operate machinery, exercise, cardiac electrical function, cardiac mechanical function, detecting subclinical seizure, complex sensory-motor activities and combinations thereof. 6. The method of claim 1, wherein said one or more sensors are selected from the group consisting of: (i) solid physical sensors selected from the group consisting of FINE, ECG-electrical sensors, EEG-electrical sensors and combinations thereof,(ii) non-solid physical sensors selected from the group consisting of electrostatic creams, piezoelectric film sensors, printed circuit sensors, photosensitive film, thermosensitive film and combinations thereof,(iii) external-oriented sensors selected from the group consisting of video sensors, infrared sensors, temperature sensors, gas sensors and combinations thereof, and(iv) combinations thereof. 7. The method of claim 1, wherein said one or more sensors is a biological sensor that senses at least one selected from the group consisting of transcutaneous or invasive nerve activity (neural electrical activity), muscle electrical activity (myopotentials), mechanical activity (mechanoreceptors), skin resistance, body temperature, body pH, skin pH, mouth pH, gastrointestinal pH, genitourinary tract pH, enzymatic profile, DNA profile, heart rate, and ventilating (breathing) rate. 8. The method of claim 1, wherein said one or more sensors is an external sensor that senses biological signals from the nervous system, from another individual's nervous system or from a database of signals. 9. The method of claim 1, wherein said one or more sensors is an external sensor that provides information selected from the group consisting of pressure, physical movement, temperature, sound within the normal human physiological range, sound outside the normal human physiological range, sound within the physiological range of animals, electromagnetic radiation in the visible spectrum, electromagn... | Incyphae Inc. | A61B005/01 A61B005/00 A61B005/0402 A61B005/0476 A61B005/04 A61B005/0488 A61B005/053 A61B005/145 A61B005/024 A61B005/08 A61B005/0205
US10080503 | B2 | 2018-09-25 | Adaptive watch | 2017-08-14 | A watch or other type of portable electronic console that employs a number of different functions in order to improve its usability. The watch may, for example, allow a user to connect the watch to one or more remote electronic devices, such as an electronic performance sensor or MP3 player. The watch then displays information related to the connected electronic devices. Still further, the watch may allow a user to control the operation of one or more connected remote electronic devices. Thus, if the watch is connected to a remote speed/distance monitor employing a calibration variable, then the watch may allow the user to adjust the calibration variable. | 1. An athletic watch comprising: a processor;a wireless transmitter and receiver physically connected the processor;a display physically connected to the processor;a sensor wirelessly connected to the processor through the wireless transmitter and receiver; anda non-transitory memory storing instructions that, when executed by the processor, are configured to cause the athletic watch at least to: prompt a user to exercise at a plurality of user-selected successive exertion levels by displaying on the display a plurality of successive countdown timers in combination with an exertion level instruction, wherein an exertion level is based on an approximate breathing rate of the user;determine one or more heart rate zones based on heart rate measurements received from the sensor while the user exercises at the plurality of successive exertion levels;process heart rate data associated with the user to determine a heart rate zone, from the one or more heart rate zones, within which the user is exercising;communicate, using the wireless transmitter and receiver, to a device remote from the athletic watch, at least a portion of the processed heart rate data; anddisplay on the display, heart rate limit values associated with the heart rate zones. 2. The athletic watch of claim 1, wherein the at least a portion of the processed heart rate data comprises a beats per minute value. 3. The athletic watch of claim 1, wherein communication of the at least a portion of the processed heart rate data utilizes two-way transmissions using radio waves. 4. The athletic watch of claim 1, further comprising: an accelerometer, configured to detect motion of the athletic watch. 5. The athletic watch of claim 4, wherein the memory further comprises instructions that, when executed by processor, are further configured to cause the athletic watch at least to: enter a power save state if the accelerometer does not detect motion of the athletic watch during a predetermined period. 6. An athletic watch comprising: a processor;a display physically connected to the processor;a heart rate sensor physically connected to the processor; anda non-transitory memory physically connected to the processor, and storing instructions that, when executed by the processor, are configured to cause the athletic watch at least to: prompt a user to exercise at a plurality of user-selected successive exertion levels, by displaying on the display a plurality of successive countdown timers in combination with an exertion level instruction, wherein an exertion level is based on an approximate breathing rate of the user;determine one or more heart rate zones based on first heart rate measurements received from the heart rate sensor while the user exercises at the plurality of successive exertion levels;prompt the user to exercise while maintaining heart rate within a selected one of the one or more heart rate zones;process second heart rate measurements associated with the user to determine whether ... | NIKE, Inc. | A61B005/02 A61B005/024 G06F019/00 A63B071/06 A61B005/00 A61B005/0205 G04G021/04 G04G019/12 A61B005/0245
US10108852 | B2 | 2018-10-23 | Facial analysis to detect asymmetric expressions | 2013-09-19 | A system and method for facial analysis to detect asymmetric expressions is disclosed. A series of facial images is collected, and an image from the series of images is evaluated with a classifier. The image is then flipped to create a flipped image. Then, the flipped image is evaluated with the classifier. The results of the evaluation of original image and the flipped image are compared. Asymmetric features such as a wink, a raised eyebrow, a smirk, or a wince are identified. These asymmetric features are associated with mental states such as skepticism, contempt, condescension, repugnance, disgust, disbelief, cynicism, pessimism, doubt, suspicion, and distrust. | 1. A computer-implemented method for facial analysis comprising: collecting a series of images of a face;evaluating an image from the series of images with a classifier; flipping the image to create a flipped image; evaluating the flipped image with the classifier;comparing results from the evaluating of the image and the evaluating the flipped image; identifying an asymmetrical expression on the face based on the comparing; inferring mental states based on the asymmetrical expression wherein the mental states include a mental state of disbelief; andscoring the asymmetrical expression based on the comparing, wherein the left and right sides of the face are different, and wherein the scoring provides a probability of a facial expression occurring, wherein the scoring includes:providing a histogram computed from the image to a classifier to produce a first output; providing a histogram computed from the flipped image to a classifier to produce a second output: and computing a difference between the first output and the second output by subtracting the second output from the first output. 2. The method of claim 1 wherein the flipping includes taking a mirror image about a y-axis. 3. The method of claim 1 further comprising centering the face within the image. 4. The method of claim 1 further comprising compensating the face for a tilted head. 5. The method of claim 1 further comprising detecting a fast onset of the asymmetrical expression from the series of images. 6. The method of claim 1 further comprising detecting a fast offset of the asymmetrical expression from the series of images. 7. The method of claim 6 further comprising filtering based on both the fast offset and a fast onset of the asymmetrical expression from the series of images. 8. The method of claim 1 wherein the asymmetrical expression includes a smirk. 9. The method of claim 8 further comprising evaluating skepticism or contempt based on the smirk. 10. The method of claim 1 wherein the asymmetrical expression includes a wink. 11. The method of claim 1 wherein the asymmetrical expression includes a single brow rise. 12. The method of claim 1 wherein the asymmetrical expression includes a cheek puff. 13. The method of claim 1 wherein the asymmetrical expression is a unilateral expression. 14. The method of claim 1 wherein the series of images are from a video. 15. The method of claim 14 wherein the video is captured with a webcam. 16. The method of claim 1 further comprising training the classifier based on a receiver operating characteristic (ROC) curve. 17. The method of claim 16 wherein the training the classifier is further based on an area under curve (AUC) analysis. 18. The method of claim 1 wherein the classifier is based on one or more facial action units. 19. The method of claim 18 wherein the one or more facial action units includes a dimpler or a lip corner pull. 20. The method of claim 1 further comprising evaluating dynamic facial movements. 21. The... | Affectiva, Inc. | G06K009/00 A61B005/16 G06F019/00 G06Q030/02 A61B005/0205 A61B005/024 A61B005/053 A61B005/08 A61B005/11
US10076267 | B2 | 2018-09-18 | Methods and systems for improved navigation | 2014-10-03 | Systems and methods for navigation are presented. First and second response signals received from at least one magnetic sensor operatively coupled to a target device in response to a magnetic field are measured at reference and reversed sensitivity while an alignment of magnetic domains corresponding to the magnetic sensor remains unchanged. A useful portion of the first response signal is determined by eliminating common-mode noise from the first response signal based on a difference between the first and second response signals. Alternatively, a bias signal having a desired bias frequency is applied to shift a signal frequency of a response signal of a magnetoresistance sensor that includes common-mode noise. A useful portion of the response signal is determined by measuring the response signal at a shifted frequency that is a sum of the signal and bias frequencies. A position of the subject is then determined based on the useful portion. | 1. A navigation system, comprising: at least one magnetic sensor operatively coupled to a target device and configured to detect a magnetic field; anda processing subsystem operatively coupled to the target device via a cable and configured to: measure a first response signal received from the magnetic sensor in response to the magnetic field when the magnetic sensor has a reference sensitivity;measure a second response signal received from the magnetic sensor in response to the magnetic field when the magnetic sensor has a reversed sensitivity, wherein the reversed sensitivity is obtained by applying varying voltage configurations, frequency configurations, or a combination thereof to the magnetic sensor while an alignment of one or more magnetic domains corresponding to the magnetic sensor remains unchanged;determine a useful portion of the first response signal by eliminating common-mode noise from the first response signal based on a difference between the first response signal and the second response signal; anddetermine a position of the target device based on the useful portion of the response signal. 2. The system of claim 1, wherein the magnetic sensor comprises a magnetoresistance sensor, a hall-effect sensor, an anisotropic magnetoresistance sensor, a giant magnetoresistance sensor, a coil sensor, or combinations thereof. 3. The system of claim 1, wherein the target device comprises a catheter, a surgical needle, a transducer probe, or combinations thereof. 4. The system of claim 1, further comprising a display device operatively coupled to the processing subsystem and configured to display the determined position of the target device in real-time. 5. The system of claim 1, further comprising a voltage source operatively coupled to the magnetic sensor and configured to: provide a positive voltage and a negative voltage to first and second contacts of the magnetic sensor, respectively, to operate the magnetic sensor in the reference sensitivity during a first period of time; andprovide a negative voltage and a positive voltage to the first and second contacts of the magnetic sensor, respectively, to operate the magnetic sensor in the reversed sensitivity during a second period of time. 6. A method for navigation, comprising: measuring a first response signal received from at least one magnetic sensor in response to a magnetic field when the magnetic sensor has a reference sensitivity, wherein the magnetic sensor is operatively coupled to a target device;measuring a second response signal received from the magnetic sensor in response to the magnetic field when the magnetic sensor has a reversed sensitivity, wherein the reversed sensitivity is obtained by applying varying voltage configurations, frequency configurations, or a combination thereof to the magnetic sensor while an alignment of one or more magnetic domains corresponding to the magnetic sensor remains unchanged;determining a useful portion of the first response signal of t... | General Electric Company | H03F001/26 A61B005/06 G01R033/09 G01R033/07 A61B005/00 G01R033/00 G06F011/30 A61M025/01
US10111586 | B2 | 2018-10-30 | Forward and side imaging optical coherence tomography probe | 2015-09-02 | A forward-imaging optical coherence tomography probe is provided, comprising: a substantially cylindrical housing comprising: a longitudinal axis; an interior side; a distal end that is optically transparent; and a mirror located at the interior side, adjacent the distal end; an optical fiber located inside the cylindrical housing along the longitudinal axis; a wedge lens located inside the cylindrical housing, adjacent the distal end, the wedge lens configured to receive light from the fiber, and direct the light towards the mirror; and, at least one motor configured to both: rotate the fiber and the wedge lens about the longitudinal axis and inside the cylindrical housing; and, linearly displace the fiber and the wedge lens along the longitudinal axis and inside the cylindrical housing; the mirror configured to: receive light from the wedge lens and reflect the light out of the distal end as the wedge lens moves linearly and rotationally. | 1. A kit for adapting a side imaging Optical Coherence Tomography (OCT) probe for both forward imaging and side imaging, the OCT probe comprising an optical fiber in optical communication with a wedge lens, the kit comprising: a cylindrical housing comprising: a longitudinal axis; an interior side; a distal end that is optically transparent; and a parabolic ring mirror located at the interior side, adjacent the distal end, and a widest radius of the parabolic ring mirror being disposed adjacent the distal end, wherein an interior surface of the parabolic ring mirror defines a volume of space within the cylindrical housing; the cylindrical housing configured to accept the OCT probe therein such that: the optical fiber is located along the longitudinal axis of the cylindrical housing and disposed within the volume of space; and,the wedge lens is located inside the cylindrical housing and disposed within the volume of space, adjacent the distal end; and,at least one motor connectable to the optical fiber, the at least one motor configured to both: rotate the optical fiber and the wedge lens about the longitudinal axis of the cylindrical housing and inside the volume of space; and,linearly displace the optical fiber and the wedge lens along the longitudinal axis and inside the volume of space;the parabolic ring mirror configured to, when the OCT probe is accepted in the volume of space: receive light from the wedge lens and reflect the light out of the distal end as the wedge lens moves linearly and rotationally. 2. The kit of claim 1, further comprising at least one graded index (GRIN) lens configured for location between an exit face of the optical fiber and the wedge lens, the at least one GRIN lens configured to focus light from the exit face into the wedge lens. 3. The kit of claim 1, wherein the optical fiber comprises a first optical fiber, the kit further comprising an optical coupler configured to couple a second optical fiber to an entrance face of the first optical fiber, the second optical fiber configured to convey light from an OCT interferometer to the first optical fiber. 4. The kit of claim 3, further comprising at least one graded index (GRIN) lens configured for location between the optical coupler and the entrance face of the first optical fiber, the at least one GRIN lens configured to focus light from the optical coupler into the first optical fiber. 5. The kit of claim 1, wherein the at least one motor comprises a linear motor and a rotational motor. | SYNAPTIVE MEDICAL (Barbados) Inc. | A61B005/05 A61B003/10 A61B001/00 A61B005/00
US10100198 | B2 | 2018-10-16 | Application of reduced dyes in imaging | 2016-09-07 | The present invention provides novel compounds and methods for hydrocyanines derived from near-infrared cyanine dyes, as reactive oxygen species probes in imaging. In certain embodiments, the present invention provides reduced dyes as substrates for ELISA and Western blots. | 1. A compound, wherein the compound has the formula:wherein R1′ and R1a′ are each independently hydrogen or deuterium;M is an alkali metal cation; andR2 is CO2H or CO2M. 2. An assay method for measuring an analyte in a sample, the method comprising: a) contacting said sample with a binding reagent that binds to an analyte to form an analyte complex;b) contacting said sample with a compound of claim 1, wherein said compound reacts with a radical, wherein said radical is generated from said analyte complex to form a detectable agent, which said detectable agent is a cyanine dye; andc) upon excitation, detecting said detectable agent. 3. The method of claim 2, wherein said analyte is a biological molecule. 4. The method of claim 2, wherein said binding reagent is an antibody. 5. The method of claim 2, wherein said analyte complex comprises an enzyme wherein a substrate of the enzyme is hydrogen peroxide. 6. The method of claim 2, wherein said detectable agent is an oxidized form of a compound of claim 1. 7. The method of claim 2, wherein said assay method is an immunological detection method. 8. The method of claim 7, wherein said immunological detection method is a member selected from the group consisting of an enzyme linked immunosorbent assay (ELISA), a Western blot analysis, and an immunohistochemical analysis. 9. A method for detecting a reactive oxygen species in a cell of a sample or a subject, said method comprising: contacting a cell with one or more compounds of claim 1, to form an oxidized form of said compound; andexciting the oxidized form of said compound to emit light. 10. The method of claim 9, wherein the oxidized form of said compound is detected by a method selected from the group consisting fluorescence spectroscopy or fluorescence microscopy. 11. A kit for conducting a fluorescent assay, said kit comprising a composition, said composition comprising: a) a compound of claim 1; andb) a buffer. 12. The kit of claim 11, further comprising instructions for use of the composition in the fluorescent assay. | LI-COR, INC. | A61B010/00 A61B005/00 A61B008/00 C09B023/16 G01N033/58 C07D209/08 C09B023/01 C09B023/08 C09B023/10 G01N033/574
US10085707 | B2 | 2018-10-02 | Medical image information system, medical image information processing method, and program | 2015-03-30 | The present invention correlates information, to be processed, about an organ and/or a disease, etc., obtained from a medical image and anatomical/functional medical knowledge information, and enables the information obtained from the medial image to be effectively utilized in medical examination and treatment processes. In a medical image information system (101), an image processing unit (103) processes an image, a graph model creation unit (104) creates a graph data model from the information obtained from the image, a graph data model processing unit (106) acquires a graph data model based on anatomical/functional medical knowledge, compares with each other and integrates the graph data models and stores an integrated graph data model, and a display processing unit (110) displays the integrated graph data model, whereby the effective use of information obtained from the image is made possible. | 1. A medical image information system comprising: a medical knowledge database in which predetermined anatomic compartments or predetermined functional compartments with respect to one or more organ models are stored;a storage medium storing instructions;a display device; anda processor connected to the storage medium, the display device and the medical knowledge database,wherein the processor, when executing the instructions stored in the storage medium, is configured to:extract an organ region and a tract region in the organ region from an image to be processed which contains an imaged organ,divide the extracted tract region into a plurality of tract nodes linked by a plurality of tract edges to create a tract graph data model,divide the extracted organ region according to the extracted tract region and the tract graph data model into a plurality of organ region compartment nodes linked by a plurality of organ region compartment edges to create an organ region compartment graph data model,acquire an anatomical/functional graph data model which includes a plurality of functional compartment nodes linked by a plurality of functional compartment edges based on the anatomic compartments or the functional compartments of the one of the organ models stored in the medical knowledge database corresponding to the imaged organ,correlate at least one of the tract graph data model and the organ region compartment graph data model with the anatomical/functional graph data model to create an integrated graph data model, anddisplay at least one of the tract graph data model, the organ region compartment data model, and the anatomical/functional data model with the integrated graph data model on the display device. 2. The medical image information system according to claim 1, wherein the processor, when executing the instructions stored in the storage medium, is further configured to:extract a disease region in the organ region to create a disease node, andlink the disease node to the organ region compartment nodes that has a disease on the organ region compartment graph data model, andcorrelate the organ region compartment graph data model linked with the disease node with the anatomical/functional graph data model to create an integrated graph data model including the disease node. 3. The medical image information system according to claim 2, wherein the processor, when executing the instructions stored in the storage medium, is further configured to:assign a label to the disease node, amply a size, a limbic feature, a uniformity in the disease, or other feature data, andstore the tract graph data model, the organ region compartment data model, the anatomical/functional data model, and the integrated graph data model. 4. The medical image information system according to claim 3, wherein the processor, when executing the instructions stored in the storage medium, is further configured to:display at least one of the tract graph data model, the organ region ... | Hitachi, Ltd. | G06K009/00 A61B006/00 G16H050/50 A61B005/00 G06Q050/24 A61B005/055 A61B006/03 G06F017/30 G06F019/00 G06K009/62 G06T007/00 G06T011/20 G06T007/11 G06K009/46 G06K009/68 G06T007/162
US10098573 | B2 | 2018-10-16 | Alerting users of CPR feedback device of detected magnetic interference | 2012-08-29 | A medical device and/or a method are used by a rescuer who is caring for a patient. The depth of CPR chest compressions is determined, by detecting magnetic fields. An interference is sensed, which is not associated with the CPR chest compressions, but which is superimposed on the detected magnetic fields. Appropriate countermeasures may be taken, if the sensed interference is larger than a threshold. | 1. A medical device for communicating to a user information associated with cardiopulmonary resuscitation (CPR) chest compressions performed on a patient in a supine position, the medical device comprising: a first sensor configured to be positioned beneath a chest of the patient;a second sensor configured to be positioned on the chest of the patient;a detector configured to utilize information from the first sensor and the second sensor to detect magnetic fields associated with the CPR chest compressions;a processor configured to estimate net depths of the CPR chest compressions between the first sensor and the second sensor from the detected magnetic fields;an interface configured to communicate the estimated depths to the user;a sensing functionality configured to utilize information from the first sensor and the second sensor to sense whether, in a vicinity of the detector, there is interference, not associated with the CPR chest compressions, that is superimposed on the detected magnetic fields associated with the CPR chest compressions, wherein the first sensor and the second sensor collectively include a coil and the sensing functionality is further configured to energize the coil, to monitor impedance of the coil, and to detect a shift within the monitored impedance of the coil in response to the energizing; anda module configured to cause the device to enter an alert mode in response to an amount of the sensed interference being above a threshold. 2. The device of claim 1, in which the sensed interference is static. 3. The device of claim 1, in which the sensed interference is dynamic. 4. The device of claim 1, in which the sensed interference is due to the presence of a conductor in the vicinity of the device. 5. The device of claim 1, in which the first sensor and the second sensor collectively include at least a first coil and a second coil, and in which the sensing functionality is further configured to energize the first and the second coils and measure and compare current signals induced in the second and first coils respectively by the energizing. 6. The device of claim 1, in which the first sensor and the second sensor collectively include at least two transmit coils and two receive coils distinct from the transmit coils, and in which the sensing functionality is further configured to energize the two transmit coils and compare current signals induced in the two receive coils by the energizing. 7. The device of claim 1, in which the first sensor and the second sensor collectively include at least one transmit coil and at least one receive coil, and in which the sensing functionality is further configured to energize the transmit coil with a transmit signal to induce a receive signal in the receive coil, and the sensing functionality is further configured to detect a phase delay of the receive signal relative to the transmit signal. 8. The device of claim 1, in which the sensing functionality includes a hardware phase discr... | PHYSIO-CONTROL, INC. | A61H031/00 A61B005/11
US10070818 | B2 | 2018-09-11 | Determining food identities with intra-oral spectrometer devices | 2017-11-28 | Devices, methods, computer-readable media, and systems for determining an identity of a food are disclosed. For example, a method may receive at least one property of at least one component in a sample of a food from an intra-oral device including a spectrometer, the at least one property obtained via the spectrometer, compares the at least one property to a plurality of food signatures, and determines the identity of the food based upon the comparing. In another example, a system may include an intra-oral device and a wireless device. The intra-oral device may include a spectrometer for measuring at least one property of at least one component in a sample of a food. The wireless device may include a processor for receiving the at least one property, comparing the at least one property to a plurality of food signatures, and determining the identity of the food based upon the comparing. | 1. A method comprising: receiving, by a processor, at least one property of at least one component in a sample of a food from an intra-oral device comprising a spectrometer, wherein the at least one property is obtained via the spectrometer;comparing, by the processor, the at least one property to a plurality of food signatures; anddetermining, by the processor, an identity of the sample of the food based upon the comparing. 2. The method of claim 1, further comprising: presenting a feedback based upon the identity of the sample of the food that is determined. 3. The method of claim 2, wherein the feedback comprises a visual display. 4. The method of claim 2, wherein the feedback comprises an audio output. 5. The method of claim 2, wherein the feedback comprises an instruction to the intra-oral device to deliver a stimulation. 6. The method of claim 1, wherein the intra-oral device is deployed in a dental fixture. 7. The method of claim 6, wherein the dental fixture comprises at least one of: a crown;a bridge;a retainer;a filling; andan implant. 8. The method of claim 1, wherein the intra-oral device is coupled to a device of the processor, wherein the intra-oral device is for insertion into an oral cavity to obtain the at least one property. 9. The method of claim 1, wherein the spectrometer comprises a mass spectrometer. 10. The method of claim 1, wherein the spectrometer comprises a spectrophotometer. 11. An intra-oral device, comprising: a processor; anda computer-readable medium storing instructions which, when executed by the processor, cause the processor to perform operations, the operations comprising: detecting an act of eating via a sensor of the intra-oral device;activating a spectrometer of the intra-oral device to measure at least one property of at least one component in a sample of a food, when the act of eating is detected; andtransmitting the at least one property of the at least one component in the sample of the food to a wireless device via a wireless transmitter of the intra-oral device. 12. The intra-oral device of claim 11, wherein the operations further comprise: receiving a command from the wireless device to deliver a stimulation; anddelivering the stimulation in response to the command. 13. The intra-oral device of claim 12, wherein the wireless device is for: comparing the at least one property to a plurality of food signatures;determining an identity of the food based upon the comparing; andproviding the command based upon the identity of the food that is determined. 14. The intra-oral device of claim 11, wherein the sensor comprises a pH sensor, wherein the act of eating is detected when a pH level measured by the pH sensor exceeds a threshold. 15. The intra-oral device of claim 11, wherein the sensor comprises a current sensor, wherein the act of eating is detected when a current measured by the current sensor exceeds a threshold. 16. The intra-oral device of claim 11, wherein the sensor comprises a ... | AT&T Intellectual Property I, L.P. | A61B005/00 G01N021/27 H01J049/00 G01N033/02 G09B019/00 A61B005/145 A61C008/00 A61C007/08
US10092223 | B2 | 2018-10-09 | Measurement system | 2014-06-24 | This measurement system quantitatively presents the effect of wearing an acoustic device that transmits sound to a user by contacting a vibrating body to a human auricle. In a measurement system including an ear model, which is provided with an artificial auricle and an artificial external ear canal, and an air-conducted sound gauge that measures air-conducted sound in the artificial external ear canal, while an acoustic device is contacted to the ear model of the measurement system, the acoustic device including a vibrating body and transmitting sound to a user by contacting the vibrating body to a human auricle, the measurement system measures, with the air-conducted sound gauge, air-conducted sound generated by the acoustic device and presents the result of measurement together with a characteristic corresponding to when the user wears the acoustic device. | 1. A measurement system for an acoustic device including a vibrating body, wherein the acoustic device is configured to transmit sound to a user by contacting the vibrating body to a human auricle, and the acoustic device is configured to be worn by the user, the measurement system comprising: an ear model including an artificial auricle and an artificial external ear canal; and an air-conducted sound gauge configured to measure air-conducted sound in the artificial external ear canal, wherein the acoustic device is contacted to the ear model of the measurement system, the measurement system takes a measurement, with the air-conducted sound gauge, of air-conducted sound generated by the acoustic device and outputs a result of the measurement together with a characteristic of the acoustic device corresponding to when the user wears the acoustic device, and due to the vibration of the vibrating body, at least an inner wall of the artificial external ear canal vibrates, and artificial external ear canal radiated sound produced by at least the inner wall reaches and is measured by the air-conducted sound gauge. 2. A measurement system for an acoustic device including a vibrating body, wherein the acoustic device is configured to transmit sound to a user by contacting the vibrating body to a human auricle, and the acoustic device is configured to be worn by the user, the measurement system comprising: an ear model including an artificial auricle and an artificial external ear canal; and a vibration sound gauge configured to measure vibration sound in the ear model, wherein while the acoustic device is contacted to the ear model of the measurement system, the measurement system takes a measurement, with the vibration sound gauge, of vibration sound generated by the acoustic device and outputs a result of the measurement together with a characteristic of the acoustic device corresponding to when the user wears the acoustic device, wherein the vibration sound gauge is disposed annularly on an external surface of the artificial external ear canal on an opposite side from the artificial auricle. 3. A measurement system for an acoustic device including a vibrating body, wherein the acoustic device is configured to transmit sound to a user by contacting the vibrating body to a human auricle, and the acoustic device is configured to be worn by the user, the measurement system comprising: an ear model including an artificial auricle and an artificial external ear canal; an air-conducted sound gauge configured to measure air-conducted sound in the artificial external ear canal; and a vibration sound gauge configured to measure vibration sound in the ear model, wherein while the acoustic device is contacted to the ear model of the measurement system, the measurement system takes a measurement, with the air-conducted sound gauge and the vibration sound gauge, of air-conducted sound and vibration sound generated by the acoustic device and outputs combined sound,... | KYOCERA Corporation | A61B005/12 A61B005/00 H04R025/00 H04R011/04 H04R001/10
US10082458 | B2 | 2018-09-25 | Optical measurement device with light blocking element | 2015-03-05 | An optical measurement device that comprises an apparatus main element including a light emission aperture, a light emission probe element that includes the optical fibers and that transmits light through it, and the other end of the optical fibers being detachably attached relative to the light emission aperture, and a light block element that blocks the light irradiated from the light emission aperture under the condition in which the light emission probe element connected to the apparatus main element is detached from the light emission aperture. | 1. An optical measurement device, comprising: a light source;an apparatus main body that comprises the light source and a light emission aperture that irradiates a light to a subject;a light transmittance element that comprises an optical fiber is detachably attached relative to said light emission aperture and transmits the light to a light sending point arranged relative to said subject;a light block element that blocks the light irradiated from said light emission aperture under a condition in which the light transmittance element is detached from said light emission aperture; andsaid light block element is at a location external from said light emission aperature and is covering said light emission aperture from the outside of the apparatus main element;said light transmitting element is between said light block element and said apparatus main element in a direction of a light emission from the light emission aperture, and said light transmission element is detachably attached relative to said light emission aperture. 2. The optical measurement device, according to claim 1, wherein: said light transmitting element is detachably attached relative to said light emission aperture under the condition in which said light block element is installed to said apparatus main element; andsaid light block element is in-place on a location on a light axis of a light from said light emission aperture under the condition in which at least said light transmitting element detached from said light emission aperture. 3. The optical measurement device, according to claim 1, further comprising : a plurality of light emission apertures are installed, and a plurality of optical fibers are installed; andsaid light transmitting element further comprises: a plurality of connection members that respectively include one end of said plurality of optical fibers that is detachably attached relative to said apparatus main element along a vertical direction to the direction of said light axis from said light emission aperture, so that the respective plurality of optical fibers are attached and detached collectively relative to the light emission aperture at one time. 4. The optical measurement device, according to claim 3, wherein: said connection members attach and detach respective said optical fibers relative to said light emission aperture by being slid and shifted between said light block element and said apparatus main element along the vertical direction to said light axis direction. 5. The optical measurement device, according to claim 4, wherein: said light block element further comprises: a guide element extending along a parallel direction to the direction in which said connection members are slid and shifted between said light block element and said apparatus main element. 6. The optical measurement device, according to claim 3, wherein: said light block element is shaped to cover said connection members along an outer shape of said connection member. 7. Th... | SHIMADZU CORPORATION | G01N021/359 G01N021/01 A61B005/1455 G01N021/3563 G01N021/63 G01N021/84 G02B023/26 A61B005/00 G01N021/47
US10111612 | B2 | 2018-10-30 | Virtual magnetic transmission lines for communication and power transfer in conducting media | 2016-02-18 | System and method for wireless, low-loss transmission in conductive medium of a radio-frequency signal received by a passive array of magnetic dipole elements from a source magnetic dipole. The individual elements are separated from one another by a distance on the order of or less than a quarter-wavelength corresponding to resonant radio-frequency. An array individual elements of which are microscopically dimensioned form a neuronal transmitter that can be configured to be implanted into neuronal tissue such that a source dipole, disposed near a neuron, passes a signal representative of neuronal activity along the array to an outmost element and further to external receiver disposed near skull. Macroscopically-dimensioned embodiment is configured to be submerged into and operate in salty water. | 1. A neuronal radio-frequency (RF) telemetry system comprising: a microscopically-sized neuronal sensor tuned to a resonance at a chosen radio-frequency;an electronic circuitry operably connected to said neuronal sensor,a passive array of microscopically-sized neuronal transmitter elements separated from one another by a distance that defines near-field interaction between immediately neighboring neuronal transmitter elements of the passive array, wherein an outmost transmitter element of said array is separated from the neuronal sensor by the distance, anda receiver in RF communication at least with the outmost transmitter element. 2. A telemetry system according to claim 1, wherein said neuronal sensor includes a source magnetic dipole element and said transmitter elements from the passive array include passive magnetic dipole elements. 3. A telemetry system according to claim 1, wherein the passive array includes at least one of a one-dimensional array, a two-dimensional array, and a three-dimensional array. 4. A telemetry system according to claim 1, further comprising electronic circuitry configured to tune at least one of (i) a configuration of elements of said transmission line and (ii) the chosen frequency. 5. A telemetry system according to claim 1, wherein said microscopically-sized neuronal transmitter elements include antenna elements having a longest dimension that does not exceed one half wavelength corresponding to said chosen frequency in a medium surrounding the telemetry system. 6. A telemetry system according to claim 1, configured to operate in a conductive medium. | ARIZONA BOARD OF REGENTS ON BEHALF OF ARIZONA STATE UNIVERSITY | A61B005/00 H02J050/23 H04B005/00 H02J050/12 H01F038/14
US10076274 | B2 | 2018-09-18 | System and method for non-invasive detection of human cranial conditions | 2016-10-07 | Vascular conditions are detected non-invasively in the human body using a collection of information from small local regions of the vasculature. An array of accelerometers are attached to the head and blood flow sounds are recorded. Vibration signatures of vessel structures such as branches, aneurysms, stenosis, etc. using random, periodic, band limited or transient analysis provides a signature library for further processing. The signature library is used to localize the origin of recognized vascular features and the localized feature is presented to the physician in a clinically relevant manner. | 1. A system for non-invasive detection of abnormal cranial conditions, the system comprising: three or more accelerometers adapted to be engaged externally at three or more different positions against a patient's head simultaneously;wherein each of said three or more accelerometers is configured to measure acceleration of the patient's head at one of said three or more different positions resulting from displacement of the patient's skull at said one of said three or more different positions caused by heartbeat-induced pulsing of blood into cranial vasculature;wherein each of said three or more accelerometers is configured to generate signal data responsive to said acceleration of the patient's head at one of said three or more different positions resulting from displacement of the patient's skull at said one of said three or more different positions caused by heartbeat-induced pulsing of blood into cranial vasculature; a processing system connected to said three or more accelerometers,wherein said processing system is configured to receive said signal data from all of said three or more accelerometers, digitize and process said signal data from all of said three or more accelerometers in parallel thereby maintaining timing information in said signal data,analyze said signal data from all of said three or more accelerometers by determining phase time differences among the signal data from each of said three or more accelerometers,match said signal data with known signal data of abnormal cranial conditions to thereby detect abnormal cranial conditions of the patient non-invasively, and generate a display indicative of said abnormal cranial conditions of the patient. 2. The system of claim 1, wherein said processing system is further configured to use said phase time differences among the signal data from each of said three or more accelerometers to perform source signal localization. 3. The system of claim 1, wherein said processing system is further configured to analyze said signal data from all of said three or more accelerometers by correlating said signal data from each of said plurality of accelerometers to determine a waveform signal common to the signal data from all of the three or more accelerometers. 4. The system of claim 1, wherein each of said three or more accelerometers has a sensitivity of at least 500 mV/g. 5. The system of claim 1, wherein said three or more accelerometers comprise four accelerometers engaged externally at four different positions against a patient's head. 6. The system of claim 1, wherein said processing system is configured to receive pulse timing information for use in analyzing said signal data from said three or more accelerometers. 7. The system of claim 1, further comprising: a pulse sensor which generates pulse timing information; andwherein said processing system is configured to receive pulse timing information for use in analyzing said signal data from said three or more accelerometers. 8. The ... | JAN MEDICAL, INC. | A61B005/00 G16H050/70 G16H050/20 G16H050/50 A61B007/00 G06K009/00 A61B005/024 G01H001/00 A61B005/11 A61B005/02 A61B005/0205 A61B007/04 G06F019/00
US10080501 | B2 | 2018-09-25 | Intravascular devices, systems, and methods | 2014-10-13 | Intravascular devices and systems include a flexible elongate member having a component configured to detect a physiological condition of a patient when the flexible elongate member is in a vasculature of the patient. The probe may also include a connector junction non-rotatably and permanently secured to the proximal portion of the flexible elongate member. The connector junction may be sized for grasping by a health care provider and for rotation to rotate the flexible elongate member when the flexible elongate member is in a vasculature of the patient. The connector junction may include a slack chamber to accommodate slack in a conductor that may be utilized when the flexible elongate member is introduced through tortious vasculature. | 1. An intravascular probe comprising: a flexible elongate member configured to be introduced into vasculature of a patient, the flexible elongate member having a proximal portion and a distal portion, the distal portion including a component thereon configured to detect a physiological condition of a patient when the flexible elongate member is in a vasculature of the patient, the flexible elongate member comprising a core wire and a communication pathway extending at least partially along the core wire, the communication pathway being in communication with the component and extending to the proximal portion;a communication element configured to communicate signals representative of the detected physiological condition to a system; anda connector junction non-rotatably and permanently secured to the proximal portion of the flexible elongate member, the connector junction being sized for grasping by a health care provider and for rotation to rotate the flexible elongate member when the flexible elongate member is in a vasculature of the patient, the connector junction connecting the communication pathway in the flexible elongate member to the communication element to convey signals relating to the detected physiological condition to a system. 2. The intravascular probe of claim 1, wherein the connector junction comprises a chamber configured to accommodate flexing of the communication pathway as slack in the communication pathway. 3. The intravascular probe of claim 2, wherein the communication pathway comprises a loop as the slack in the communication pathway, the loop being disposed in the chamber. 4. The intravascular probe of claim 1, wherein the connector junction includes a connector chamber and a circuit board disposed in the connector chamber, the communication pathway being in communication with the circuit board. 5. The intravascular probe of claim 1, wherein the communication element is a cable extending from the connector junction. 6. The intravascular probe of claim 5, wherein the cable terminates at an electrical connector disposed at a proximal end of the cable. 7. The intravascular probe of claim 6, wherein the connector junction is disposed distal of the electrical connector and the cable. 8. The intravascular probe of claim 1, wherein the communication pathway comprises at least three separate signal carrying wires. 9. The intravascular probe of claim 1, wherein the housing is bonded to the proximal portion of the flexible elongate member with an adhesive. 10. The intravascular probe of claim 1, wherein the component is a pressure sensor. 11. The intravascular probe of claim 1, wherein the flexible elongate member comprises a first coil disposed distal of the components and comprises a second coil disposed proximal of the component, the first and second distal coils providing rigidity to the distal portion of the flexible elongate member. 12. The intravascular probe of claim 1, wherein the flexible elongate member comp... | VOLCANO CORPORATION | A61B005/0215 A61B005/01 A61B017/00 A61B008/12 A61B005/042 A61B001/05 A61B005/00 A61B001/04 A61B001/313
US10097815 | B2 | 2018-10-09 | Focus scanning apparatus | 2014-09-30 | A scanner includes a camera, a light source for generating a probe light incorporating a spatial pattern, an optical system for transmitting the probe light towards the object and for transmitting at least a part of the light returned from the object to the camera, a focus element within the optical system for varying a position of a focus plane of the spatial pattern on the object, unit for obtaining at least one image from said array of sensor elements, unit for evaluating a correlation measure at each focus plane position between at least one image pixel and a weight function, a processor for determining the in-focus position(s) of each of a plurality of image pixels for a range of focus plane positions, or each of a plurality of groups of image pixels for a range of focus plane positions, and transforming in-focus data into 3D real world coordinates. | 1. A scanner for determining the 3D geometry of at least a part of the surface of an object, said scanner comprising: at least one camera accommodating an array of sensor elements,a light source for generating a probe light,an optical system for transmitting the probe light towards the object along an optical path thereby illuminating at least a part of the object with said probe light and for transmitting at least a part of the light returned from the object to the camera, said optical system comprising: a focus element for focusing at least a part of the probe light on the object; anda translation stage for adjusting and controlling a position of the focus element along the optical path for varying a position of at least the part of the probe light as focused on the object, and one or more built-in motion sensors which are configured to yield data for:remotely controlling an image displayed on a display based on acquired scan data, orstitching or registering partial scans to each other. 2. The scanner according to claim 1, further comprising: a processor configured to:generate, for each of a plurality of image pixels or each of a plurality of groups of image pixels, a correlation measure, for each of a number of the focus positions along the optical path, in a range of focus positions, at least partly by comparing a reference signal representing the probe light with an input signal representing the light returned from the object to the camera, andidentify an extremum of the correlation measures generated, to determine an in-focus position for each of the plurality of image pixels or each of the plurality of groups of image pixels;wherein the correlation measure is calculated as a dot product computed for each of the plurality of said focus positions and each dot product is computed from a signal vector with more than one element representing sensor signals and a weight vector of same length as said signal vector of weights. 3. The scanner according to claim 1, wherein the in-focus position for said image pixel or group of image pixels is determined as an at least local extremum position of an optionally smoothed series of correlation measures calculated for the range of said focus positions. 4. The scanner according to claim 1, wherein the probe light incorporates a spatial pattern. 5. The scanner according to claim 4, wherein the spatial pattern is static. 6. The scanner according to claim 4, wherein said spatial pattern possess translational and/or rotational periodicity. 7. The scanner according to claim 4, comprising a pattern generator, and wherein light from the light source is transmitted through the pattern generator thereby generating the spatial pattern. 8. The scanner according to claim 4, wherein the focus of the camera is adapted to be moved synchronously with the focus of the spatial pattern. 9. The scanner according to claim 1, wherein the object is an ear canal or a tooth. 10. The scanner according to claim 1, further c... | 3SHAPE A/S | H04N013/296 A61B005/00 A61B005/107 G01B011/25
US10076378 | B2 | 2018-09-18 | Matrix router for surgical ablation | 2013-11-04 | A matrix router with frequency switching is provided having an energy source electrically connected to a plurality of interface ports. A switching device is provided between the energy source and the plurality of switches. One of the plurality of interface ports includes a paired electrode interface port for the connection of a paired electrode device thereto. The paired electrode device has a first pair of opposed electrodes and a second pair of opposed electrodes for clamping on tissue. When the paired electrode device is operably connected to the paired electrode interface port and actuated, the switching device alternates energy such as bipolar RF from the first pair of opposed electrodes to the second pair of opposed electrodes. | 1. A surgical router comprising: an energy source configured to power at least one of a plurality of surgical devices;a paired electrode interface port operably connected to the energy source, the paired electrode interface port including a plurality of interfaces for connecting to at least one of the plurality of surgical devices; anda paired electrode frequency switching device operably connected between the energy source and the paired electrode interface port, the paired electrode frequency switching device including at least one of logic and circuitry configured to rapidly deliver radio frequency (RF) energy to the plurality of interfaces in turn, repeatedly, at a switching frequency to create and maintain an overlapping energy field. 2. The surgical router of claim 1, wherein the switching frequency is selected with a frequency selector. 3. The surgical router of claim 2, wherein the frequency selector comprises a switch comprising a portion of the paired electrode frequency switching device. 4. The surgical router of claim 2, wherein the frequency selector comprises a jumper comprising a portion of the paired electrode frequency switching device. 5. The surgical router of claim 2, wherein the frequency selector comprises a portion of at least one of the plurality of surgical devices. 6. The surgical router of claim 2, wherein the frequency selector comprises a circuit that recognizes any one of the plurality of surgical devices and can select a frequency for any one of the plurality of surgical devices. 7. The surgical router of claim 2, wherein the frequency selector selects a switching frequency as a function of a spacing between a first pair of electrodes and a second pair of electrodes comprising at least one of the plurality of surgical devices. 8. The surgical router of claim 2, wherein the frequency selector selects a switching frequency as a function of the length of a first pair of electrodes and the length of a second pair of electrodes comprising at least one of the plurality of surgical devices. 9. The surgical router of claim 2, wherein the switching frequency selected by the frequency selector is a function of an RF energy power level with respect to an impedance of tissue clamped by at least one of the plurality of surgical devices. 10. The surgical router of claim 2, wherein when at least one of the plurality of surgical devices is clamped on tissue, the frequency selector is configured to select a switching frequency as a function of an energy power level provided by the energy source with respect to an impedance measured across the tissue clamped by the at least one of the plurality of surgical devices. 11. The surgical router of claim 2, wherein the switching frequency selected by the frequency selector is a function of at least one of a spring rate and clamp pressure exerted on tissue clamped by at least one of the plurality of surgical devices. 12. The surgical router of claim 1, wherein at least one of the ... | AtriCure, Inc. | A61B018/14 A61B018/12 A61B018/04 A61B018/18 A61B018/00 A61B005/0402
US10080507 | B2 | 2018-09-25 | Systems and methods for detecting physical changes without physical contact | 2017-01-27 | Systems and methods are provided for detecting and analyzing changes in a body. For example, a system includes an electric field generator configured to produce an electric field. The system includes an external sensor device configured to detect physical changes in the electric field, where the physical changes affect amplitude and frequency of the electric field. The system includes a quadrature demodulator configured to detect changes of the frequency of the output of the electric field generator. The system includes an amplitude reference source and an amplitude comparison switch configured to detect changes of the amplitude of the output of the electric field generator. The system includes a signal processor configured to analyze the changes of the amplitude and frequency of the output of the electric field generator. | 1. A system for detecting and analyzing changes in a body, comprising: an electric field generator configured to produce an electric field;an external sensor device, coupled to the electric field generator, configured to detect physical changes in the body in the electric field, wherein the physical changes affect amplitude and frequency of the electric field;a quadrature demodulator, coupled to the electric field generator, configured to detect changes of the frequency of the output of the electric field generator and produce a detected response that includes a low frequency component and a high frequency component;a low pass filter, coupled to the quadrature demodulator, configured to filter out the high frequency component of the detected response to generate a filtered response;an amplitude reference source configured to provide an amplitude reference;an amplitude comparison switch, coupled to the amplitude reference source and the electric field generator, configured to compare the amplitude reference and the amplitude of the electric field to generate an amplitude comparison response; anda signal processor, coupled to the low pass filter and the amplitude comparison switch, configured to analyze the filtered response and the amplitude comparison response. 2. The system of claim 1, wherein the signal processor comprises: a sample-and-hold circuit configured to sample the filtered response and the amplitude comparison response;an analog-to-digital converter (ADC), coupled to the sample-and-hold circuit, configured to digitize an output of the sample-and-hold circuit; anda digital signal processor, coupled to the ADC, configured to analyze an output of the ADC. 3. The system of claim 1, wherein the quadrature demodulator comprises: a resonant circuit configured to produce a quadrature input based on the input of the quadrature demodulator; anda mixer, coupled to the resonant circuit, configured to (1) mix the input of the quadrature demodulator and the quadrature input and (2) generate an output of the quadrature demodulator. 4. The system of claim 3, wherein the resonant circuit comprises: a capacitor;an inductor; anda resistor. 5. The system of claim 4, wherein the capacitor, the inductor, and the resistor are connected in parallel. 6. The system of claim 3, wherein the mixer is a balanced mixer. 7. The system of claim 6, wherein the balanced mixer is a double balanced mixer. 8. The system of claim 1, wherein the electric field generator comprises an oscillator. 9. The system of claim 8, wherein the oscillator is an inductor-capacitor tank oscillator. 10. The system of claim 1, wherein the external sensor device comprises a plurality of metallic plates. 11. The system of claim 1, wherein the external sensor device is configured to change its orientation. 12. The system of claim 1, further comprising a display. 13. A method for detecting and analyzing changes in a body, the method comprising: establishing, by an electric field gen... | Life Detection Technologies, Inc. | G01R029/12 A61B005/05 A61B005/00 G01R029/08
US10086090 | B2 | 2018-10-02 | Indocyanine compound, synthesis method and purification method thereof, diagnostic composition using the indocyanine compound, and device for measuring biokinetics and device for visualizing circulation using the diagnostic composition | 2017-02-21 | The present invention aims at providing a novel indocyanine compound solving problems of conventionally used indocyanine green, such as solubility in water or physiological saline, a synthesis method and a purification method thereof, and a diagnostic composition including the novel indocyanine compound. Further, provided are a method for evaluating biokinetics of the novel indocyanine compound and a device for measuring biokinetics, and a method and a device for visualizing circulation of fluid such as blood in a living body, which utilize the diagnostic composition. Also, found are a novel indocyanine compound in which a hydrophobic moiety in a near-infrared fluorescent indocyanine molecule is included in a cavity of a cyclic sugar chain cyclodextrin to cover the hydrophobic moiety in the indocyanine molecule with the glucose, and a synthesis method and a purification method thereof. Furthermore, found are a method for fluorescence-imaging an organ other than liver by intravenous administration, a method for evaluating biokinetics of the novel indocyanine compound, a device for measuring biokinetics, and a method and a device for visualizing circulation of fluid such as blood in a living body, utilizing the diagnostic composition including the novel indocyanine compound. | 1. A cyclodextrin-bonded indocyanine cation of formula (15), (16), (19) or (20):wherein in the formulas (16) and (20), the indocyanine structure has at least a portion of a naphthyl group included in a cavity of a cyclodextrin. 2. The cyclodextrin-bonded indocyanine cation of claim 1, which has the formula (15) or (16). 3. The cyclodextrin-bonded indocyanine cation of claim 1, which has the formula (19) or (20). 4. A composition, comprising: the cyclodextrin-bonded indocyanine cation of claim 1. 5. The composition of claim 4, further comprising: water. 6. The composition of claim 5, wherein the cyclodextrin-bonded indocyanine cation has the formula (15) or (16). 7. The composition of claim 5, wherein the cyclodextrin-bonded indocyanine cation has the formula (19) or (20). 8. The composition of claim 4, which is in a form capable of being dissolved in water to provide an aqueous solution. 9. The composition of claim 8, wherein the cyclodextrin-bonded indocyanine cation has the formula (15) or (16). 10. The composition of claim 8, wherein the cyclodextrin-bonded indocyanine cation has the formula (19) or (20). 11. A solid cyclodextrin-bonded indocyanine of formula (16) or (20):wherein in the formulas (16) and (20), the indocyanine structure has at least a portion of a naphthyl group included in a cavity of a cyclodextrin. 12. The solid cyclodextrin-bonded indocyanine of claim 11, which has the formula (20). 13. The solid cyclodextrin-bonded indocyanine of claim 12, which has an ESI-MS m/z [M] value corresponding to a molecular formula C135H197N4O73. 14. The solid cyclodextrin-bonded indocyanine of claim 12, which is produced by a method including mixing a compound of formula (18) with a compound of formula (14) in a medium to obtain a mixture:mixing a dehydration-condensing agent with the mixture to perform a dehydration-condensation reaction of the mixture, andoptionally performing an inclusion reaction in water. 15. The solid cyclodextrin-bonded indocyanine of claim 12, which is produced by purification through column chromatography and elution with a medium including an acid selected from the group consisting of hydrochloric acid, trifluoroacetic acid, acetic acid, sulfuric acid, nitric acid and formic acid. 16. The solid cyclodextrin-bonded indocyanine of claim 12, which is produced by purification through column chromatography and elution with a medium including hydrochloric acid. 17. The solid cyclodextrin-bonded indocyanine of claim 11, which has the formula (16). 18. The solid cyclodextrin-bonded indocyanine of claim 17, which has a ESI-MS m/z [M]+ value corresponding to a molecular formula C131H191N4O72. 19. The solid cyclodextrin-bonded indocyanine of claim 17, which is produced by a method including mixing a compound of formula (13) with a compound of formula (14) in a medium to obtain a mixture:mixing a dehydration-condensing agent with the mixture to perform a dehydration-condensation reaction of the mixture, andoptio... | NATIONAL UNIVERSITY CORPORATION MIE UNIVERSITY NATIONAL UNIVERSITY CORPORATON NAGOYA UNIVERSITY | A61B005/00 A61B008/00 A61B010/00 A61K049/00 C08B037/16 C09B023/01 C09B023/08 A61B005/0205 A61B005/026 A61B005/20 A61M005/00 C09B067/00 A61B005/0275
US10064580 | B2 | 2018-09-04 | System and method for determining antibiotic effectiveness in respiratory diseased animals using auscultation analysis | 2013-02-06 | A system and method are provided for diagnosis of animal respiratory diseases using auscultation techniques. Animal lung sounds are recorded and stored as digitized data. Algorithms are applied to the data producing an output indicative of the health of the animal. Another method determines effectiveness of antibiotics administered to animals based upon observed relationships between lung score categories obtained from auscultation. A comparison is made between sample populations of animals that receive different classifications of antibiotics, and this data is compared to lung score categories observed for each of the animals that received the antibiotics. A statistical analysis is conducted to confirm statistical differences in case fatality rates between lung score categories. Insignificant differences in mortality rates across a range of lung score categories indicates the particular antibiotic administered is not effective, whereas a reduced fatality rate associated with lower lung scores indicates a level of antibiotic effectiveness. | 1. A method for determining effectiveness of an administered drug in treating a disease of a group of livestock using auscultation analysis, said method comprising: administering a first drug to a group of livestock;conducting auscultations by an electronic stethoscopic device communicating with a computer processor to record auscultated sounds from the group of livestock;determining, by said computer processor, a lung score corresponding to a respective level of severity of the disease for each livestock at the time of and based on the auscultations;recording, in said computer processor, the first drug administered to the group of livestock;recording, in said computer processor, fatalities for the group of livestock over a designated time period;conducting, by said computer processor, a statistical analysis to determine whether there is a statistical difference in fatality rates between lung score categories;analyzing, by said computer processor, the statistical analysis;automatically determining, by said computer processor, a numerical relationship between fatality rates as a function of lung scores to determine effectiveness of the first drug, said automatically determining step includes: generating a graphical comparison of fatality rates versus lung score categories, said comparison including a predicted probability line of the fatality rates as a function of the lung scores;determining whether the first drug is effective or ineffective based on the slope of the predicted probability line, wherein the slope of the predicted probability line being positive indicates drug effectiveness and wherein the slope of said predicted probability line having a zero slope indicates drug ineffectiveness; andadministering a second different drug to the group of animals when the first drug is ineffective, or administering the first drug to the group of livestock when the first drug is effective. 2. A method, as claimed in claim 1, wherein the lung score categories are numerical lung score categories. 3. A method for determining effectiveness of an administered drug in treating a disease of a group of livestock using auscultation analysis, said method comprising: administering a first drug to a group of livestock;conducting auscultations by an electronic stethoscopic device communicating with a computer processor to record auscultated sounds from the group of livestock;determining, by said computer processor, a lung score corresponding to a respective level of severity of the disease for each livestock at the time of and based on the auscultations;recording, in said computer processor, the first drug administered to the group of livestock;recording, in said computer processor, fatalities for the group of livestock over a designated time period;conducting, by said computer processor, an analysis to determine whether there is a difference in fatality rates between lung score categories;analyzing, by said computer processor, the statistical analysis;automatic... | INTERVET INC. | A61B005/00 A61B007/04 A61B007/00 A61B005/08
US10107778 | B2 | 2018-10-23 | System and method for detecting lysyl oxidase-like 2 protein (LOXL2) and breast cancer | 2013-09-30 | A detection system for determining lysyl oxidase-like 2 protein (LOXL2) levels in a bodily sample, includes at least one reaction solution for generating H2O2 upon combination with LOXL2 in the bodily sample, the reaction solution including lysine that can be oxidatively deaminated by LOXL2 to generate α-aminoadipic-δ-semialdehyde (allysine) and hydrogen peroxide (H2O2). | 1. A method of detecting lysyl oxidase-like 2 protein (LOXL2) levels in a subject, the method comprising: obtaining a bodily sample from the subject, the bodily sample comprising a bodily fluid selected from the group consisting of blood, plasma, sera, and urine,combining the bodily sample with at least one reaction solution for generating H2O2 upon combination with LOXL2 in the bodily sample, the reaction solution including dissolved lysine powder as substrate that can be oxidatively deaminated by LOXL2 to generate α-aminoadipic-δ-semialdehyde (allysine) and hydrogen peroxide (H2O2); anddetecting electrochemically the amount of H2O2 generated in the reaction solution with a biosensor, wherein increased amount of H2O2 detected compared to a control is indicative of an increased amount of LOXL2 in the bodily sample, andwherein the biosensor includes a working electrode, a counter electrode and a reference electrode. 2. The method of claim 1, the working electrode and counter electrode including catalyst particles for increasing the rate of electrochemical oxidation-reduction reaction with H2O2 and providing the detection of H2O2 at a lower oxidation potential than without the presence of the catalyst particles. 3. The method of claim 2, the catalyst particles comprising nano-particle metallic catalysts. 4. The method of claim 2, the catalyst particles comprising a unary metal (M), a binary metal (M-X), a unary metal oxide (MOy), a binary metal oxide (MOy-XOy), a metal-metal oxide composite material (M-MOy) or a combination of which, wherein y is less than 3, and M and X are independently selected from a group consisting of Li, Na, Mg, Al, K, Ca, Cr, Mn, Fe, Co, Ni, Cu, Zn, Ga, Sr, Y, Zr, Nb, Mo, Ru, Rh, Pd, Ag, Cd, In, Sn, Ba, La, Ce, Pr, Nd, Sm, Eu, Gd, Tb, Dy, Ho, Er, Tm, Lu, Ta, W, Os, Ir, Pt, Au, and Pb. 5. The method of claim 2, the catalyst particles comprising iridium oxide particles. 6. The method of claim 1, further comprising applying voltage potentials to the working electrode and counter electrode and measuring the current flow between the working electrode and counter electrode to determine the level of H2O2. 7. A method of detecting breast cancer or an increased risk of breast cancer in a subject, the method comprising: obtaining a bodily sample from the subject, the bodily sample comprising a bodily fluid selected from the group consisting of blood, plasma, sera, and urine,combining the bodily sample with at least one reaction solution for generating H2O2 upon combination with LOXL2 in the bodily sample, the reaction solution including dissolved lysine powder as substrate that can be oxidatively deaminated by LOXL2 to generate α-aminoadipic-δ-semialdehyde (allysine) and hydrogen peroxide (H2O2); anddetecting electrochemically the amount of H2O2 generated in the reaction solution with a biosensor, wherein increased amount of H2O2 detected compared to a control is indicative of the subject having breast cancer or an increase ris... | CASE WESTERN RESERVE UNIVERSITY | G01N027/327 C12Q001/26 G01N033/574 A61B010/00 A61B005/15
US10067210 | B2 | 2018-09-04 | Method and magnetic resonance apparatus for recording usage data for local coils and magnetic resonance device | 2015-05-22 | In a method and apparatus for recording usage data describing the use of local coils in a magnetic resonance scanner, when a trigger event occurs at least one item of coil information relating to the current configuration of the local coils, and an associated time stamp, are automatically stored as usage data. | 1. A method for recording usage data describing use of a local radio frequency (RF) coil in a magnetic resonance apparatus, comprising: operating a magnetic resonance apparatus in a current procedure comprising use of at least one local RF coil to acquire magnetic resonance data from a subject situated in the magnetic resonance apparatus, said local RF coil being selectively configurable in respectively different configurations in different procedures, and having a current configuration in said current procedure;in a control computer that operates said magnetic resonance apparatus to execute said current procedure, designating a trigger event that occurs during said current procedure; anddetecting occurrence of said trigger event and, upon detection of the occurrence of said trigger event, automatically recording, in said control computer, at least one item of coil information that describes said current configuration of the local RF coil as used in said current procedure, associating a time stamp with said coil information, and storing the coil information with the associated time stamp as usage data for said local RF coil. 2. A method as claimed in claim 1 comprising selecting said trigger event from the group consisting of electrical connection of said local RF coil in said magnetic resonance apparatus, electrical disconnection of said local RF coil in said magnetic resonance apparatus, selection of said local RF coil for use in said procedure, starting said current procedure, and occurrence of a fault scenario in said current procedure. 3. A method as claimed in claim 1 comprising selecting said item of information from the group consisting of a type of said local RF coil, location of said local RF coil in said magnetic resonance apparatus during said current procedure, and operator settings affecting said local RF coil in said current procedure. 4. A method as claimed in claim 3 wherein said item of coil information is a type of said local RF coil, and comprising reading said type from data embodied in an identification device of said local RF coil. 5. A method as claimed in claim 3 wherein said item of coil information is a position or orientation of said local RF coil in said magnetic resonance apparatus, and wherein said local RF coil is electrically connected to one of a plurality of available sockets on a patient bed of the magnetic resonance apparatus, and wherein the socket to which the local RF coil is connected serves as an indicator of said position or orientation, and comprising detecting the socket to which the local RF coil is connected in order to determine said item of coil information. 6. A method as claimed in claim 1 comprising storing said usage data as a log file. 7. A method as claimed in claim 1 wherein said trigger event is a fault scenario and comprising, upon detection of the occurrence of said fault scenario, automatically transmitting said usage data, including a description of said fault scenario, to a custo... | Siemens Aktiengesellschaft | G01R033/54 G01R033/341 A61B005/055
US10082493 | B2 | 2018-09-25 | Analyte monitoring system and methods of use | 2016-04-29 | The present disclosure provides methods of processing data provided by a transcutaneous or subcutaneous analyte sensor utilizing different algorithms to strike a balance between signal responsiveness accompanied by signal noise and the introduction of error associated with that noise. The methods utilize the strengths of a lag correction algorithm and a smoothing algorithm to optimize the quality and value of the resulting data (glucose concentrations and the rates of change in glucose concentrations) to a continuous glucose monitoring system. Also provided are systems and kits. | 1. A method for monitoring an analyte using an analyte monitoring system including a data processing device and a drug delivery device, comprising: monitoring, using the data processing device of the analyte monitoring system, a data stream including a set of contiguous source data points related to a concentration of the analyte;providing, using the data processing device of the analyte monitoring system, one or more sets of maximum lag corrected signals from the set of contiguous source data points;providing, using the data processing device of the analyte monitoring system, a first one or more sets of maximum smoothed signals from the set of contiguous source data points, wherein each of the first one or more sets of maximum smoothed signals is generated utilizing a first smoothing algorithm;providing, using the data processing device of the analyte monitoring system, a second one or more sets of maximum smoothed signals from the set of contiguous source data points, wherein each of the second one or more sets of maximum smoothed signals is generated utilizing a second smoothing algorithm;determining, using the data processing device of the analyte monitoring system, the analyte concentration utilizing a weighted combination of the one or more sets of maximum lag corrected signals and the first and second one or more sets of maximum smoothed signals, wherein more weight is placed on the one or more sets of maximum lag corrected signals to determine the analyte concentration;determining, using the data processing device of the analyte monitoring system, a rate of change in the analyte concentration utilizing a weighted combination of the one or more sets of maximum lag corrected signals and the first and second one or more sets of maximum smoothed signals, wherein more weight is placed on the first and second one or more sets of maximum smoothed signals to determine the rate of change; anddelivering, using the drug delivery device of the analyte monitoring system, a drug based on the determined analyte concentration. 2. The method of claim 1, wherein each of the one or more sets of maximum lag corrected signals is generated utilizing correction terms based on time derivative estimates and historical source data points. 3. The method of claim 2, wherein providing the one or more sets of maximum lag corrected signals includes using parameters which minimize a correlation between an expected glucose error and the time derivative estimates and minimize a correlation between the expected glucose error and a pre-determined array of the historical source data points. 4. The method of claim 3, wherein providing the one or more sets of maximum lag corrected signals includes utilizing an aggressive lag correction algorithm, the lag correction algorithm configured to drive one or more of the correlation between the expected glucose error and the time derivative estimates or the correlation between the expected glucose error and the pre-determined array... | ABBOTT DIABETES CARE INC. | A61B005/00 G01N033/487 A61B005/145 A61M005/172 G01N033/49
US10098570 | B2 | 2018-10-16 | Portable spirometer and method for monitoring lung function | 2017-09-06 | A spirometer comprises a housing defining a fluid flow pathway extending between a first end and a second end, a first opening along the pathway and a second opening longitudinally spaced along the pathway from the first opening. A flow chamber defining a fluid flow pathway is disposed within the housing between the first opening and the second opening, the flow chamber including an elongated resistive element along the central longitudinal axis of the flow chamber for defining a flow passage through the flow chamber between the resistive element and the inner surface of the flow chamber. The flow chamber conditions fluid flow for accurate sensing of the fluid flow over a range. A pressure sensor is disposed within the housing in fluid communication with the first opening and the second opening for sensing a pressure differential between the first opening and the second opening and producing an electric signal that corresponds with the rate of fluid flow through the housing. The described spirometer and associated software has a variety of applications in the evaluation, diagnosis, monitoring, and improvement of respiratory conditions as well as digitally-delivered respiratory rehabilitation programs and clinical trials. | 1. A spirometer for sensing fluid flow from an individual breathing through the spirometer, the spirometer comprising: a tubular housing having an open first end and an open second end, the housing defining a first fluid flow pathway extending between the first end and the second end,a first opening along the first fluid flow pathway and through which fluid flow enters, anda second opening longitudinally spaced along the first fluid flow pathway from the first opening and through which fluid flow enters;a flow chamber having a central longitudinal axis and defining a second fluid flow pathway, the flow chamber disposed within the housing between the first opening and the second opening, the flow chamber including an elongated resistive element along the central longitudinal axis of the flow chamber, and at least elongated tubular element disposed between the resistive element and the inner surface of the flow for defining a plurality of annular flow passages through the flow chamber between the resistive element and the inner surface of the flow chamber, wherein the flow chamber conditions fluid flow for accurate sensing of the flow over a range of fluid flow through the housing; anda pressure sensor disposed within the housing, the pressure sensor in fluid communication with the first opening and the second opening for sensing a pressure differential between the first opening and the second opening and producing an electric signal in response to fluid flow through the housing, wherein the electric signal has a magnitude that corresponds with the rate of fluid flow through the housing and a sign that corresponds with the directionality of fluid flow through the housing. 2. The spirometer as recited in claim 1, wherein fluid through the flow chamber is substantially parallel to the longitudinal axis of the flow chamber. 3. The spirometer as recited in claim 1, wherein the flow chamber and the pressure sensor have no moving parts. 4. The spirometer as recited in claim 1, wherein the flow chamber has a cylindrical cross-section. 5. The spirometer as recited in claim 1, wherein the elongated tubular element is removable from the rest of the device. 6. The spirometer as recited in claim 1, wherein the flow chamber is configured to laminarize the fluid flow. 7. The spirometer as recited in claim 1, wherein the pressure sensor is a transducer. 8. The spirometer as recited in claim 1, wherein the pressure sensor is a self-calibrating transducer. 9. The spirometer as recited in claim 1, wherein the pressure sensor is configured to be connected to a display device or mobile computing device. 10. The spirometer as recited in claim 9, wherein the spirometer is configured to be connected to the display device or mobile computing device by a physical connection. 11. The spirometer of claim 9, wherein the spirometer further comprises a radio frequency transmitter (RF) configured to be connected to a display device or mobile computing device by a wirel... | VIGOR MEDICAL SYSTEMS, INC. | A61B005/087 A61B005/097 G01F001/34 A61B005/00
US10073953 | B2 | 2018-09-11 | Wearable personal digital device for facilitating mobile device payments and personal use | 2017-06-26 | Provided are a wearable personal digital device and related methods. The wearable personal digital device may comprise a processor, a display, biometric sensors, activity tracking sensors, a memory unit, a communication circuit, a housing, an input unit, a projector, a timepiece unit, a haptic touch control actuator, and a band. The processor may be operable to receive data from an external device, provide a notification to a user based on the data, receive a user input, and perform a command selected based on the user input. The communication circuit may be communicatively coupled to the processor and operable to connect to a wireless network and communicate with the external device. The housing may be adapted to enclose the components of the wearable personal digital device. The band may be adapted to attach to the housing and secure the wearable personal digital device on a user body. | 1. A wearable mobile device for facilitate mobile payments, personal use, and health care, wherein the mobile device comprises: a processor being operable to: receive data from an external device;based on the data, provide a notification to a user;receive a user input;perform a command, the command being selected based on the user input;provide a natural language user interface to communicate with the user,the natural language user interface being operable to sense a user voice and provide a response in a natural language to the user;a near field communication (NFC) unit communicatively coupled to the processor;a display communicatively coupled to the processor, the display including a touchscreen, wherein the display includes a force sensor, wherein the force sensor is operable to sense a touch force applied by the user to the display and calculate coordinates of a touch by the user, and further operable to analyze the touch force and, based on the touch force, select a tap command or a press command based on a predetermined criteria, wherein each of the tap command and the press command is executed based on a duration of the touch of the user using one or more applications running on the mobile device;a projector communicatively coupled to the processor, the projector being operable to project a data onto an arm of the user, the data including a virtual keyboard operable to provide inputs from the user to the processor and one or more of the following: the notification, time data, data requested by the user, a caller name, a text message, a reminder, a social media alert, an email, and a weather alert;a timepiece unit communicatively coupled to the processor and configured to provide the time data;one or more activity tracking sensors communicatively coupled to the processor to track activity of the user, wherein the one or more activity tracking sensors are operable to track snoring and, based on tracking of the snoring, produce an alarm to break snoring, and wherein the display is further configured to display data associated with the activity of the user detected by the activity sensors, the detected activity of the user including calories burned, sleep quality, breaths per minute, snoring breaks, steps walked, and distance walked;a memory unit communicatively coupled to the processor;a communication circuit communicatively coupled to the processor and operable to connect to a wireless network and communicate with the external device;a housing adapted to enclose at least the processor, the display, the one or more activity tracking sensors, the memory unit, and the communication circuit;an input unit communicatively coupled to the processor, wherein the input unit extends from the housing and is configured to perform one or more of a rotational motion and a linear motion, wherein the one or more motions inputs commands to the processor;a band adapted to attach to the housing and to secure the mobile device on a user body, wherein the mobile ... | WORLD AWARD ACADEMY, WORLD AWARD FOUNDATION, AMOBILEPAY, INC. | G06Q020/36 G06Q020/32 G06Q020/40 G06K009/00 G06F003/01 G06F019/00 G07C009/00 G06K007/10 G06F021/32 G06F021/62 G06N099/00 A61B010/00 A61B005/00 A61B005/02 A61B005/0205 A61B005/0402 A61B005/11 A61B005/1172 A61B005/145 G10L015/22 G06F003/16 G06F003/041 G16H040/63 G16H050/20 G16H010/60 G06F001/16 G06F021/35 G06Q020/20 G06Q020/34 G06Q020/38 G06Q030/02 G06Q030/06 G10L015/18 H04B001/3827 H04M001/725 H04W004/04 G06Q020/10 H04L029/08 A61B005/01 A61B005/021 A61B005/024 A61B005/08 G06F003/0488
US10105063 | B2 | 2018-10-23 | Photoacoustic measurement device and laser light source | 2017-07-20 | A flash lamp 32 excites a laser rod 31. A Q switch 35 which changes the loss of the optical resonator according to the voltage applied is inserted on the optical path of a pair of mirrors 33 and 34 forming the optical resonator. An optical path shutter 39 is provided on the optical path of laser emission light. In a first operation mode in which laser emission is performed, the optical path shutter 39 is opened and the voltage applied to the Q switch 35 is changed from a high voltage to, for example, 0 V to emit pulsed laser light after the flash lamp 32 excites the laser rod 31. In a second operation mode in which the laser emission is interrupted and waited for, the optical path shutter 39 is closed and the voltage applied to the Q switch 35 is, for example, 0 V. | 1. A photoacoustic measurement device comprising: a laser medium;an excitation unit that excites the laser medium;an optical resonator including a pair of mirrors that face each other with the laser medium interposed therebetween;a Q switch that is provided on an optical path of the optical resonator and changes optical loss of the optical resonator, according to a voltage applied, such that the optical loss of the optical resonator when a first voltage level is applied to the Q switch is more than the optical loss of the optical resonator when a second voltage level lower than the first voltage level is applied to the Q switch;a laser light source that is provided on an optical path of laser emission light and has an optical path shutter;an acoustic wave detection unit that, after light is emitted from the laser light source to a subject, detects a photoacoustic wave generated by the emission of the light;a photoacoustic signal processing unit that performs signal processing for the photoacoustic wave; anda control unit that performs control such that, in a first operation mode in which laser emission is performed, the optical path shutter transmits the light from the laser light source and the voltage applied to the Q switch is changed from the first voltage level to the second voltage level to emit pulsed laser light after the excitation unit excites the laser medium; and such that, in a second operation mode in which the laser emission is interrupted and waited for, the optical path shutter blocks the light from the laser light source and the second voltage level is applied to the Q switch. 2. The photoacoustic measurement device according to claim 1, wherein, in a case in which the first operation mode is switched to the second operation mode, the control unit closes the optical path shutter and changes the voltage applied to the Q switch from the first voltage level to the second voltage level. 3. The photoacoustic measurement device according to claim 2, wherein, in the second operation mode, the excitation unit periodically excites the laser medium. 4. The photoacoustic measurement device according to claim 3, wherein the Q switch gives a predetermined phase difference between a polarized component which is parallel to an optical axis of transmitted light and a polarized component which is perpendicular to the optical axis when the first voltage level is applied and does not give a phase difference between the polarized component which is parallel to the optical axis of the transmitted light and the polarized component which is perpendicular to the optical axis when the second voltage level is applied. 5. The photoacoustic measurement device according to claim 3, wherein the Q switch functions as a quarter-wave plate for light with a wavelength of laser light when the first voltage level is applied. 6. The photoacoustic measurement device according to claim 2, wherein the second voltage level is 0 V. 7. The photoacoustic measurement... | FUJIFILM Corporation | A61B005/00 H01S003/06 H01S003/00 H01S003/092 H01S003/115 G01N029/44 G01N029/24 G02B026/04 G01N029/06
US10088356 | B2 | 2018-10-02 | Optical sensor | 2016-01-27 | The present disclosure relates to an optical sensor module, an optical sensing accessory, and an optical sensing device. An optical sensor module comprises a light source, a photodetector, an electrode and a substrate. The light source is configured to convert electric power into radiant energy and emit light to an object surface. The photodetector is configured to receive the light from an object surface and convert radiant energy into electrical current or voltage. The electrode is configured to detect an external circuit formed by the contact with an object surface. An optical sensing accessory and an optical sensing device comprise the optical sensor module and other electronic modules to have further applications. | 1. A dual sensor module comprising: a substrate, comprising a first part and a second part;a light source disposed on the substrate;a first encapsulant formed over the light source;a photodetector disposed on the substrate;a second encapsulant formed over the photodetector; anda first electrode electrically connected to the substrate,wherein the light source, the first encapsulant, the photodetector, and the second encapsulant are disposed on the first part of the substrate, and the first electrode is disposed on the second part of the substrate. 2. The dual sensor module of claim 1, wherein the first electrode is a thermocouple. 3. The dual sensor module of claim 1, wherein the substrate is a detector circuit board. 4. The dual sensor module of claim 1, wherein the first electrode is located between the light source and the photodetector. 5. The dual sensor module of claim 1, further comprises a second electrode electrically connected to the substrate. 6. The dual sensor module of claim 5, wherein the first electrode and the second electrode are configured to measure electrical potential difference. 7. The dual sensor module of claim 1, further comprising a packaging wall coupled to the substrate and defining an area surrounding the light source and the photodetector. 8. The dual sensor module of claim 1, further comprising a cover. 9. The dual sensor module of claim 8, wherein the cover is configured with a curvature lens. 10. The dual sensor module of claim 8, wherein the cover is configured with a microstructure. 11. The dual sensor module of claim 8, wherein the cover is coated with an anti-scratch thin film, an anti-reflective thin film, or a filter thin film. 12. The dual sensor module of claim 1, wherein the dual sensor module further comprises at least one of an analogue front end, a microcontroller, an operational amplifier, or a light source driver. 13. A dual sensing accessory for detecting optical and electrical properties comprising: a dual sensor module of claim 1;a communication module electrically connected to the dual sensor module; anda housing containing the dual sensor module and the communication module. 14. A dual sensing device for detecting optical and electrical properties comprising: a dual sensor module of claim 1;a microprocessor electrically connected to the dual sensor module;a memory electrically connected to the dual sensor module and the microprocessor;a power supply electrically connected to the dual sensor module and the memory; anda housing containing the dual sensor module, the microprocessor, the memory and the power supply. | Taiwan Biophotonic Corporation | H01J040/14 G01J001/04 A61B005/1455 A61B005/00 H01L031/0203 H01L031/0232 H01L031/173 G01J001/44 H04B010/071 G01J001/42 G01J001/02 G01J001/08 H01L031/12 H01L033/54 H01L033/58
US10083506 | B2 | 2018-09-25 | Whole body image registration method and method for analyzing images thereof | 2015-11-06 | A method for registration of whole body volume images comprises obtaining (210) of a first image and a second image, comprising water and fat whole body magnetic resonance image data. Bone tissue are identified (220), creating respective bone images. Water components are separated (230), generating respective water images based on absolute water content. Fat components are separated (240), generating respective fat images based on absolute fat content. The first image is registered (250) to the second image by deforming the first bone image according to a bone tissue deformation rule, deforming the first water image according to a water tissue deformation rule under constraints of the first bone image deformation and deforming the first fat image according to a fat tissue deformation rule under constraints of the first bone image and the deformation of said first water image. Also, a method for analyzing the registered images is provided. | 1. A method for registration of whole body volume images, the method comprising the steps of: obtaining a first image and a second image;said first image being a whole body volume image comprising water and fat magnetic resonance image data and said second image being a whole body volume image comprising water and fat magnetic resonance image data;identifying bone tissue from said first image creating a first bone image, and identifying bone tissue from said second image creating a second bone image;separating water components from said first image, generating a first water image based on absolute water content, and separating water components from said second image, generating a second water image based on absolute water content;separating fat components from said first image, generating a first fat image based on absolute fat content, and separating fat components from said second image, generating a second fat image based on absolute fat content; andregistering said first image to said second image by deforming said first bone image according to a bone tissue deformation rule, deforming said first water image according to a water tissue deformation rule under constraints of said deformation of said first bone image and deforming said first fat image according to a fat tissue deformation rule under constraints of said deformation of said first bone image and said deformation of said first water image. 2. The method according to claim 1, wherein said bone tissue deformation rule comprises a bone tissue elasticity, said water tissue deformation rule comprises a water-containing tissue elasticity and said fat tissue deformation rule comprises a fat-containing tissue elasticity, wherein said bone tissue elasticity is lower than said water-containing tissue elasticity and said water-containing tissue elasticity is lower than said fat-containing tissue elasticity. 3. The method according to claim 1, wherein said deforming of said first bone image is performed prior to said deforming of said first water image, and said deforming of said first water image is performed prior to said deforming of said first fat image. 4. The method according to claim 1, wherein said step of registering comprises determining of a volume deformation field and applying said volume deformation field on said first volume image. 5. The method according to claim 1, wherein said step of registering comprises determining of a point-to-point correspondence between said first image and said second image. 6. The method according to claim 1, comprising the further step of identifying of a plurality of landmarks in said first image and in said second image, and in that said step of registering comprises matching of said identified plurality of landmarks between said first image and said second image. 7. The method according to claim 1, comprising the further step of segmenting said first image and said second image into segments, wherein said step of registering comprises matchi... | ANTAROS MEDICAL AB | G06T007/00 A61B005/00 G06T007/11 G06T007/33 G01R033/56 A61B005/055 G01R033/48 A61B090/00
US10113961 | B2 | 2018-10-30 | Apparatus and method for quantitive phase tomography through linear scanning with coherent and non-coherent detection | 2016-03-05 | The disclosed invention describes a new apparatus performing a new data acquisition for quantitative refractive index tomography. It is based on a linear scanning of the specimen, opposed to the classical approaches based on rotations of either the sample or the illumination beam, which are based on the illumination with plane waves, which orientation is successively modified in order to acquire angular information. On the contrary, the inventive apparatus and method rely on a specially shaped illumination, which provides straightforwardly an angular distribution in the illumination of the specimen. The specimen can thus be linearly scanned in the object plane in order to acquire the data set enabling tomographic reconstruction, where the different positions directly possess the information on various angles for the incoming wave vectors. | 1. An apparatus for performing quantitative phase tomography on a specimen, comprising: an illumination source for providing an illuminating beam;a condenser lens having an optical axis direction arranged to transform the illuminating beam into a convergent illuminating beam;a microscope objective arranged to collect a beam that is back-scattered by the specimen, the illumination source arranged to illuminate the specimen from a same side as the beam collected by the microscope objective; anda wave front analyzer for analyzing a wave field amplitude and phase of the beam back-scattered by the specimen, the wave front analyzer including, an array sensor for measuring an intensity of the beam back-scattered by the specimen and collected by the microscope objective, and outputting a measurement signal,a displacement device to move the specimen in a plane normal to the optical axis direction, anda processing device configured to process the measurement signal output by the array sensor to deliver quantitative phase tomography images representing the specimen in three dimensions based on the beam back-scattered by the specimen, and to provide quantitative values of a refractive index distribution. 2. The apparatus of claim 1, where the wave front analyzer is configured to analyze the beam back-scattered by the specimen a) by analyzing the beam back-scattered by the specimen based on amplitude and phase for a given wavelength,b) by at least one of transport of intensity equations (TIE), spiral phase filtering, and common path interferometry, with a reference beam source having a plurality of optical parts that are arranged to derive the reference beam from the beam back-scattered by the specimen, orc) by deriving the illumination beam before crossing the specimen with digital holography or shearing interferometry. 3. The apparatus of claim 1, further comprising: a reference beam generator that generates a reference beam coherent relative to the illuminating beam, the reference beam generator deriving the reference beam either from the beam back-scattered by at least one of the specimen and from the illumination beam; anda device for directing the reference beam and combining the reference beam with the beam back-scattered by the specimen such that measurement signal of the array sensor yields, after data processing, a coherent detection of the beam back-scattered by the specimen. 4. The apparatus of claim 3, wherein the reference beam generator includes a beam splitter arranged to derive the reference beam from the illuminating beam. 5. The apparatus of claim 1, wherein the illumination source provides the illuminating beam with a linear polarization or an elliptic polarization. 6. The apparatus of claim 1, wherein the illumination source provides the illuminating beam with a radial polarization, wherein the microscope objective includes a tube lens,wherein the wave front analyzer further includes a beam splitter to superimpose, onto the beam back... | ECOLE POLYTECHNIQUE FEDERALE DE LAUSANNE (EPFL) | G01B009/02 G01N021/45 A61B005/00 G01N021/47 G03H001/08 G01J009/00 G02B021/00 G02B021/02 G02B021/08 G02B021/36 G03H001/00 G03H001/04
US10080520 | B2 | 2018-09-25 | Labor monitoring of pelvic floor | 2016-02-26 | The present disclosure provides devices that noninvasively monitor the activity of pelvic floor muscles during labor, and in embodiments also provides perivaginal tissue support. electrode sensors are applied to perivaginal tissue and, in embodiments, a perivaginal support device during labor. The electrode signals are analyzed to estimate an efficacy of voluntary pushing and the efficacy is used, at least in part, to predict a success of vaginal birth. A pressure detection system may also be included with the perivaginal support device to detect pressure indicative of pressure on the perivaginal tissue of a patient, which may be modified to prevent tissue damage to the patient. The incidence of Cesarean childbirth may be reduced by managing the labor process in this manner. In one aspect, a tactile feedback device is positioned adjacent the perivaginal tissues. | 1. A child birth labor apparatus, comprising: an electrode configured for placement adjacent a pelvic floor of a patient in childbirth labor, the electrode configured to detect an electrical signal from a tissue of the pelvic floor and output the detected electrical signal;a perivaginal support member comprising a tissue contact surface configured to contact tissue of a perivaginal region of the pelvic floor where the electrode is placed;a computing system configured to receive the electrical signal from the electrode and a processor configured to analyze the electrical signal from the tissue of the pelvic floor to estimate an efficacy of voluntary pushing by the patient; anda user interface coupled to the computing system and configured to present information relating to the estimated efficacy of voluntary pushing by the patient. 2. The child birth labor apparatus of claim 1, wherein the perivaginal support member further comprises: a side contact portion coupled with the tissue contact surface and comprising a first surface disposed to face a first buttock in a gluteal cleft of the patient and a second surface disposed to face a second buttock in the gluteal cleft of the patient when the tissue contact surface is disposed adjacent an anal orifice of the patient. 3. The child birth labor apparatus of claim 2, wherein: the tissue contact surface is configured to apply pressure to the contacted tissue of the perivaginal region, andthe side contact portion is configured to convey an applied load to the tissue contact surface. 4. The child birth labor apparatus of claim 1, wherein the perivaginal support member is placed behind the electrode and applies pressure to the electrode in order to maintain placement of the electrode. 5. The child birth labor apparatus of claim 4, wherein the perivaginal support member comprises a pressure sensor, the pressure sensor configured to detect pressure applied by tissue of the perivaginal region on the perivaginal support member. 6. The child birth labor apparatus of claim 1, wherein the perivaginal support member comprises the electrode, the electrode being integrated with the tissue contact surface. 7. The child birth labor apparatus of claim 6, wherein the electrode is placed adjacent to at least one of a transverse perineal muscle or a levator ani muscle. 8. The child birth labor apparatus of claim 1, wherein the computing system is configured to estimate the efficacy of the voluntary pushing by comparing a metric related to the electrical signal with a predetermined threshold. 9. The child birth labor apparatus of claim 1, wherein the electrode comprises a plurality of electrodes, comprising: a first electrode from among the plurality of electrodes placed adjacent to a transverse perineal muscle, the first electrode configured to detect an electrical signal generated by an electrical potential at the transverse perineal muscle; anda second electrode from among the plurality of electrodes placed adjac... | Stetrix, Inc. | A61B005/00 A61B005/0488 A61B005/0492
US10080519 | B2 | 2018-09-25 | Methods and apparatuses for detection and classification of seizures using EMG sensors | 2017-02-09 | A system for monitoring a patient for seizure activity may include one or more detection units. The detection units may include one or more electromyography sensors configured to evaluate a patient for seizure activity. The detection units may further include one or more sensors configured to detect an orientation of the patient and/or when a sensor is bearing a portion of the patient's weight or otherwise pressed against the patient. In some embodiments, methods of detection may include adjusting an algorithm for seizure detection based on a recognition of whether a muscle is constrained or whether the muscle is free to move. | 1. A method of monitoring a patient for seizure activity comprising: placing a detection unit over a muscle located on said patient's body, said detection unit including at least one EMG sensor, at least one orientation sensor, and at least one pressure sensor;wherein said at least one orientation sensor is configured to determine how said muscle is oriented with respect to the ground;wherein said at least one pressure sensor is configured to indicate if a weight of said patient is pressed against said at least one pressure sensor;collecting EMG signals from said at least one EMG sensor;collecting orientation data from said at least one orientation sensor;collecting pressure data from said at least one pressure sensor; andanalyzing the EMG signal, said orientation data, and said pressure data to determine if a seizure is detected and whether to initiate a response;wherein the detection of said seizure is calibrated based on whether the patient is lying substantially horizontally, lying substantially horizontally with the patient's weight on said one or more pressure sensor, or oriented substantially vertically. 2. The method of claim 1 wherein said response includes an emergency alarm response. 3. The method of claim 1 wherein said response includes sending a warning signal to a caregiver. 4. The method of claim 1 wherein the analyzing the EMG signals includes comparing a value for at least one seizure characteristic to a threshold value; and wherein said threshold value is dependent upon the orientation of said muscle during monitoring. 5. The method of claim 1 wherein the response is based on whether said patient was determined to be prone or engaged in a non-prone activity at a start of said seizure. 6. The method of claim 1 wherein the response is based on whether orientation data indicates that said muscle was approximately vertically oriented with respect to the ground at a start of said seizure and approximately horizontally oriented after completion of said seizure. 7. A detection unit configured for monitoring a patient for a presence of seizure activity, said detection unit comprising: one or more EMG sensors configured for measurement of muscle electrical activity; andone or more pressure sensors configured for determining if a weight of a patient is being pressed against at least one of said one or more pressure sensors. 8. The detection unit of claim 7 further comprising a position sensor. 9. The detection unit of claim 7 further comprising an oxygen saturation sensor. 10. The detection unit of claim 7 wherein the detection unit is configured for placement over one of a patient's biceps, triceps, hamstrings, or quadriceps. 11. The detection unit of claim 7 wherein the detection unit is configured for placement over a muscle suitable for collecting muscle electrical activity indicative of a patient seizure. 12. The detection unit of claim 7 wherein the detection unit is configured to detect when the patient may be side slee... | Brain Sentinel, Inc. | A61B005/00 A61B005/01 A61B005/0402 A61B005/0488 A61B005/1455 A61B005/11
US10098585 | B2 | 2018-10-16 | Neuromonitoring systems and methods | 2014-03-12 | Systems, devices and methods are provided for neuromonitoring, particularly neuromonitoring to reduce the risks of contacting or damaging nerves or causing patient discomfort during and after surgical procedures, including spinal surgeries. The neuromonitoring procedures include monitoring for the presence of or damage to sensory nerves, and optionally includes additional monitoring for motor nerves. In some systems, including systems that monitor for both sensory and motor nerves, components of the monitoring systems (e.g., stimulating electrodes and response sensors), may be combined with one or more surgical instruments. The systems, devices, and methods provide for pre-surgical assessment of neural anatomy and surgical planning, intraoperative monitoring of nerve condition, and post-operative assessment of nerve position and health. | 1. A method of neuromonitoring, comprising: delivering test stimulus signals to different combinations of stimulating electrodes disposed at or near a dermatome or myotome innervated by a first nerve, wherein each of the different combinations of stimulating electrodes have a known configuration;receiving nerve response signals detected by a response sensor disposed in tissue near the first nerve, wherein each of the nerve response signals corresponds to one of the test stimulus signals delivered to one of the different combinations of stimulating electrodes;measuring a nerve response time associated with each of the nerve response signals using a calibration sensor;determining a characteristic of the first nerve based on the nerve response signals and corresponding nerve response times;determining a distance between the different combinations of stimulating electrodes and the first nerve based on the characteristic and nerve response time of the first nerve; andusing a processor, processing the test stimulus signals and nerve response signals to automatically select an optimum one of the different combinations of stimulating electrodes, wherein processing the test stimulus signals comprises determining a response latency associated with each stimulating electrode of the different combinations of stimulating electrodes;synchronizing test stimulus signals for the selected combination of stimulating electrodes, wherein synchronizing the stimulus signals comprises delivering or delaying the test stimulus signal depending on the determined response latencies; andcommunicating an indication of a location of the nerve to a user, wherein the location is determined using the distance between the different combinations of stimulating electrodes and the first nerve. 2. The method of claim 1, comprising delivering test stimulus signals individually from each of the different combinations of stimulating electrodes. 3. The method of claim 1, wherein processing the test stimulus signals comprises determining a response amplitude associated with each stimulating electrode of the different combinations of stimulating electrodes. 4. The method of claim 3, wherein processing the test stimulus signals comprises selecting stimulating electrodes having the largest response amplitudes. 5. The method of claim 1, wherein synchronizing the stimulus signals for the selected combination of stimulating electrodes based on the determined response latencies comprises delivering a test stimulus signal from a first selected stimulating electrode of the selected combination of stimulating electrodes having a longest response latency and delaying test stimulus signals delivered from subsequent selected stimulation electrodes of the selected combination of stimulating electrodes having shorter response latencies. 6. The method of claim 5, wherein the test stimulus signal delivered from each of the subsequent selected stimulation electrodes is delayed by a difference between t... | Cadwell Laboratories, Inc. | A61B005/00 A61B005/04 A61N001/36
US10092198 | B2 | 2018-10-09 | Medical pendant system | 2014-06-10 | A medical pendant system, comprising: a movable component, an execution component and a bus (1); the movable component comprises a key control module (3); the key control module (3) comprises a braking system control key (K1, K4) and a pendant lifting/lowering control key (K2, K3); the execution component comprises an output control part (4), the output control part (4) being connected respectively with a bus power supply (5), a pendant motor (9) and a braking system (10); the movable component and the execution component are connected respectively to the bus (1); the bus (1) is used for transmitting power supply and also for transmitting instructions from the movable component to the execution component. In the vertical direction the medical pendant system can be adjusted steplessly without having to alter the lengths of the cables. The number of cable cores is reduced, circuit design is optimized, installation and maintenance are easy, functional integration and extension are convenient, and reliability is improved. | 1. A medical pendant system, characterized in that the medical pendant system comprises a movable component, an execution component and a bus; the movable component comprises a key control module; the key control module comprises a braking system control key and a pendant lifting/lowering control key; the execution component comprises an output control part; the output control part is connected respectively with a bus power supply, a pendant motor, and a braking system; the movable component and the execution component are connected respectively to the bus; the bus is used for transmitting power supply, and also used for transmitting instructions from the movable component to the execution component; wherein the bus is disposed in an inner groove inside the pendant cabinet or on the exterior surface thereof and extends along the lengthwise direction of the pendant cabinet; andwherein the bus comprises only two lines, each of the two lines comprising an insulator accommodated inside the inner groove and a conductor enclosed inside the insulator. 2. The medical pendant system of claim 1, wherein the medical pendant system further comprises a relay module located between the movable component and the bus, and a relay module located between the execution component and the bus. 3. The medical pendant cabinet of claim 1, wherein the inner groove is substantially filled when the insulator is accommodated inside the inner groove and the conductor is enclosed inside the insulator. 4. The medical pendant system of claim 1, wherein the cross section of the conductor is substantially Y-shaped, Ω-shaped, V-shaped, W-shaped, C-shaped, or T-shaped. 5. The medical pendant system of claim 1, wherein the output control part is further connected with a pendant protecting sensor. 6. The medical pendant system of claim 1, wherein the output control part is further connected with a height limiting unit for limiting the lifting and lowering range of the pendant. 7. The medical pendant system of claim 1, wherein the output control part is further connected with a pendant motor power supply. 8. The medical pendant system of claim 1, wherein the movable component further comprises an environmental lamp module. 9. The medical pendant system of claim 1, wherein the movable component further comprises a display module, and the execution component further comprises a display data line module. 10. The medical pendant system of claim 1, wherein the movable component further comprises a pulse sensor module, and the execution component further comprises a pulse diagnostic instrument module. 11. The medical pendant system of claim 1, wherein the key control module further comprises an input conversion interface. | Maquet (Suzhou) Co. Ltd. | A61B005/024 E04F017/08 A61B005/00 H01H047/00 A61G012/00
US10105084 | B2 | 2018-10-23 | Blood sampler | 2016-01-28 | A blood sampler includes a hollow transparent barrel including a reduced collection portion located at a front end thereof and terminating in a reduced coupling portion, an outlet defined in the coupling portion and a plurality of ribs spaced around and raised from an inside wall near an opposing rear end thereof, a piston axially movably fitted into the hollow transparent barrel and having a screw hole and peripheral ribs, a cap detachably capped onto the collection portion to seal the outlet, and a plunger having a screw rod located at a front end thereof and threaded into the screw hole of the piston for allowing movement the piston with the plunger. The hollow transparent barrel enables collecting blood sample from a patient, separating the collected blood sample into platelet-rich plasma, platelet-rich plasma and serum in a centrifuge and injecting the collected platelet-rich plasma into a patient body. | 1. A blood sampler, comprising: a hollow transparent barrel comprising a collection portion of reduced diameter axially forwardly extended from a front end of a hollow transparent barrel and terminating in a coupling portion in reduced diameter, an outlet axially extending through said collection portion and said coupling portion in communication between the inside space of said hollow transparent barrel and the atmosphere, a plurality of longitudinal ribs spaced around an inside wall of the hollow transparent barrel and disposed near an opposite rear end of the hollow transparent barrel remote from said coupling portion;a piston press-fitted into the inner diameter of said hollow transparent barrel, said piston comprising a screw hole axially disposed in an inner side of the piston press-fitted remote from said coupling portion and a plurality of notches equiangularly spaced around the periphery of the piston press-fitted and adapted for mating with said ribs of said hollow transparent barrel;a cap comprising a blind hole detachably press-fitted onto said collection portion of said hollow transparent barrel to seal said outlet; anda plunger adapted for moving said piston relative to said hollow transparent barrel, said plunger comprising a screw rod located at a front end of the plunger and threaded into said screw hole of said piston,wherein said hollow transparent barrel further comprises a ring cap threaded onto an opposing rear end of the hollow transparent barrel, said ring cap comprising a transverse end wall for stopping said piston inside said hollow transparent barrel and a through hole located at the center of said transverse end wall for the passing of said plunger,wherein the coupling portion is a conical shape. 2. The blood sampler as claimed in claim 1, wherein said hollow transparent barrel further comprises two annular stop flanges raised from the inside wall of the hollow transparent barrel adjacent to said longitudinal ribs for stopping said piston inside said hollow transparent barrel upon backward movement of said plunger to move said piston relative to said hollow transparent barrel. 3. The blood sampler as claimed in claim 1, wherein said cap further comprises a pin located at a bottom end of said blind hole and adapted for fitting into said outlet of said hollow transparent barrel to seal said outlet. 4. The blood sampler as claimed in claim 1, wherein said piston is an elastically deformable plastic member. 5. The blood sampler as claimed in claim 1, wherein said plunger further comprises a thumb rest located at an opposite end of the plunger. | JIERYANG BIOTECH, INC. | A61B005/15
US10085694 | B2 | 2018-10-02 | Systems and methods for monitoring organ activity | 2016-10-13 | A medical device for monitoring physical, chemical, or biological characteristics of an organ, such as the urinary bladder. The medical device may include an elongate member having a proximal end and a distal end. The device may further include an end-effector assembly extending distally from the distal end of the elongate member. The end-effector assembly may also include a plurality of sensing elements for detecting abnormal organ function. Each of the plurality of sensing elements may include one or more of mechanical, visual, chemical, and biological sensors. | 1. A method for monitoring an organ, comprising: inserting a medical device within the organ, the medical device comprising: a shaft having a proximal end and a distal end; andan end-effector assembly extending distally from the distal end of the shaft, the end-effector assembly including a plurality of steerable legs, each leg of the plurality of legs being tubular and including at least one leg lumen extending therethrough and terminating in a leg aperture, and a plurality of sensing elements for detecting organ function, wherein the sensing elements include one or more of mechanical, chemical, and biological sensors, and wherein a first portion of a first sensing element of the plurality of sensing elements is positioned within a first leg lumen of the at least one leg lumens of a first leg of the plurality of steerable legs, and a second portion of the first sensing element extends through a first leg aperture of the first leg lumen, wherein the first leg of the end-effector assembly is a circumferentially-extending leg having an axis normal to a longitudinal axis of the end-effector assembly;positioning the medical device adjacent a wall of the organ; andmeasuring at least one of a physical, chemical, or biological property of the organ. 2. The method of claim 1, wherein the end-effector assembly extends along a longitudinal axis of the end-effector assembly, the plurality of steerable legs including a plurality of longitudinally-extending legs and the at least one circumferentially-extending leg, wherein the at least one circumferentially-extending leg extends along an axis normal to the longitudinal axis of the end-effector assembly. 3. The method of claim 1, wherein the plurality of sensing elements includes at least one of a pressure sensor, a flow sensor, a displacement sensor, a vibration sensor, a voltage sensor, a Doppler sensor, a chemical sensor, or a biosensor. 4. The method of clam 1, wherein the organ is a bladder and further including expanding the end-effector assembly into contact with a wall of the bladder. 5. The method of claim 1, further including wirelessly communicating a sensed condition via at least one of the plurality of sensing elements. 6. The method of claim 1, further including independently steering at least one of the plurality of sensing elements to a location adjacent the wall of the organ. 7. The method of claim 1, wherein the end-effector assembly is spherically-shaped. 8. The method of clam 1, wherein the shaft includes a plurality of lumens, wherein each of the at least one leg lumens of the end-effector assembly communicates with at least one lumen of the plurality of lumens of the shaft. 9. A method for monitoring an organ, comprising: independently steering at least one of a plurality of sensing elements of an end-effector assembly to a location adjacent an organ wall, the end-effector assembly being selectively coupleable to and uncoupleable from a shaft, the end-effector assembly extending a... | Boston Scientific Scimed, Inc. | A61B005/103 A61B005/117 A61B005/00 A61B005/1473 A61B008/08 A61N001/36 A61B005/20 A61B005/03 A61B005/107
US10074175 | B2 | 2018-09-11 | Non-touch optical detection of vital signs from variation amplification subsequent to multiple frequency filters | 2016-07-31 | An apparatus of motion amplification to communicate biological vital signs includes a first frequency filter that applies a frequency filter to at least two images, a regional facial clusterial module that is coupled to the first frequency filter and that applies spatial clustering to output of the first frequency filter, a second frequency filter that is coupled to the regional facial clusterial module and that is applied to output of the regional facial clusterial module, thus generating a temporal variation, a vital-sign generator that is coupled to the second frequency filter that generates at least one vital sign from the temporal variation, and a display device that is coupled to the vital-sign generator that displays the at least one vital sign. | 1. An apparatus of motion amplification to communicate biological vital signs, the apparatus comprising: a skin-pixel-identifier that identifies pixel values that are representative of skin in at least two images;a first frequency filter that is operably coupled to the skin-pixel-identifier and that applies a frequency filter to output of the skin-pixel-identifier;a spatial clusterer that is operably coupled to the first frequency filter and that applies spatial clustering to the output of the first frequency filter;a second frequency filter that is operably coupled to the spatial clusterer and that is applied to output of the spatial clusterer, generating a temporal variation;a vital-sign generator that is operably coupled to the second frequency filter that generates at least one vital sign from the temporal variation; anda display device that is operably coupled to the vital-sign generator that is operable to display the at least one vital sign. 2. The apparatus of claim 1, wherein the first frequency filter further comprises: a high pass filter. 3. The apparatus of claim 1, wherein the first frequency filter further comprises: a low pass filter. 4. The apparatus of claim 1, wherein the first frequency filter further comprises: a bandpass filter. 5. The apparatus of claim 1, wherein the first frequency filter further comprises: a second filter. 6. The apparatus of claim 1, wherein the first frequency filter further comprises: a Gaussian filter. 7. The apparatus of claim 1 further comprising: a storage device that is operably coupled to the vital-sign generator and that is operable to store the at least one vital sign in a volatile memory. 8. The apparatus of claim 1 further comprising: a storage device that is operably coupled to the vital-sign generator and that is operable to store the at least one vital sign in a non-volatile memory. 9. The apparatus of claim 1 further comprising: a storage device that is operably coupled to the vital-sign generator and that is operable to transmit the at least one vital sign to another apparatus. 10. An apparatus of motion amplification to communicate biological vital signs, the apparatus comprising: a first frequency filter that applies a frequency filter to at least two images;a regional facial clusterial module that is operably coupled to the first frequency filter and that applies spatial clustering to output of the first frequency filter;a second frequency filter that is operably coupled to the regional facial clusterial module and that is applied to output of the regional facial clusterial module, generating a temporal variation;a vital-sign generator that is operably coupled to the second frequency filter that generates at least one vital sign from the temporal variation; anda display device that is operably coupled to the vital-sign generator that is operable to display the at least one vital sign. 11. The apparatus of claim 10 further comprising: a skin-pixel-identifier that is operably ... | ARC Devices Limited | G06K009/00 G06T007/00 G16H040/63 A61B005/026 G01J005/32 G01J005/02 G01J005/08 A61B005/00 A61B005/01 G06T005/20 A61B005/0205 A61B005/0402 A61B005/1455 G06K009/46 G06K009/62 G06T007/20 G06T003/40 G06T005/10 G01J005/30 H04N005/33 G01K001/02 G01K013/00 G06F003/042 H04N005/378 G06T005/00 G06T007/13 G06T007/90 G16H030/20 G06F019/00 G01J005/00 A61B005/021 A61B005/024 A61B005/08
US10070791 | B2 | 2018-09-11 | Apparatus for caries detection | 2015-05-11 | An apparatus for obtaining an image of a tooth having at least one light source providing incident light having a first spectral range for obtaining a reflectance image from the tooth and a second spectral range for exciting a fluorescence image from the tooth. A polarizing beamsplitter in the path of the incident light from both sources directs light having a first polarization state toward the tooth and directs light from the tooth having a second polarization state along a return path toward a sensor, wherein the second polarization state is orthogonal to the first polarization state. A first lens in the return path directs image-bearing light from the tooth toward the sensor, and obtains image data from the portion of the light having the second polarization state. A long-pass filter in the return path attenuates light in the second spectral range. | 1. An apparatus for imaging a tooth comprising: at least one light source adapted to provide, along an optical path, an incident light to illuminate the tooth, the incident light having a first spectral band for obtaining a back-scattered reflectance image of the tooth (20) and a second spectral band for exciting a fluorescence image of the tooth;a spectral separator in the optical path to direct light of the first spectral band that is reflected from the tooth along a first optical return path between the spectral separator and a first sensor, the first sensor to obtain the back-scattered reflectance image of the tooth and to direct second light from the tooth along a different second optical return path between the spectral separator and a second sensor, the second sensor to obtain the fluorescence image of the tooth;an analyzer disposed in the first optical return path to direct light of the first spectral band and having a prescribed polarization state to the first sensor; anda lens positioned in the optical path to form an image of the tooth, through the analyzer, onto the first sensor for obtaining the back-scattered reflectance image of the tooth. 2. The apparatus of claim 1 wherein the spectral separator is a dichroic beamsplitter. 3. The apparatus according to claim 1 further comprising an optical coherence tomography (OCT) system coupled to the optical path to obtain an OCT image of a portion of the tooth using optical coherence tomography in addition to the fluorescence image and the back-scattered reflectance image. 4. The apparatus according to claim 1 further comprising an optical coherence tomography (OCT) system directing light for OCT scanning into the optical path. 5. The apparatus according to claim 4 where the optical coherence tomography (OCT) system comprises: a low-coherence light source;a beamsplitting and combining element to split and guide received light from the low-coherence light source down two different optical paths being a reference arm optical path with a built in reference delay scanner to alternately change its path length and a sample arm optical path that goes to the tooth,where path lengths of the reference arm optical path and the sample arm are made to be the same, where reflected light from both reference arm optical path and the sample arm optical path is then recombined by the beamsplitting and combining element;a detector to receive an optical interference signal caused by the recombined and interfering light from the beamsplitting and combining element;a data acquisition hardware and computer system to receive an electrical signal from the detector generated by the optical interference signal; andan OCT imager to direct light in the sample arm optical path for OCT scanning to the tooth through a collimating lens to a scanning element to a dichroic mirror transmissive to visible light and reflective for near-IR and longer wavelengths. 6. The apparatus of claim 1 where the incident light to illumi... | Carestream Dental Technology Topco Limited | A61B001/04 A61B005/00 A61B001/06 G01B011/24 G01J003/02 G01J003/10 G01J003/50 G01N021/47 G01N021/64 A61B001/24 A61C001/08 G01B009/02 G01J003/44 G01N021/17
US10102343 | B2 | 2018-10-16 | Method for extracting heart information based on micro movements of human body | 2015-04-14 | A method of extracting heart information from a body micro-movement is provided. The method includes a face tracking step, a frame difference averaging step, smoothing filtering step, and a sliding peak detection step. | 1. A method of detecting heart information from a body micro-movement, the method comprising: generating image data by photographing a micro-movement of a subject;performing face tracking on the subject while generating the image data;extracting body micro-movement information of the subject by processing the image data;performing sliding peak detection; andextracting heart information from the body micro-movement informationwherein the extracting of the body micro-movement information comprises extracting an amount of an entirety of the micro-movement by calculating a difference between average movements in a previous state and a current state by calculating a difference between average of frames of movement data of an image measured at regular intervals. 2. The method of claim 1, wherein the body micro-movement information undergoes smoothing filtering to increase accuracy of peak detection. 3. A system for detecting heart information from a body micro-movement by performing the method of claim 1, the system comprising: a camera configured to generate the image data;a data processor configured to process the image data from the camera; andan analyzer configured to analyze data obtained by the data processor to detect a micro-movement and detect the heart information from the micro-movement. 4. The system of claim 3, wherein the analyzer is configured to also perform smoothing filtering to remove noise from the body micro-movement information, before performing the sliding peak detection. 5. A system for detecting heart information from a body micro-movement by performing the method of claim 2, the system comprising: a camera configured to generate the image data;a data processor configured to process the image data from the camera; andan analyzer configured to analyze data obtained by the data processor to detect a micro-movement and detect the heart information from the micro-movement. 6. The system of claim 5, wherein the analyzer is configured to also perform smoothing filtering to remove noise from the body micro-movement information, before performing the sliding peak detection. | SANGMYUNG UNIVERSITY SEOUL INDUSTRY-ACADEMY COOPERATION FOUNDATION | G06K009/00 G06F019/00 A61B005/11 A61B005/00 A61B005/02
US10101415 | B2 | 2018-10-16 | Operation of a magnetic resonance apparatus taking into account persons fitted with implants | 2017-04-15 | A method for operating a magnetic resonance apparatus by a safety unit, taking into account persons fitted with an implant, a safety unit, a safety system, a magnetic resonance apparatus, and a computer program product are provided. The magnetic resonance apparatus includes a first part and a second part. The first part is operated separately from the second part and includes the safety unit. During an examination of a person fitted with an implant, the safety unit checks that the magnetic resonance apparatus, in a restricted operating mode, is complying with implant-conformant limit values. | 1. A method for operating a magnetic resonance apparatus using a safety unit, taking into account persons fitted with implants, wherein the magnetic resonance apparatus comprises a first part and a second part, wherein the first part is operated separately from the second part and comprises the safety unit, the method comprising: controlling, by the safety unit during an examination of a person fitted with an implant, the magnetic resonance apparatus in a restricted operating mode to comply with implant-conformant limit values,wherein the first part comprises a switching unit,wherein the safety unit is provided with switching information from a number of possible items of switching information by the switching unit, andwherein an operating mode is set by the safety unit from a number of possible operating modes, depending on the switching information provided. 2. The method of claim 1, wherein the first part fulfills higher safety requirements than the second part. 3. The method of claim 1, wherein the first part is operated with a program in accordance with a first safety category, wherein the second part is operated with a program in accordance with a second safety category, andwherein the first safety category has higher safety requirements than the second safety category. 4. The method of claim 1, wherein the switching unit comprises a switch, a pushbutton, or the switch and the pushbutton. 5. The method of claim 1, wherein the second part comprises a patient registration unit, wherein the safety unit is provided with patient registration information by the patient registration unit, andwherein a change of operating mode is initiated at least partly by the patient registration information provided. 6. The method of claim 5, wherein the number of possible operating modes comprises an unrestricted operating mode and the restricted operating mode, wherein the number of possible items of switching information comprises active switching information and passive switching information, andwherein the unrestricted operating mode is set when, at the time the patient registration information is provided, the switching information provided is the passive switching information. 7. The method of claim 6, wherein the restricted operating mode is set when, at the time the patient registration information is provided, the switching information provided is the active switching information. 8. The method of claim 6, wherein the restricted operating mode is set when the switching information provided is the active switching information. 9. The method of claim 1, wherein the first part comprises a display unit that displays the operating mode. 10. The method of claim 1, wherein the safety unit is provided with safety measurement data during the examination, based on which a check for compliance with the implant-conformant limit values is made. 11. The method of claim 10, wherein the safety measurement data provided is at least partly verified. 12. The ... | Siemens Healthcare GmbH | G01V003/00 G01R033/28 A61B005/055 G01R033/54
US10099016 | B2 | 2018-10-16 | Syringe pressure generating and pressure displaying device | 2011-07-29 | Provided is a syringe pressure generating and pressure displaying device applied to a syringe configured such that an auxiliary device is detachably attached to the cylinder flange while the rod bar is installed in the auxiliary device so as to pass therethrough, and a grip of the hand on a lever that is hinge-connected to the auxiliary device so as to be disposed horizontally in line with the syringe creates a rotational motion due to leverage, whereupon the rotational motion is converted into a linear motion via a motion-converting means, and the rod bar and the piston are moved with increased force. | 1. A syringe pressure generating and pressure displaying device, which is applied to a syringe, comprising: a tip portion to which a needle is connected;a cylinder connected to the tip portion to form a space therein, and having a cylinder flange formed in an opening end of the space;a pressure means configured to inject medicine or extract human tissue through the needle using a negative pressure or a positive pressure by changing pressure of the space with a piston being linked with a pushing or pulling motion of a rod bar connected to the piston in the space,wherein an auxiliary device is detachably attached to the cylinder flange to use all of the cylinder while the rod bar is installed in the auxiliary device so as to pass there through, and a first grip on a lever that is hinge-connected to the auxiliary device so as to be disposed horizontally in line with the syringe creates a rotational motion acting due to a leverage principle, whereupon the rotational motion is converted into a linear motion via a motion-converting means, and the rod bar and the piston are moved with increased force;wherein the auxiliary device is configured such that a main block fixed to the cylinder flange so as to be disposed horizontally in line with the cylinder is provided, and a movable block and a fixed block each provided with a through hole for enabling the rod bar to pass through by forming a movable space and a fixed space each having an open lower part are disposed in the main block, wherein the negative pressure is generated in such a manner that the movable block and the fixed block are in close contact with the movable space and the fixed space in one direction by an elastic member, and thus by rotation of the lever that is hinge connected to a front of the main block, a lower part of the movable block is pushed by a pressing projection formed at an end of the lever so as to cause an inclination change and so as to be moved backward, whereupon an outer circumferential surface of the rod bar is pressed by upper and lower corners of an internal circumference of the through hole in a lower direction, thereby enabling the rod bar to be moved to a rear of the cylinder, and at the same time, the lever is recovered in an original state of the lever through a spring mounted to a hinge-connected part when the grip is released, and the movable block is maintained in an erect situation with the rod bar by the elastic member so as to arrange forward movement in next order;wherein a guide block through which the rod bar passes is connected to an inlet of the space of the cylinder so as to support movement of the rod bar;wherein the guide block is located within an inner circumferential surface of the cylinder and the outer surface of the rod bar so that the guide is kept blocked from the outside even when the rod bar is moved,wherein the cylinder flange is connected to the guide block is located at an entrance of the cylinder space , and when the rod bar is moved b... | - | A61M005/315 A61B005/153 A61B010/02 A61M005/48 A61M005/31 A61B005/15
US10070787 | B2 | 2018-09-11 | System and method for detection and monitoring of a physical condition of a user | 2018-02-12 | A system and method are provided for detecting and monitoring Pupillary Light Reflex responses and physical conditions using a portable video capture device (PVCD) for the purpose of diagnosing or monitoring impairment due to consumption of intoxicating substance or neurological disorder due to trauma or illness. In one embodiment, the PVCD is placed in an opaque enclosure, and positioned over one or both eyes. Video of the eyes is captured over a predetermined time using a video camera of the PVCD, and the video processed to measure changes in a feature of at least one eye. Data from the measured changes is analyzed together with additional physical data collected on a condition of the user, to estimate a degree of impairment. The degree of impairment and additional physical data is output to the user through a user interface in the PVCD and stored in local and remote memory for monitoring. | 1. A method of testing a user for impairment comprising: placing a portable video capture device (PVCD) in an opaque enclosure;positioning the opaque enclosure over at least one eye of the user to shade the eye from ambient light;capturing multiple images of the eye exposed to light stimuli over a predetermined time using a camera of the PVCD;processing the multiple images to locate at least one feature of the eye;measuring a change in the feature over the predetermined time in response to the light stimuli; andanalyzing data from the measured change in the feature, wherein analyzing data includes extracting data from the measured change in the feature, calculating a number of parameters from the extracted data, correlating the calculated parameters against predetermined reference parameters and estimating a degree of impairment for diagnostic, screening, authorization or monitoring purposes. 2. The method of claim 1, wherein the PVCD automatically detects that the enclosure containing the PVCD is positioned enclosure over the eye of the user by detecting near darkness within the enclosure and initiates a countdown for a predetermined period of time to ensure the eye has adapted to light conditions created by the enclosure before capturing multiple images of the eye exposed to light stimuli. 3. The method of claim 2, wherein the PVCD automatically detects when the enclosure is no longer correctly positioned enclosure over the eye of the user by detecting light above a predetermined threshold in the enclosure, and stops the countdown. 4. The method of claim 1, further comprising collecting additional physical data of the user to be combined with the estimated degree of impairment for diagnostic or monitoring purposes. 5. The method of claim 4, wherein the PVCD includes an accelerometer, and wherein the additional physical data includes data on hand tremor measured while the user is holding the PVCD. 6. The method of claim 4, wherein the PVCD is capable of measuring pulse rate, oxygenation level or an irregular heartbeat, and wherein the additional physical data includes a pulse rate, a blood oxygenation level or an irregular heartbeat detected using the PVCD. 7. The method of claim 4, wherein the PVCD is paired with a separate wearable device capable of measuring one or more of a hand tremor, pulse rate, oxygenation level, and irregular heartbeat. 8. The method of claim 4, wherein any additional physical data is analyzed, wherein analyzing said additional physical data include correlating the additional physical data to the measured change in the feature of the eye, and correlating the additional physical data to predetermined additional reference parameters to estimate a degree of impairment. 9. The method of claim 1, wherein the PVCD includes text, audio or video communication capability, and wherein the method further comprises establishing communication with authorized medical, legal or support personnel for further analysis of the est... | - | A61B003/14 G06K009/00 A61B003/11 A61B005/00 A61B005/16
US10105102 | B2 | 2018-10-23 | Package for processing sensed-data, sensed-data processor, and system for processing sensed-data | 2015-05-04 | Provided is a body-implantable package for processing biosensed-data for wireless communication to an external device. The package includes a tube closed by a cover, therein, a chip with a strained layer affixed thereto to form a flexible laminar circuit. The cover is fitted over an open end of the tube after the laminated chip and strained layer are inserted therein. The chip is constructed of and rolled in one or more turns into a generally cylindrical shape. The strained layer is affixed to a surface of the chip automatically to cause the flexible laminar circuit to curl into a generally cylindrical shape to fit within the tube. | 1. A sensed-data processor comprising: a flex circuit with a strained layer affixed to a surface thereof, wherein the strained layer causes the flex circuit to produce a laminar flex circuit structure, the flex circuit comprising a bio-sensor part, a data processor part coupled with the bio-sensor part, and a wireless communication part coupled with the data processor part,wherein the laminar flex circuit structure is rolled in one or more turns, andwherein the flex circuit has a thickness of about 3 to about 10 μm. 2. The sensed-data processor according to claim 1, wherein the strained layer is affixed to a circuit layer of the flex circuit. 3. The sensed-data processor according to claim 1, wherein the strained layer is affixed to a rear surface of the flex circuit. 4. The sensed-data processor according to claim 1, wherein the strained layer comprises at least one compound selected from SiO, SiOH, SiN, SiON, SiHN, AlO, or ZrO, andwherein the strained layer has a thickness of about 1 to about 3 μm. 5. The sensed-data processor according to claim 1, wherein the strained layer comprises Si, andwherein the strained layer has a thickness of about 3 to about 10 μm. 6. The sensed-data processor according to claim 1, wherein the flex circuit comprises a system on chip (SoC). 7. The sensed-data processor according to claim 1, wherein the flex circuit further comprises a power generation part, a control part and a memory part. 8. A system for processing sensed-data within a body, the system comprising: a body-implantable package for processing sensed-data, the body-implantable package comprising: a flexible circuit layer,a strained layer affixed to the flexible circuit layer,the strained layer causing the flexible circuit layer to be rolled into a curl-biased circuit layer having one or more turns,the curl-biased circuit layer including a circuit comprising a sensor means, a power generation means, a control means, and a wireless communication means, anda close-able tube sealingly containing the curl-biased circuit layer; anda device configured to be external to a package-implanted body, the device configured to receive processed-sensed data transmitted by the wireless communication means,wherein the flexible circuit layer and the strained layer are rolled automatically as a result of manufacturing process steps comprising:dicing a wafer bearing the curl-biased circuit layer and the strained layer into individuated chips; andmelting an adhesive layer between the wafer and a substrate to separate the wafer from the substrate,wherein the dicing and melting steps release the curl-biased circuit layer and the strained layer as a unit to roll in one or more turns into a generally cylindrical shape. 9. The system of claim 8, wherein wherein the body-implantable package comprises a plurality of packages configured to be implanted within the same body. 10. The system of claim 9, further comprising: a repeater operatively coupled between the body-implan... | SAMSUNG ELECTRONICS CO., LTD. | A61B005/00 A61B005/145 A61B005/0215
US10078122 | B2 | 2018-09-18 | MRI RF shielding jacket | 2015-02-16 | A jacket for radio frequency (RF) shielding a Magnetic Resonance Device (MRD) from external environment electromagnetic interference during its operation, which allows for homogenized imaging conditions. The RF shielding jacket is sized and shaped like an envelope to accommodate the MRD, with at least a portion of the RF shielding jacket including an electromagnetic interference shield. The RF shielding jacket is also combined with passive temperature insulating properties. | 1. An RF shielding jacket (RFSJ), useful for shielding a magnetic resonance device (MRD) having external dimensions A [m]2, and length L0 [m], from electromagnetic interference (EMI), comprising: an envelope sized and shaped to accommodate said MRD, wherein at least a portion of said RFSJ comprising an EMI shield; anda conduit having a first aperture to a bore of said MRD and a second aperture to an environment external to the RFSJ wherein the conduit has a length to width ratio that prevents radio frequency waves to flow between the bore of said MRD and the environment external to the RFSJ. 2. The RFSJ according to claim 1, wherein at least a portion of said RFSJ comprises means for shielding at least a portion of said MRD from a selected from a group consisting of: magnetism, electromagnetic interference, physical damage and any combination thereof. 3. The RFSJ according to claim 1, wherein said conduit is configured to attenuate the passage of frequencies selected from a group consisting of: 0 to about 1000 MHz, 0 to about 500 MHz, 0 to about 200 MHz and any combination thereof. 4. The RFSJ according to claim 1, wherein said RFSJ comprises an EMI shield configured to attenuate the passage of frequencies selected from a group consisting of: 0 to about 1000 MHz, 0 to about 500 MHz, 0 to about 200 MHz and any combination thereof. 5. The RFSJ according to claim 1, configured for an MRD positioned in an atmospheric pressure system and temperature changing environment, having at least one first temperature T1 [° C.] and a Q [kj] amount of heat applied to the MRD, in which said RFSJ: a. at least one second temperature T2 [° C.] in an inner portion of said RFSJ;b. a specific mass, m [kg]; and,c. specific heat capacity, Cp [kj/kg];wherein the following formula is being held true: Q=CpmdT; where dT=T1−T2,wherein for each applied Q, dT2 is in the range of 0° C.-0.2° C.; where dT2=T2+dT. 6. The RFSJ according to claim 1, wherein at least a portion of said RFSJ comprising n layers. 7. The RFSJ according to claim 6, wherein at least 2 of said n layers comprising a substantially different specific heat capacity Cp for each layer; where each of said layers has at least one first temperature H1 [° C.] measured on the outer side of said layer, and at least one first temperature H2 [° C.], measured on its inner side towards said MRD, having a dH1- . . . dHn, where dT of RFSJ equals H1-Hn. 8. The RFSJ according to claim 6, wherein at least one layer comprising an electrical isolating material. 9. The RFSJ according to claim 6, wherein at least one layer closes a conductive circle around said MRD. 10. The RFSJ according to claim 1, wherein at least a portion of RFSJ comprises a material selected from a group consisting of: thermo insulating material, sealing material, foam material, fire retardant materials, at least partially transparent material and any combination thereof. 11. The RFSJ according to claim 1, wherein at least a portion comprises an acti... | Aspect Imaging Ltd. | G01V003/00 G01R033/422 A61B005/055 G01R033/38 G01R033/48
US10064555 | B2 | 2018-09-04 | Illuminating guidewire with optical sensing | 2015-08-12 | A guide member system includes a guide member, a light source, and a detector. The guide member comprises at least one illumination fiber. The at least one illumination fiber distally transmits the light projected by the light source from the proximal end of the guide member to the distal end of the guide member. The distal end of the guide member is projects the distally transmitted light. The distal end of the guide member receives light projected from the distal end of the guide member and reflected back toward the distal end of the guide member. The at least one illumination fiber proximally transmits the reflected light from the distal end of the guide member to the proximal end of the guide member. The proximal end of the guide member projects the proximally transmitted light toward the detector. The detector detects the proximally transmitted light. | 1. A guide system comprising: (a) a guide member, wherein the guide member comprises a proximal end and a distal end, wherein the guide member comprises at least one illumination fiber;(b) a light source, wherein the light source is operable to project light to the proximal end of the guide member, wherein the at least one illumination fiber is operable to distally transmit the light projected by the light source from the proximal end of the guide member to the distal end of the guide member, wherein the distal end of the guide member is operable to project the distally transmitted light, wherein the distal end of the guide member is further operable to receive light projected from the distal end of the guide member and reflected back toward the distal end of the guide member, wherein the at least one illumination fiber is operable to proximally transmit the reflected light from the distal end of the guide member to the proximal end of the guide member;(c) a detector, wherein the proximal end of the guide member is operable to project the proximally transmitted light toward the detector, wherein the detector is operable to detect the proximally transmitted light;(d) a guide catheter, wherein the guide member is configured to slide through the guide catheter; and(e) a balloon dilation catheter, wherein the balloon dilation catheter is configured to slide along the guide member. 2. The guide system of claim 1, wherein the distal end of the guide member comprises an atraumatic lens. 3. The guide system of claim 1, wherein the distal end of the guide member comprises a preformed bend. 4. The guide system of claim 1, further comprising a beam splitter, wherein the beam splitter is interposed between the light source and the at least one illumination fiber. 5. The guide system of claim 4, wherein the beam splitter is operable to redirect the light projected by the light source toward the proximal end of the guide member. 6. The guide system of claim 4, wherein the beam splitter is interposed between the at least one illumination fiber and the detector, wherein the beam splitter is operable to transmit the light projected by the proximal end of the guide member toward the detector. 7. The guide system of claim 1, wherein the at least one illumination fiber consists of a single illumination fiber, wherein the single illumination fiber is operable to both: (i) distally transmit the light projected by the light source from the proximal end of the guide member to the distal end of the guide member, and(ii) proximally transmit the reflected light from the distal end of the guide member to the proximal end of the guide member. 8. The guide system of claim 1, wherein the guide member comprises a guidewire. 9. The guide system of claim 8, wherein the at least one illumination fiber comprises a first illumination fiber and a second illumination fiber, wherein the first illumination fiber is operable to distally transmit the light projected by the light s... | Acclarent, Inc. | A61B005/00 A61B001/07 A61B001/233 A61B001/01 A61B005/06 A61B005/103 A61M025/09 A61B001/00 A61B005/107 A61M025/01 A61M025/10 A61B017/00 A61B090/30 A61M025/00 A61M029/02 A61M025/06
US10105095 | B2 | 2018-10-23 | Method and system for defining balance between physical activity and rest | 2015-11-30 | Disclosed is a method for defining a balance between physical activity and rest for a user. The method comprises collecting sensor data indicative of a measure of activity performed and rest taken by the user as a function of time; analyzing the sensor data to distinguish sedentary stages from stages of activity or rest; assigning a level to a given stage of activity or rest; evaluating a plurality of activity-rest parameters for the user; and calculating an activity-rest score from the plurality of activity-rest parameters, so as to provide a feedback indicating a status of the balance between the physical activity and the rest. | 1. A method for defining a balance between physical activity and rest for a user, the method comprising, using a processor to: collect sensor data indicative of a measure of activity performed and rest taken by the user as a function of time, wherein the sensor data is collected using at least one sensor of a device worn by the user, the at least one sensor of the device worn by the user being communicatively coupled to the processor, wherein the processor is further configured to:analyze the sensor data to distinguish sedentary stages from stages of activity or rest;assign a level to a given stage of activity or rest, wherein the assigning the level comprises (i) assigning a high intensity level to the given stage of activity or rest, when the intensity of activity exceeds a first threshold of intensity,(ii) assigning a medium intensity level to the given stage of activity or rest, when the intensity of activity lies between the first threshold of intensity and a second threshold of intensity, wherein the first threshold of intensity is greater than the second threshold of intensity, and(iii) assigning a very-low intensity level to the given stage of activity or rest, when the intensity of activity does not exceed the second threshold of intensity;evaluate a plurality of activity-rest parameters for the user, wherein the plurality of activity-rest parameters comprise at least one of: (a) a number of recovery days within a first predetermined time period, wherein a recovery day is a day when time spent in activities of the high intensity level does not exceed a first threshold time and/or time spent in activities of the medium intensity level does not exceed a second threshold time,(b) a number of days elapsed from most recent recovery day;calculate an activity-rest score from the plurality of activity-rest parameters, so as to provide a feedback indicating a status of the balance between the physical activity and the rest; andrender the calculated activity-rest score on a user interface of a user device. 2. A method according to claim 1, wherein the plurality of activity-rest parameters further comprise at least one of: (c) time spent in sedentary stages during a second predetermined time period,(d) a number of sedentary alerts received during the second predetermined time period,(e) a number of days, within the first predetermined time period, when the user has achieved a preset activity target,(f) a sum of a first integral of a measure of intensity over time for activities of the high intensity level performed during the first predetermined time period and a second integral of the measure of intensity over time for activities of the medium intensity level performed during the first predetermined time period, and(g) a number of days, within the first predetermined time period, when the sum of the first and second integrals exceeds a threshold value. 3. A method according to claim 1, wherein the first predetermined time period is selected from... | Oura Health Oy | A61B005/00 A61B005/11
US10080442 | B2 | 2018-09-25 | Sleep support system and control method thereof | 2014-12-25 | The invention relates to a sleep support system and the control method thereof. People may come across such emergencies as insomnia for some reason when going to sleep or apnea during sleep for some reason. The invention comprises a bedding, a processor, a sleep aid mechanism, a data acquisition mechanism and a wake-up mechanism, wherein the data acquisition mechanism comprises a data converter, a vibration sensor assembly and a snore sensor which are connected to the data converter; the processor receives signals of the vibration sensor assembly through the data converter and controls the sleep aid mechanism; and the processor receives signals of the snore sensor through the data converter and controls the wake-up mechanism. By installing the sleep support system in a bedroom, intervention or emergency treatment measures can be taken timely through real-time monitoring of the data of various physical signs of the user and identification of the sleep state of the user when abnormity is detected, to ensure that the user can have high quality sleep, effectively prevent the occurrence of accidents of the user during sleep, and ensure good sleep quality of the user. | 1. A sleep support system comprising: a bedding, a processor, a sleep aid mechanism, a data acquisition mechanism installed in the bedding, and a wake-up mechanism;the data acquisition mechanism comprises a data converter (4), a vibration sensor assembly (12) and a snore sensor (13) which are connected to the data converter (4);the processor receives signals of the vibration sensor assembly (12) through the data converter (4) and controls the sleep aid mechanism and the processor receives signals of the snore sensor (13) through the data converter (4) and controls the wake-up mechanism wherein,the bedding comprises a bed tray (2) and a mattress (1) stacked on the bed tray (2), the mattress (1) comprises a plurality of cylindrical springs (6) and a fabric cover (3);the data converter (4) is arranged in a tank body (5) with a cavity arranged inside;the tank body (5) is matched with the contours of the cylindrical springs (6) which fit together to form a spring matrix body (7) spread on the mattress (1), the tank body (5) is positioned at a right-angle end of the spring matrix body (7); andthe spring matrix body (7) is wholly wrapped by the fabric cover (3). 2. A sleep support system of claim 1 is characterized in that the processor is a handheld mobile device, and the processor, the data converter (4), the sleep aid mechanism and the wake-up mechanism are connected through communication via wifi modules. 3. A sleep support system of claim 2 is characterized in that the vibration sensor assembly (12) is transversely arranged on the upper surface of the spring matrix body (7) in a strip-shaped manner and is wrapped and positioned by the fabric cover (3), and the length of the vibration sensor assembly (12) is matched with the width of the mattress (1); the data converter (4) receives signals from the vibration sensor assembly (12) via a wire (14) and then transmits to the processor through the wifi modules; and the vibration sensor assembly (12) comprises a heartbeat frequency sensor, a respiratory frequency sensor and a turnover times sensor, and the sensing area of the heartbeat frequency sensor and the respiratory frequency sensor are the range of 5-20 cm above. 4. A sleep support system of claim 3 is characterized in that the snore sensor (13) is installed on an upper surface of a first section of the spring matrix body (7) and is wrapped and positioned by the fabric cover (3); the data converter (4) receives signals from the snore sensor (13) through the wire (14), and then sends the received signals to the processor through the wifi modules. 5. A sleep support system of claim 4 is characterized in that the sleep aid mechanism comprises one or a plurality of sleep gas diffuser, sounder, temperature regulator, humidity regulator, carbon dioxide monitor and air purifier. 6. A sleep support system of claim 4 is characterized in that the wake-up mechanism comprises a controller (8) mounted in the tank body (5), a split-type bed plate mounted on... | XILINMEN FURNITURE CO., LTD. | A61G007/015 A61G007/018 A47C027/06 A61B005/0205 A47C031/00 A61B005/00 G08B021/04 A61M021/02 A61B005/024 A61B005/08 A61B005/11 A61M021/00
US10098554 | B2 | 2018-10-16 | Method and device for continuous, non-invasive determination of blood pressure | 2013-05-16 | The invention relates to a method and a device for continuously determining blood pressure in a non-invasive manner using a photoplethysmographic system which has at least one light source and at least one light detector that is arranged with a mount on a body part containing an artery. According to the invention, a device is provided with which the contact pressure of the mount on the body part can be adjusted and/or changed depending on the mean blood pressure. | 1. A method for continuous, non-invasive determination of blood pressure by means of a photoplethysmographic system comprising a mounting element including at least one light source and at least one light detector, the method comprising: obtaining an initial photoplethysmographic signal using the photoplethysmographic system;obtaining a photoplethysmographic signal using the photoplethysmographic system;disposing the mounting element on a body part containing an artery, andvarying a contact pressure of the mounting element depending on a mean arterial blood pressure, wherein a rate of change of the contact pressure of the mounting element is smaller than that of a pulsatile blood pressure changes in the artery;wherein the contact pressure of the mounting element is varied by a control system departing from an initial contact pressure, wherein the control system uses a low-pass filter through which the a photoplethysmographic signal is passed to generate a filtered photoplethysmographic signal, which is compared with the initial photoplethysmographic signal; andwherein, based on the comparison, the contact pressure is varied until the filtered photoplethysmographic signal again corresponds to the initial photoplethysmographic signal. 2. The method of claim 1, wherein the contact pressure of the mounting element is adapted to the mean arterial blood pressure. 3. The method of claim 1, wherein in a search phase an initial contact pressure of the mounting element is determined, at which the initial photoplethysmographic signal with maximum amplitude will arise. 4. The method of claim 3 wherein an initial set point is determined by measuring the contact pressure, where an amplitude of the photoplethysmographic signal has a highest maximum, and the initial contact pressure is stored as the initial set point. 5. The method of claim 1, wherein the control system takes into account physiological changes of the wall of an arterial vessel by means of passing the photoplethysmographic signal through a second low-pass filter. 6. The method of claim 5 wherein the control system recognizes physiological changes of the wall of the arterial vessel by comparing pulsatile signal components of the photoplethysmographic signal, the filtered photoplethysmographic signal from the second low-pass filter, and the initial photoplethysmographic signal. 7. The method of claim 1, wherein a blood pressure signal derived from the photoplethysmographic signal is calibrated by means of intermittent blood pressure monitoring. 8. The method of claim 7 wherein a mean blood pressure of an intermittent upper arm measurement, the contact pressure of the mounting element, and pulsatile photoplethysmographic signal components are used for calibration of the blood pressure signal. 9. The method of claim 1, wherein the contact pressure is obtained from a control variable used for pressure following activity. | CNSYSTEMS MEDIZINTECHNIK AG | A61B005/0225 A61B005/021 A61B005/00
US10080522 | B2 | 2018-09-25 | Connected dental device | 2017-08-22 | A system for providing a connected dental device is disclosed. In particular, the system may include integrating a network chip or transceiver into a dental device, such as a toothbrush, so as to enable the dental device to communicate with a user device and one or more accessory devices. Once the user device and one or more accessory devices are paired with the user device, the system may track information associated with the dental device and the user using the dental device. Based on the tracked information, the system may determine an action to be performed by the user using the dental device. Using the dental device, the system may transmit a notification to the user device to alert the user of the action that needs to be performed. The system may also transmit notifications providing status information for the dental device and the one or more accessory devices. | 1. A dental device, comprising: a memory that stores instructions; anda processor that executes the instructions to perform operations, the operations comprising: monitoring, based on use of the dental device by a first user, first information associated with the first user and the dental device, wherein the first information associated with the first user and the dental device is obtained from a sensor of the dental device;detecting a dental condition of the first user by comparing visual content of the first user obtained by the dental device during use of the dental device to previous visual content obtained during a prior use of the dental device;determining, based on the first information associated with the first user and the dental device, an action to be performed by the first user with the dental device;transmitting, to a user device of the first user, a first notification indicating the action to be performed with the dental device;determining, based on second information associated with the first user and the dental device obtained from the sensor, if the action has been performed with the dental device; andtransmitting, if the action has been performed, a second notification to the user device of the first user indicating successful completion of the action. 2. The dental device of claim 1, wherein the operations further comprise transmitting, if the action has not been performed, a third notification to the user device reminding the first user to perform the action with the dental device. 3. The dental device of claim 1, wherein the operations further comprise generating an appointment for the first user. 4. The dental device of claim 1, wherein the operations further comprise determining if a component of the dental device needs to be replaced. 5. The dental device of claim 1, wherein the operations further comprise detecting a usage pattern associated with use of the dental device by the first user. 6. The dental device of claim 5, wherein the operations further comprise determining, based on the usage pattern, a new action to be performed by the first user with the dental device. 7. The dental device of claim 6, wherein the operations further comprise transmitting a third notification to the user device indicating the new action to be performed by the first user with the dental device. 8. The dental device of claim 1, wherein the operations further comprise detecting a dental condition of the first user based on the first information associated with the first user and the dental device obtained from the sensor. 9. The dental device of claim 1, wherein the operations further comprise obtaining, from a camera of the dental device, media content of the first user while the first user is utilizing the dental device. 10. The dental device of claim 1, wherein the operations further comprise monitoring a power level of the dental device, and wherein the operations further comprise transmitting, if the power level is below a thre... | AT&T Intellectual Property I, L.P. | A61C017/22 A61B005/00 A46B015/00 A46B005/00 A61B001/00 A61B001/04 A61B001/24
US10111611 | B2 | 2018-10-30 | Personal emotional profile generation | 2014-07-10 | The mental state of an individual is obtained in order to generate an emotional profile for the individual. The individual's mental state is derived from an analysis of the individual's facial and physiological information. The emotional profile of other individuals is correlated to the first individual for comparison. Various categories of emotional profiles are defined based upon the correlation. The emotional profile of the individual or group of individuals is rendered for display, used to provide feedback and to recommend activities for the individual, or provide information about the individual. | 1. A computer-implemented method for mental state analysis comprising: obtaining mental state data from an individual, wherein the mental state data is extracted, using one or more processors, from facial images of an individual captured as they respond to stimuli;analyzing the mental state data extracted from facial images to produce mental state information;correlating the mental state information of the individual with mental state information from a plurality of people, wherein the mental state information from the plurality of people is determined as a function of at least one historical environmental condition measured from ambient conditions affecting at least one of the plurality of people and stored as historical contextual information;categorizing, using one or more processors, the individual with others from the plurality of people based on the correlating and a rate of change of a plurality of expressions of the individual, wherein the rate of change is evaluated during exposure to specific stimuli and wherein the categorizing is part of a profile;determining at least one recent environmental condition by measuring an ambient condition affecting the individual during the exposure to specific stimuli and storing the measurement as recent contextual information; andpredicting a future reaction to a stimulus, based on the profile, the historical contextual information, and the recent contextual information. 2. The method of claim 1 wherein the profile summarizes mental state analysis. 3. The method of claim 1 wherein the profile comprises an emotographic profile of the individual. 4. The method of claim 1 wherein the categorizing includes evaluation of facial expressions for anger, sadness, happiness, or disgust. 5. The method of claim 4 further comprising pushing media content to the individual based on the categorizing. 6. The method of claim 1 wherein the profile includes demographic information. 7. The method of claim 1 further comprising extrapolating behavior based on the profile. 8. The method of claim 1 further comprising correlating a component of the profile to a purchase intent. 9. The method of claim 1 further comprising targeting advertisements based on the profile. 10. The method of claim 1 further comprising using the profile to predict a preference. 11. The method of claim 1 further comprising posting a representation of the profile to a social media site. 12. The method of claim 1 further comprising using the profile to categorize a product or service. 13. The method of claim 1 further comprising matching the individual with one or more people from the plurality of people, based on the categorizing. 14. The method of claim 1 wherein the analyzing of the mental state data is accomplished, at least in part, on a device doing collecting of the mental state data and wherein the device doing the collecting includes a mobile device. 15. The method of claim 1 wherein the obtaining is accomplished by collecting the... | Affectiva, Inc. | G06K009/00 A61B005/16 G06F019/00 G06Q030/02 G06Q050/00 A61B005/0205 A61B005/024 A61B005/053 A61B005/08 A61B005/11 A61B005/00
US10109050 | B2 | 2018-10-23 | Spatiotemporal background phase correction for phase contrast velocity encoded MRI | 2016-06-01 | A computer-implemented method for performing spatiotemporal background phase correction for phase contrast velocity encoded magnetic resonance imaging includes performing a phase contrast magnetic resonance imaging scan of a region of interest within a patient to yield a complex image and calculating a plurality of filter cut-off frequencies based on physiological limits associated with the patient. A spatiotemporal filter is created based on the plurality of filter cut-off frequencies. This spatiotemporal filter is applied to the complex image to yield a low-pass filtered complex image. Then, complex division is performed using the complex image and the low-pass filtered complex image to yield a corrected image. | 1. A computer-implemented method for performing spatiotemporal background phase correction for phase contrast velocity encoded magnetic resonance imaging, the method comprising: performing, by a magnetic resonance imaging scanner, a phase contrast magnetic resonance imaging scan of a region of interest within a patient to yield a complex image of the region of interest on a display device;calculating a plurality of filter cut-off frequencies based on physiological limits associated with the patient;creating a spatiotemporal filter based on the plurality of filter cut-off frequencies;applying the spatiotemporal filter to the complex image to yield a low-pass filtered complex image; andperforming complex division using the complex image and the low-pass filtered complex image to yield a corrected image of the region of interest on the display device. 2. The method of claim 1, wherein the plurality of filter cut-off frequencies are calculated based on a flow profile through a vessel of interest present in the complex image, wherein the magnetic resonance imaging scanner includes a plurality of magnetic coils, configured to create a static base magnetic field in the patient;a plurality of gradient coils, configured to produce a plurality of position dependent magnetic field gradients superimposed on the static base magnetic field;wherein the plurality of the position dependent magnetic field gradients include a slice selection gradient magnetic field, a phase encoding gradient magnetic field and a readout gradient magnetic field. 3. The method of claim 2, wherein the filter cut-off frequencies in the spatial domain are specified with a lowest allowable frequency corresponding to twice the diameter of a largest vessel lumen as measured in pixels. 4. The method of claim 2, wherein the filter cut-off frequencies in the temporal domain are specified to remove all motion except for bulk motion of the patient in the region of interest. 5. The method of claim 4, wherein the bulk motion of the patient in the region of interest is due to respiration and the filter cut-off frequencies in the temporal domain are specified using frequency of the patient's respiratory cycle. 6. The method of claim 1, wherein the spatiotemporal filter is in the frequency domain and the complex image is multiplied with a filtering kernel corresponding to the spatiotemporal filter to yield the low-pass filtered complex image. 7. The method of claim 1, wherein the spatiotemporal filter is in the spatial domain and the spatiotemporal filter is applied to the complex image by performing a convolution of a filtering kernel corresponding to the spatiotemporal filter and the complex image. 8. The method of claim 1, wherein the spatiotemporal filter is in the temporal domain and the spatiotemporal filter is applied to the complex image by performing a convolution of a filtering kernel corresponding to the spatiotemporal filter and the complex image. 9. The method of claim 1, wherei... | Siemens Healthcare GmbH Northwestern University | G06K009/00 G06T007/00 G06K009/46 G06T007/20 G06T005/00 A61B005/055 A61B005/00 G01R033/563 G01R033/565 A61B005/113
US10102623 | B2 | 2018-10-16 | Computer program, and image processing device and method | 2015-07-10 | An analysis method is provided that ensures objective and quantitative analysis for analyzing time-series images. For implementing the method are provided an image data storage unit that stores therein image data on a plurality of time-series computed tomography (CT) images of an organ of a subject captured after a contrast medium has been administered; a target pixel extraction unit configured to extract an intra-organ pixel position, which is a position of a pixel in a region of the organ; a change-over-time determining unit configured to determine a change-over-time of a CT value of the pixel at the determined intra-organ pixel position, based on image data on the time series CT images in the plurality of frames; and a function approximation processing unit configured to determine an arrival time at which the contrast medium has arrived at an organ at the intra-organ pixel position and a base value, which is a CT value serving as a base of the pixel at the intra-organ pixel position, based on the determined change-over-time. | 1. An image processing device comprising: a data storage unit that stores image data on time-series computed tomography (CT) images in a plurality of frames of an organ of a subject captured after a contrast medium has been administered; andat least one processing unit that executes instructions to perform data processing activities to make determinations comprising: an intra-organ pixel position, which is a position of a pixel in a region of the organ;a change-over-time of a CT value of the pixel at the intra-organ pixel position, based on image data on the time series CT images in the plurality of frames; andas an upper limit frame, a predetermined frame after a sharp rise in the CT value in the change-over-time, the predetermined frame being a frame before a frame from which a maximum value of the CT value or a first peak value of the CT value in the change-over-time is detected;an arrival time at which the contrast medium has arrived at the organ at the intra-organ pixel position and a base value, which is a CT value serving as a base of the pixel at the intra-organ pixel position, based on the change-over-time before the upper limit frame. 2. The image processing device according to claim 1, the instructions further executable by the at least one processing unit to perform data processing activities to make determinations further comprising: an approximate change-over-time before the upper limit frame with two or more functions,wherein the arrival time and the base value are determined with the two or more functions. 3. The image processing device according to claim 1, the instructions further executable by the at least one processing unit to perform data processing activities to make determinations further comprising: an approximate change-over-time before the upper limit frame with a normal cumulative distribution function or a cumulative distribution function,wherein the arrival time and the base value are determined with the normal cumulative distribution function or cumulative distribution function. 4. The image processing device according to claim 2, wherein: the determined change-over-time is approximated with an mth-order function (m being a number equal to or larger than three),the upper limit frame is determined based on the mth-order function, andthe two or more functions include a linear and a quadratic function approximated to the mth-order function before the upper limit frame. 5. The image processing device according to claim 1, the instructions further executable by the at least one processing unit to perform data processing activities to make determinations further comprising: a region of interest (ROI) setting including a plurality of pixels in a blood vessel region through which blood flows into the organ,wherein the change-over-time in the CT value is a change-over-time in an ROI value determined based on a CT value of the pixel in the ROI,wherein the arrival time is an arrival time at which the contrast medium has ar... | Fujifilm RI Pharma Co., Ltd. National University Corporation Ehime University | G06T007/00 A61B006/03 G06T007/11 A61B005/0402 A61B006/00
US10068328 | B2 | 2018-09-04 | Sparse iterative phase correction for MR partial fourier reconstruction | 2015-12-22 | A method for sparse iterative phase correction for Magnetic Resonance (MR) partial Fourier reconstruction includes acquiring a partial Fourier k-space dataset using an MR scanner and estimating, by a control computer, a coil sensitivity map associated with the MR scanner from fully sampled k-space center. The control computer extracts a symmetrically sampled k-space center dataset from the partial Fourier k-space dataset and determines a low-resolution image based on the symmetrically sampled k-space center dataset and the coil sensitivity map. The control computer also determines phase corresponding to the low-resolution image. An iterative reconstruction process may then be applied to generate an image based on the partial Fourier k-space dataset. This iterative reconstruction process applies a Fast Iterative Shrinkage Thresholding Algorithm (FISTA) with phase correction based on the phase corresponding to the low-resolution image. | 1. A method for sparse iterative phase correction for Magnetic Resonance (MR) partial Fourier reconstruction, the method comprising: acquiring a partial Fourier k-space dataset using an MR scanner;estimating, by a control computer, a coil sensitivity map associated with the MR scanner from fully sampled k-space center;extracting, by the control computer, a symmetrically sampled k-space center dataset from the partial Fourier k-space dataset;determining, by the control computer, a low-resolution image based on the symmetrically sampled k-space center dataset and the coil sensitivity map;determining, by the control computer, phase corresponding to the low-resolution image; andapplying, by the control computer, an iterative reconstruction process to generate an image based on the partial Fourier k-space dataset, wherein the iterative reconstruction process applies a Fast Iterative Shrinkage Thresholding Algorithm (FISTA) with phase correction based on the phase corresponding to the low-resolution image. 2. The method of claim 1, wherein the iterative reconstruction process uses the low-resolution image as an initial estimate for the image. 3. The method of claim 2, wherein each respective iteration of the iterative reconstruction process comprises: applying a proximal operator to determine an updated estimate for the image; andreplacing a phase term in the updated estimate from the image with the phase corresponding to the low-resolution image. 4. The method of claim 3, wherein the proximal operator applies the Chambolle-Pock algorithm. 5. The method of claim 3, wherein the proximal operator applies the Dykstra algorithm. 6. The method of claim 2, wherein each respective iteration of the iterative reconstruction process comprises: applying a proximal operator to determine an updated estimate for the image; andif less than a pre-defined number of iterations of the iterative reconstruction process have been completed, replacing a phase term in the updated estimate from the image with the phase corresponding to the low-resolution image. 7. The method of claim 1, wherein the partial Fourier k-space dataset is acquired in phase-encoding directions. 8. The method of claim 1, wherein the partial Fourier k-space dataset is acquired in frequency-encoding directions. 9. An article of manufacture for sparse iterative phase correction for Magnetic Resonance (MR) partial Fourier reconstruction, the article of manufacture comprising a non-transitory, tangible computer-readable medium holding computer-executable instructions for performing a method comprising: receiving a partial Fourier k-space dataset acquired using an MR scanner;estimating a coil sensitivity map associated with the MR scanner from fully sampled k-space center;extracting a symmetrically sampled k-space center dataset from the partial Fourier k-space dataset;determining a low-resolution image from the symmetrically sampled k-space center dataset;determining phase corresponding to the low-... | Siemens Healthcare GmbH | G06T007/00 G06T011/00 A61B005/00 A61B005/055 G01R033/483
US10076283 | B2 | 2018-09-18 | Method and device to manage fluid volumes in the body | 2014-11-12 | A system and method for determining the amount of fluid to be removed from a dialysis patient is disclosed. The system utilizes sensors and a computer. The computer obtains the input parameters from the sensors, along with information added directly by the user, and performs a forward algorithm to determine a recommended change in patient fluid level. As fluid is removed, the effect of the removal on the parameters is detected by the sensors and re-transmitted back to the computer. The computer then performs a backward algorithm to refine the variables used in the forward algorithm and obtain more accurate results. The system and method provide for changing the amount of fluid removed from the patient based on the results of the algorithm and the data received from the sensors. | 1. A method, comprising the steps of: obtaining one or more parameters correlated for fluid removal from a patient connected to a first medical device configured to obtain the one or more parameters;transferring data for the one or more parameters to a medical device processor wherein the medical device processor utilizes the one or more parameters in a forward algorithm to generate a recommended fluid level, the medical device processor determining the recommended fluid level; andadjusting fluid removal via a second medical device from the patient based on the recommended fluid level;wherein the forward algorithm is presented by the equation:DFL=∑i=1n⁢Wi*Sx⁡(Pi,Ci,Ki)where Wi is a weighting coefficient predetermined according to a level of impact on fluid removal by a corresponding parameter (Pi), Ci is an off-set coefficient predetermined when a corresponding parameter Pi indicates no recommended change in fluid level, Ki is a scaling coefficient predetermined according to a slope of change in fluid removal by a corresponding parameter Pi, and where Sx is one of S1, S2, and S3, S1 is a function with an output between 0and 1 and increases from 0 to 1 as Pi increases in value, S2 is a function with an output between 0 and 1 and deceases from 1 to 0 as Pi increases in value, S3 is a function with an output between 0 and 1 and increases from 0 to 1 as Pi varies in value from a set point, Sx is S1 when Pi is positively correlated to fluid removal, Sx is S2 when Pi is negatively correlated to fluid removal, Sx is S3 when Pi correlates to fluid removal as it deviates from the set point. 2. The method of claim 1, wherein the step of obtaining includes obtaining one or more parameters positively correlated for fluid removal and one or more parameters negatively correlated for fluid removal, wherein the medical device processor processes the one or more positively correlated parameters using a first function and processes the one or more negatively correlated parameters using a second function. 3. The method of claim 2, wherein the one or more parameters positively correlated for fluid removal are selected from the group consisting of atrial fibrillation burden, respiratory rate, sleep pattern, dialysis markers, patient weight, patient medications and dosage, patient supplied data indicative of fluid removal, and clinical data indicative of fluid removal. 4. The method of claim 2, wherein the one or more parameters negatively correlated for fluid removal are selected from the group consisting of tissue impedance, ambulatory heart rate variability, body temperature, heart rate change during dialysis, heart rate variability during dialysis, blood pressure reduction during dialysis, mixed venous oxygen saturation, and patient medications and dosage indicative of fluid retention. 5. The method of claim 2, wherein the one or more parameters positively correlated for fluid removal include pulmonary arterial pressure, venous pressure, and atrial pressure. ... | Medtronic, Inc. | A61M037/00 A61B005/00 A61B005/0205 A61M001/34 A61M001/16 A61M001/28 A61B005/021 A61B005/024 A61B005/046 A61B005/053 A61B005/08 A61B005/1455 A61B005/20 G06F019/00 G16H050/20 G16H050/50
US10070800 | B2 | 2018-09-11 | Impedance measurement process | 2015-12-08 | A method for use in performing impedance measurements on a subject. The method includes, in a processing system, determining at least one first impedance value, measured at a site using a first electrode configuration, determining at least one second impedance value, measured at the site using a second electrode configuration, and determining the presence, absence or degree of an anomaly using the first and second impedance values. | 1. Apparatus for use in performing impedance measurements on a subject, the apparatus comprising: a) an electrode array having a number of electrodes configured to form a rectangular array;b) a signal generator for generating signals to be applied to the subject using drive electrodes of the array;c) a sensor for determining measured signals induced across the subject using measurement electrodes of the array;d) a switching device coupled to the electrode array; and,e) a processing system that controls the switching device to selectively interconnect the signal generator and the sensor to the selected ones of the electrodes, which therefore function as drive and measurement electrodes, the processing system configured to control the switching device to: cause a first measurement to be performed at a first site using first and second electrodes as drive electrodes and using third and fourth electrodes as measurement electrodes;cause a second measurement to be performed at the first site using first and third electrodes as drive electrodes and using second and fourth electrodes as measurement electrodes;determine a presence, absence or degree of an anomaly at the first site using the first and second measurements;cause a third measurement to be performed at a second site using third and fifth electrodes as drive electrodes and using fourth and sixth electrodes as measurement electrodes;cause a fourth measurement to be performed at the second site using third and fourth electrodes as drive electrodes and using fifth and sixth electrodes as measurement electrodes; anddetermine a presence, absence or degree of an anomaly at the second site using the third and fourth measurements. 2. The apparatus according to claim 1, wherein the switching device is a multiplexer. 3. The apparatus according to claim 1, wherein the electrodes in the electrode array are configured to form a square grid. 4. The apparatus according to claim 1, wherein the electrodes have a diameter of approximately 1 mm. 5. The apparatus according to claim 1, wherein the electrode array is configured to form at least one of: a) a 2×2 array;b) a 2×4 array; and,c) a 5×5 array. 6. The apparatus according to claim 1, wherein a spacing between adjacent electrodes is at least one of: a) less than the diameter of the electrodes;b) fixed; and,c) approximately 0.77 mm. 7. The apparatus according to claim 1, wherein the processing system includes a processor, a memory, an input/output device and an external interface coupled together via a bus. 8. The apparatus according to claim 1, wherein the processing system is an FPGA. 9. The apparatus according to claim 1, wherein the processing system: a) determines a first impedance value, measured at a site using a first tetrapolar electrode configuration of drive and measurement electrodes selected from the array;b) causes at least one of the drive electrodes to become a measurement electrode and at least one of the measurement electrodes to becom... | IMPEDIMED LIMITED | A61B005/05 A61B005/053 A61B005/00
US10092213 | B2 | 2018-10-09 | Method and arrangement for computer-assisted representation and/or evaluation of medical examination data | 2012-07-30 | Computer-assisted structuring of medical examination data and/or one or more examination data records is disclosed. A method of at least one embodiment includes providing at least one medical examination data record, which includes patient-specific data described textually and/or symbolically and/or at least one image data record created with the aid of a radiological examination device; providing at least one body model image, which represents a body model matching the examination data; and registering the at least one examination data record with the body model, wherein at least one position in the body model is assigned to the examination data record; the position being made known for interaction by way of a user interface. | 1. A method for computer-assisted structuring of medical examination data, comprising: providing at least one medical examination data record, including (i) patient-specific diagnostic data described at least one of textually and symbolically, and(ii) at least two images including different types of scan data from a group including computed tomography, magnetic resonance tomography, positron emission tomography, x-ray and ultrasound scan data;providing at least one body model image, the at least one body model image representing a body model which matches the at least one medical examination data record;assigning at least one position in the at least one body model image to the at least one medical examination data record, the at least one position corresponding to a physiological area of interest of the at least one medical examination data record;generating at least one interface element at the at least one position such that the medical examination data record can be interacted with and viewed by way of a user interface;permitting a preview of a first image of the at least two images over the at least one position based on an action from a user on the at least one position by displaying the preview of the first image in a preview window, the preview window being superimposed on the at least one body model image, the preview of the first image linking to the first image; andproviding a status identifier at the at least one position, the status identifier indicates progress of a pathological condition associated with the at least one medical examination data record. 2. The method of claim 1, wherein a change in pathological structure compared with a preceding, earlier evaluation of the at least one medical examination data record is determined, annotated and made known for interaction by way of the user interface. 3. The method of claim 2, wherein a determined position of the pathological structure, the determined change in the pathological structure and determined properties of the pathological structure are combined and shown in a structured form. 4. The method of claim 3, wherein inconsistencies are exposed with the aid of the structured form. 5. The method of claim 3, wherein redundancies are exposed with the aid of the structured form. 6. The method of claim 1, wherein the status identifier corresponds to a selected timepoint of the at least one medical examination data record. 7. The method of claim 6, wherein the status identifier indicates one of current findings, earlier findings, deterioration, improvement, unchanged and missing. 8. The method of claim 1, wherein the at least one position is displayed on a display apparatus. 9. The method of claim 1, wherein semantic meta data are annotated on the at least one position. 10. The method of claim 1, wherein permitting the preview of the first image includes displaying a textual description of the at least one medical examination data record associated with the at least one positi... | Siemens Aktiengesellschaft | G06F003/048 A61B005/055 G06F019/00 G16H050/50 G06F003/0482 G06F003/0481 A61B006/00 A61B008/00 A61B005/00 G16H010/60
US10095265 | B2 | 2018-10-09 | Adaptable microcontroller-operated device and related system | 2012-12-03 | The invention concerns a portable computing device comprising a microprocessor capable of running software, hardware means capable of providing at least one physical variable, a memory unit carrying the software adapted to read the physical variable and to perform a mathematical operation utilizing the physical variable. An interface means adapted to allow defining of the mathematical operation in the memory unit by a user of the device. The invention also concerns a firmware product of a microcontroller-operated device, a computer program product and a web service. | 1. A portable microcontroller-operated wrist-top computer system for a user comprising: a wrist-top computer including, a housing;a wristband coupled to the housing;a memory within the housing;a microcontroller including software stored on the memory;at least one sensor providing at least one physical variable, wherein the software is adapted to read the physical variable using the at least one sensor and to perform a mathematical operation utilizing the physical variable;a rule interface mechanism configured to enable the user to change the contents of a set of rules within the memory; anda rule interpreter including a command set capable of interpreting the instructions contained in the set of rules; andan interface adapted to allow defining of the mathematical operation in the memory by the user of the wrist-top computer. 2. The portable microcontroller-operated computing wrist-top computer system of claim 1, further comprising a displayless unit including a mechanism for wirelessly transmitting the result of the mathematical operation utilizing the physical variable to the wrist-top computer. 3. The portable microcontroller-operated computing wrist-top computer system of claim 1, wherein the memory includes a memory unit integrated on a single chip with the microcontroller, and wherein at least one of the software and the mathematical operation is stored on the integrated memory unit. 4. The portable microcontroller-operated computing wrist-top computer system of claim 1, wherein the memory includes a memory unit external to the microcontroller and, wherein at least one of the software and the mathematical operation is stored on the external memory unit. 5. The portable microcontroller-operated computing wrist-top computer system of claim 1, wherein the mathematical operation and information on the physical variable are contained in a variable data structure on the memory, wherein the data structure is writable through the interface, and wherein the software comprises an interpreter for reading the data structure and for running the mathematical operation defined in the data structure in the device, and, optionally, for displaying or storing the result of the mathematical operation to the memory. 6. The portable microcontroller-operated computing wrist-top computer system of claim 1, wherein the interface is functionally coupled to the memory for changing a part of the memory defining the mathematical operation. 7. The portable microcontroller-operated computing wrist-top computer system of claim 1, wherein the interface includes a user interface arranged in the wrist-top computer. 8. The portable microcontroller-operated computing wrist-top computer system of claim 1, wherein the interface includes a data transfer mechanism for importing a mathematical operation, which has been defined in an external computing device, the external computing device being selected from the group consisting of a personal mobile device, a computer and a w... | Amer Sports Digital Services Oy | G06F015/00 G06F001/16 A61B005/0205 A61B005/00 A61B005/11
US10092246 | B2 | 2018-10-09 | System and method for task-less mapping of brain activity | 2016-08-15 | A computing device for use in a system for mapping brain activity of a subject includes a processor. The processor is programmed to select a plurality of measurements of brain activity that is representative of at least one parameter of a brain of the subject during a resting state. Moreover, the processor is programmed to compare at least one data point from each of the measurements with a corresponding data point from a previously acquired data set from at least one other subject. The processor is also programmed to produce at least one map for each of the measurements based on the comparison of the resting state data point and the corresponding previously acquired data point. The processor may also be programmed to categorize the brain activity in a plurality of networks in the brain based on the map. | 1. A cloud-based computing system for taskless mapping of brain activity of an individual subject, the cloud-based computing system located remotely from a sensing system, the cloud-based computing system comprising a processor programmed to: select a plurality of time-series measurements of the brain activity obtained from the individual subject during a resting state, each selected time-series measurement corresponding to one location within a brain of the individual subject;for each selected time-series measurement, assemble a correlation map comprising a plurality of elements, each element comprising a correlation between the selected time-series measurement and another time series measurement from the plurality of time-series measurements;classify the resting state brain activity corresponding to each correlation map as at least one of a plurality of resting state networks by transforming each correlation map using a predetermined supervised classifier configured to transform a weighted sum of the elements of each correlation map to at least one output value, each output value indicating a membership of each correlation map within each corresponding resting state network of a plurality of resting state networks; andproduce at least one map of resting state network membership by combining the at least one output value associated with the selected time-series measurements;wherein the predetermined supervised classifier is calibrated beforehand using a plurality of calibration time-series measurements corresponding to previously defined resting state networks obtained from a plurality of calibration subjects. 2. A cloud-based computing device in accordance with claim 1, wherein the processor is programmed to select a plurality of time-series measurements associated with a plurality of voxels from an image of the brain. 3. A cloud-based computing device in accordance with claim 1, further comprising a communication interface coupled to the processor and configured to receive at least one signal representative of the plurality of time-series measurements of the resting state brain activity. 4. A cloud-based computing device in accordance with claim 1, wherein the processor is programmed to produce a functional connectivity map for each of the plurality of time-series measurements based on the resting state network membership of each time-series measurement classified using the predetermined supervised classifier. 5. A cloud-based computing device in accordance with claim 1, further comprising a presentation interface coupled to the processor and configured to display the at least one map of resting state network membership. 6. A system for task-less mapping of brain activity of an individual subject, the system comprising: a sensing system configured to detect a plurality of time-series measurements of the brain activity obtained from the individual subject during a resting state, each selected time-series measurement corresponding to one lo... | WASHINGTON UNIVERSITY | A61B005/00 A61B005/055 A61B005/053 A61B005/04
US10076271 | B2 | 2018-09-18 | Methods and systems for endobronchial diagnostics | 2014-07-23 | Methods and systems for targeting, accessing and diagnosing diseased lung compartments are disclosed. The method comprises introducing a diagnostic catheter with an occluding member at its distal end into a lung segment via an assisted ventilation device; inflating the occluding member to isolate the lung segment; and performing a diagnostic procedure with the catheter while the patient is ventilated. The proximal end of the diagnostic catheter is configured to be attached to a console. The method may also comprise introducing the diagnostic catheter into the lung segment; inflating the occluding member to isolate the lung segment; and monitoring blood oxygen saturation. The method may further comprise introducing the diagnostic catheter into the lung segment; determining tidal flow volume in the lung segment; determining total lung capacity of the patient; and determining a flow rank value based on the tidal flow volume of the lung segment and the total lung capacity. | 1. A method of determining collateral ventilation in a patient, the method comprising: introducing a diagnostic catheter into a lung segment via an assisted ventilation device, wherein the diagnostic catheter comprises a distal end comprising an occluding member and a proximal end configured to be attached to a console;inflating the occluding member to isolate the lung segment; andperforming a diagnostic procedure with the catheter while the patient is ventilated via the assisted ventilation device, wherein data generated from the diagnostic procedure are displayed on the console; wherein the diagnostic procedure comprises determining a flow baseline while the patient is ventilated via the assisted ventilation device and determining a degree of collateral ventilation based on the determined flow baseline. 2. The method of claim 1, further comprising determining a treatment option based on the determined degree of collateral ventilation. 3. The method of claim 1, wherein the assisted ventilation device comprises a ventilation mask. 4. The method of claim 1, further comprising decreasing an amount of positive pressure during the diagnostic procedure, wherein the degree of collateral ventilation is determined based on a decrease in flow baseline as a result of the decrease in positive pressure. 5. The method of claim 1, further comprising increasing an amount of positive pressure during the diagnostic procedure, wherein the degree of collateral ventilation is determined based on an increase in flow baseline as a result of the increase in positive pressure. 6. The method of claim 1, wherein the diagnostic procedure comprises determining a change between the flow baseline while the patient is ventilated via the assisted ventilation device and a standard baseline value; and wherein the degree of collateral ventilation is determined based on the determined change in flow baseline. 7. A method of determining collateral ventilation in a patient, the method comprising: introducing a diagnostic catheter into a lung segment via an assisted ventilation device, wherein the diagnostic catheter comprises a distal end comprising an occluding member and a proximal end configured to be attached to a console;inflating the occluding member to isolate the lung segment; andperforming a diagnostic procedure with the catheter while the patient is ventilated via the assisted ventilation device, wherein data generated from the diagnostic procedure are displayed on the console; wherein the diagnostic procedure comprises determining an average expiratory air flow volume versus time while the patient is ventilated via the assisted ventilation device and determining a degree of collateral ventilation based on the determined average expiratory air flow volume versus time. 8. A method of determining collateral ventilation in a patient, the method comprising: introducing a diagnostic catheter into a lung segment via an assisted ventilation device, wherein the diagnostic ca... | Pulmonx Corporation | A61B005/08 A61B005/1455 A61B001/00 A61B001/267 A61B005/087 A61B005/145 A61B005/00 A61M016/04 A61M016/00 A61B005/085 A61B005/091 A61M016/10
US10108871 | B2 | 2018-10-23 | Systems and methods for spoof detection and liveness analysis | 2017-04-27 | Spoof-detection and liveness analysis is performed using a software-based solution on a user device, such as a smartphone having a camera, audio output component (e.g., earpiece), and audio input component (e.g., microphone). One or more audio signals are emitted from the audio output component of the user device, reflect off a target, and are received back at the audio input component of the device. Based on the reflections, a determination is made as to whether the target is comprised of a three-dimensional face-like structure and/or face-like tissue. Using at least this determination, a finding is made as to whether the target is likely to be spoofed, rather than a legitimate, live person. | 1. A method of spoof detection, the method comprising: capturing, by a user device having an image sensor, a plurality of images of a target;determining whether the target comprises at least one of a face-like structure and face-like tissue based on at least one of (i) reflections of audio signals emitted by the user device off the target and (ii) photometric stereo effects across the plurality of images, wherein the photometric stereo effects are induced by high frequency patterns of a screen of the user device coded with illumination intensity, phase and frequency, and color;identifying, based on the images, whether the target has a first pulse;measuring a second pulse of the target through physical contact with the target; anddetermining whether the target is a spoof based at least in part on (i) the determination of whether the target comprises at least one of a face-like structure and face-like tissue, (ii) the identification of whether the target has a pulse and (iii) the measurement of the second pulse. 2. The method of claim 1, wherein the first pulse is identified using remote photoplethysmography. 3. The method of claim 1, further comprising determining whether the second pulse correlates to the first pulse, wherein the determination of whether the target is a spoof is further based at least in part on the correlation. 4. The method of claim 1, wherein measuring the second pulse comprises receiving information associated with the second pulse through physical contact with at least one of the user device, a different handheld device, and a wearable device. 5. The method of claim 4, wherein the information associated with the second pulse comprises a ballistocardiographic signal. 6. The method of claim 1, further comprising determining, based on detected light reflections in the images, whether the target comprises a three-dimensional face-like structure. 7. The method of claim 1, further comprising: emitting, using an audio output component of the user device, the audio signals; andreceiving, using an audio input component of the user device, the reflections of the audio signals off the target. 8. The method of claim 7, wherein the audio signals comprise short coded pulse pings, short term chirps, or CTFM pings. 9. The method of claim 7, further comprising: training a classifier to identify physical features of the target; andproviding, as input to the classifier, information based on the reflections of the audio signals off the target,wherein the determining whether the target is a spoof is further based at least in part on an output of the classifier received in response to the provided input. 10. The method of claim 7, further comprising randomizing one or more characteristics of the audio signals. 11. The method of claim 1, wherein the user device is a mobile device comprising a smartphone, a tablet, or a laptop. 12. A system for spoof detection, the system comprising: at least one memory for storing computer-executable in... | EyeVerify Inc. | G06K009/00 A61B005/1171 G01S007/539 G01S015/10 G01S015/89 A61B005/00 A61B005/11 G01S015/06 G06K009/62 G10L021/0264 A61B005/024
US10070817 | B1 | 2018-09-11 | Athletic-wear having integral measuring sensors | 2016-10-03 | A performance measuring system integrated with an article of clothing, the system has a computing unit for coordinating, processing and transmission of sensor data connected to a bus and an antenna. A sensor for measuring performance characteristics is connected to the bus; the bus facilitates transmission and reception of control and data values between the computing unit and the sensor. Also, an antenna is connected to the computing unit for communicating with other computing devices and transmission of sensor data. The other computing devices display the sensor data to a user or forward the sensor data onto another communication media such as the internet or interactive television. A social networking system sharing athletic statistics using a webservice, a personal processing unit connectible to the webservice, and a computing unit having an activity program for at least one sensor. This system has an activity update service integrally associated with the webservice. | 1. A system for tracking athletic movements comprising: one or more sensors configured to generate electrical signals descriptive of detected physical movement of an athlete during a sporting event;a computing unit configured to: obtain, during the sporting event, the electrical signals generated by the one or more sensors in real time,determine, during the sporting event, one or more athletic performance parameters in real time based on the obtained electrical signals, andcompute, during the sporting event, one or more performance assessments for the athlete based on the one or more determined athletic performance parameters, wherein the one or more performance assessments: (i) correspond specifically to a sport of the sporting event, and(ii) indicate at least a peak athletic performance metric for the athlete; andone or more external computing devices configured to: communicate, during the sporting event, data indicating content associated with the sporting event over a network to multiple subscriber devices that are determined to be connected to a social network, wherein the content: (i) enables an interactive display of the one or more performance assessments on the multiple subscriber devices, and(ii) specifies multimedia corresponding to at least one of the one or more performance assessments. 2. The system of claim 1, wherein the multimedia corresponding to at least one of the one or more performance assessments comprises an advertisement representing a sponsor endorsement of the athlete. 3. The system of claim 1, wherein: the one or more external computing devices comprises a server system running a web service, andthe web service permits users associated with the multiple subscriber devices to upload and download data indicating the content associated with the sporting event. 4. The system of claim 1, wherein the one or more sensors and the computing unit are positioned within a same housing of a computing device. 5. The system of claim 4, wherein the computing device is a wearable device. 6. The system of claim 1, wherein: the one or more athletic performance parameters comprises an athletic performance parameter that represents data for a plurality of measurements for an activity performed by the athlete; andthe one or more performance assessments comprises a performance assessment representing an optimal performance for the activity performed by the athlete. 7. The system of claim 6, wherein: the data for the plurality of measurements for the activity performed by the athlete comprises vertical jump height data for a plurality of vertical jumps performed by the athlete; andthe optimal performance for the activity performed by the athlete comprises an optimal vertical jump height at which the athlete is most likely to successfully complete a jump shot during a basketball game. 8. The system of claim 6, wherein: the data for the plurality of measurements for the activity performed by the athlete comprises ball strike data for a p... | Mayfonk Athletic, LLC | H04Q009/00 G08C017/02 A61B005/00 G01L005/00 G06F017/00
US10098574 | B1 | 2018-10-16 | Porous microneedles through sacrificial sugar incorporation, analyte detection system, and method for intradermal optode nanosensor implantation | 2015-07-07 | A device and system for measuring and/or monitoring an analyte present on the skin is provided. The system includes a skin-mountable device that may be attached to an external skin surface and a reader device. The skin-mountable device includes a substrate, a plurality of micro-needles, and nanosensors encapsulated in the micro-needles. The micro-needles are attached to the substrate such that attachment of the substrate to an external skin surface causes to the micro-needles to penetrate into the skin to contact interstitial fluid. The micro-needles can include a sacrificial agent and are configured to become porous on contact with a solvent, e.g., interstitial fluid, which dissolves at least a portion of the sacrificial agent. The nanosensors encapsulated in the micro-needles include a detectable label and are configured to interact with a target analyte present in the interstitial fluid. The reader device is configured to detect the analyte in interstitial fluid via interaction with the skin-mountable device. | 1. A system comprising: (a) a skin-mountable device, comprising:a plurality of micro-needles, each having a base end and a tip, wherein the micro-needles comprise a sacrificial agent, wherein the sacrificial agent is configured to dissolve in interstitial fluid to form channels in the micro-needles;a substrate attached to the base ends of the micro-needles, wherein the substrate is configured for attachment to an external skin surface such that the micro-needles penetrate into the skin to contact interstitial fluid; andnanosensors encapsulated in the micro-needles, the nanosensors comprising nanoparticles having a detectable label and configured to interact with a target analyte present in interstitial fluid; and(b) a reader device, wherein the reader device is configured to detect the target analyte via interaction with the skin-mountable device. 2. The system of claim 1, wherein the sacrificial agent is encapsulated in the micro-needles. 3. The system of claim 2, wherein the sacrificial agent comprises a sacrificial sugar. 4. The system of claim 1, wherein the detectable label comprises a fluorophore. 5. The system of claim 4, wherein the reader device is configured to detect the target analyte by optically interrogating the nanosensors in the skin-mountable device. 6. The system of claim 5, wherein the reader device comprises: a light source configured to direct light toward the substrate; anda photodetector configured to detect light from the substrate. 7. The system of claim 1, wherein the reader device is configured to detect an optically-detectable change related to the nanosensors interacting with the target analyte. 8. The system of claim 7, wherein the optically-detectable change comprises a change in at least one of optical absorption, reflectivity, or fluorescence. 9. The system of claim 8, wherein the optically-detectable change is fluorescence. 10. The system of claim 1, wherein the skin-mountable device further comprises an antenna, and wherein the reader device is configured to detect the analyte based on data communicated via the antenna. 11. The system of claim 10, wherein the data communicated via the antenna is indicative of one or more measurements obtained by the skin-mountable device. 12. The system of claim 1, wherein the reader device is a wearable device. | Verily Life Sciences LLC | A61B005/1455 A61B005/145
US10078124 | B2 | 2018-09-18 | Phantom for diffusion MRI imaging | 2017-03-03 | A phantom calibration body (12) for calibrating diffusion MRI device (16) that mimics a material such as a mammalian tissue is disclosed. The phantom calibration body (12) includes a homogeneous aqueous solution (30) that contains a mixture of low molecular-weight and high molecular-weight polymers housed in a container (14) that is placed in the diffusion MRI device (16) for obtaining one or more diffusion MRI images of the phantom calibration body (12). A measure of diffusivity is calculated for each of the one or more diffusion MRI images in order to calibrate the diffusion MRI device. Methods of using the phantom calibration body (12) to calibrate diffusion MRI device (16) are also disclosed. | 1. A system that performs diffusion magnetic resonance imaging (MRI), comprising: a phantom calibration body comprising: a homogenous aqueous solution of polyvinyl pyrrolidone having a distribution of molecular weights with a mean of 5-1000 kilo Daltons (kDa);the homogenous aqueous solution having a diffusivity that is essentially the same as a target mammalian tissue and a viscosity ranging from about 102 centistokes (cSt) to about 106 cSt; and,a diffusion MRI device configured for scanning the phantom calibration body in order to generate diffusion imaging data of the phantom calibration body, wherein the MRI device comprises one or more processors andwherein the diffusion imaging data are provided and stored on at least one of the one or more processors. 2. The system of claim 1, wherein the homogeneous aqueous solution comprises at least 0.1% (w/w) polyvinyl pyrrolidone. 3. The system of claim 1, wherein the homogeneous aqueous solution comprises 1% to 80% (w/w) polyvinyl pyrrolidone. 4. The system of claim 1, wherein the homogeneous aqueous solution comprises 5% to 20% (w/w) polyvinyl pyrrolidone. 5. The system of claim 1, wherein the homogeneous aqueous solution comprises 20% to 80% (w/w) polyvinyl pyrrolidone. 6. The system of claim 1, wherein the distribution of molecular weights has a mean of 5 to 40 kDa. 7. The system of claim 1, wherein the distribution of molecular weights has a mean of 40-1000 kDa. 8. A method of diffusion MRI, comprising: providing the system of claim 1;placing the phantom calibration body of claim 1 into the diffusion MRI device of claim 1;obtaining diffusion imaging data of the phantom calibration body by scanning the phantom calibration body with the diffusion MRI device; andcalculating a diffusivity measurement based on the diffusion imaging data that is indicative of water diffusivity of the homogeneous aqueous solution,wherein the diffusivity measurement is calculated and provided back into the MRI device as a result by at least one of the one or more processors. 9. The method of claim 8, wherein the diffusion MRI is performed in order to calibrate the diffusion MRI device. 10. The method of claim 9, wherein the calibration is performed as part of an activity selected from the group consisting of: a routine maintenance of the diffusion MRI device,a troubleshooting and repair process on the diffusion MRI device,a quality assurance/quality control process on the diffusion MRI device, anda performance assessment of a prototype diffusion MRI device in a design process. 11. A method of diffusion magnetic resonance imaging (MRI), comprising: providing a phantom calibration body comprising:a homogenous aqueous solution of polyvinyl pyrrolidone having a distribution of molecular weights with a mean of 5-1000 kilo Daltons (kDa);the homogenous aqueous solution having a diffusivity that is essentially the same as a target mammalian tissue and a viscosity ranging from about 102 centistokes (cSt) to about 106 cSt... | The United States of America, as represented by the Secretary, Department of Health and Human Services | G01R033/58 A61B005/055 G01R033/563
US10071245 | B1 | 2018-09-11 | Thinking cap: combining personalized, model-driven, and adaptive high definition trans-cranial stimulation (HD-tCS) with functional near-infrared spectroscopy (fNIRS) and electroencephalography (EEG) brain state measurement and feedback | 2016-01-04 | Described is system for mapping user behavior to brain regions of interest. Using a cognitive-behavior model, a behavioral task is selected that is suited for a desired brain state. Using a functional-anatomical model coupled to the cognitive-behavior model, a set of high-definition neurostimulations is selected to be applied to the user during performance of the selected behavioral task. The selected set of high-definition neurostimulations targets specific regions of the user's brain. Changes in the user's brain state are sensed during application of the set of high-definition neurostimulations and performance of the selected behavioral task using at least one brain monitoring technique. The coupled functional-anatomical and cognitive-behavior models are adapted until the desired brain state is reached. | 1. A system for mapping behavior to brain regions of interest, the system comprising: one or more processors having associated memory with executable instructions encoded thereon such that when executed, the one or more processors perform operations of: selecting, using a functional-anatomical model coupled to a cognitive-behavior model, a set of high-definition neurostimulations, wherein the selected set of high-definition neurostimulations targets specific regions of a brain;sensing brain state data during application of the set of high-definition neurostimulations and performance of a selected behavioral task using at least one brain monitoring technique;assessing a set of behavioral performance deficiencies;associating the set of behavioral performance deficiencies with brain states in various brain regions;analyzing brain activity with a neuroimaging device as a plurality of behavioral tasks are performed, wherein the performance is used to parameterize the cognitive-behavior model;adapting the coupled functional-anatomical and cognitive-behavior models until desired brain state data are reached; andcausing a device to deliver neurostimulation by applying an electrical current to the brain to induce the desired brain state data. 2. The system as set forth in claim 1, wherein the one or more processors perform operations of: implementing the cognitive-behavior model in a cognitive simulator;using the cognitive-behavior model to predict performance for a plurality of related behavioral tasks;using the cognitive-behavior model to generate a set of behavioral tasks; andfor each task in the set of behavioral tasks, searching for the desired brain state data. 3. The system as set forth in claim 1, wherein the one or more processors perform operations of: associating, using the functional-anatomical model, brain regions for the desired brain state to specific physical locations; andselecting, using the functional-anatomical model, the set of high-definition neurostimulations to be applied to reach the associated brain regions effectively to induce the desired brain state data. 4. The system as set forth in claim 1, wherein the one or more processors further perform operations of: assessing, using the cognitive-behavior model, changes in brain state as a selected behavioral task in the set of behavioral tasks is performed; andoutputting a new behavioral task in the set of behavioral tasks to be performed. 5. The system as set forth in claim 4, wherein the one or more processors further perform an operation of identifying, using the cognitive-behavior model, specific regions of brain to be targeted with a selected set of high-definition neurostimulations during performance of the new behavioral task based on a previous brain state. 6. The system as set forth in claim 1, wherein two brain monitoring techniques are used to sense changes in brain state, wherein the first brain monitoring technique is electoencephalography (EEG) to monitor brain act... | HRL Laboratories, LLC | A61N001/36 A61B005/16 A61B005/0484 A61B005/00
US10076625 | B2 | 2018-09-18 | Nasal interface device | 2012-04-29 | A nasal interface device delivers a high flow rate of a gas having a pressure that is adjustable to a patient. The device includes a nasal insert that is adapted to deliver pressurized breathing gas to a nasal cavity of the patient, and to receive expired air. The nasal insert has a pressurized breathing gas delivery port and an expired gas port. The expired gas port has a plurality of openings extending therethrough. | 1. A nasal interface device comprising: a breathing gas inlet tube;a nasal prong assembly having first and second nasal prongs in fluid communication with the breathing gas inlet tube;first and second expiratory tubes extending outwardly from the nasal prong assembly and in fluid communication with the first and second nasal prongs, wherein the first and second expiratory tubes are coupled to each other at an expiratory tube discharge portion, the expiratory tube discharge portion being defined by a side wall and having at least one opening in the side wall; andan expiratory gas regulating member operatively disposed over the side wall of the expiratory tube discharge portion and the at least one opening such that the expiratory gas regulating member is operable between a first position in which the at least one opening is at least partially covered by the expiratory gas regulating member and a second position in which the at least one opening is uncovered and open to atmosphere,wherein the expiratory gas regulating member comprises a titrating sleeve rotatable relative to the expiratory tube discharge portion at the at least one opening. 2. The nasal interface device according to claim 1, wherein the breathing gas inlet tube comprises a first inlet tube extending along the first expiratory tube and a second inlet tube extending along the second expiratory tube. 3. The nasal interface device according claim 1, wherein the breathing gas inlet tube comprises a single inlet tube extending along the first expiratory tube. 4. The nasal interface device according to claim 3, wherein the single inlet tube includes a discharge portion located between the first nasal prong and a second nasal prong. 5. The nasal interface device according to claim 1, wherein the expiratory tube discharge portion comprises a scale extending along the at least one opening and wherein the titrating sleeve comprises a triangular opening such that, as the titrating sleeve is rotated about the expiratory tube discharge portion, the triangular opening uncovers the scale. 6. The nasal interface device according to claim 5, wherein the scale correlates to back pressure in the expiratory tube discharge portion. | - | A61M015/08 A61M016/06 A61B005/097 A61M016/08 A61M016/20 A61M016/00
US10083508 | B2 | 2018-09-25 | Method and system for analyzing wound status | 2017-06-16 | A system for analyzing wound status is provided. The system includes an image obtaining device and an image analyzing device. The image obtaining device is configured to obtain a plurality of infrared (IR) images which are photographed from a wound of a user's body portion, wherein the plurality of IR images are photographed at different time. The image analyzing device is configured to align the plurality of IR images based on features of non-wound regions from the plurality of IR images, and then analyze wound image regions from the plurality of IR images for finding out variations of the wound. | 1. A system for analyzing wound status, comprising: an image obtaining device configured to obtain a plurality of infrared (IR) images which are pictured from a wound of a user's body portion, wherein the plurality of IR images include a first IR image pictured at a first time and a second IR image pictured at a second time, the first IR image includes a first pattern image of vascular distribution of the user's body portion and the second IR image includes a second pattern image of vascular distribution of the user's body portion; andan image analyzing device, coupled to the image obtaining device, including: a wound detecting module configured to detect a first wound image region from the first IR image, and detects a second wound image region from the second IR image;an image calibrating module configured to respectively recognize a non-wound region from the first IR image and a non-wound region from the second IR image to obtain a first feature group and a second feature group, produce calibration information according to the first feature group and the second feature group, and utilize the calibration information for aligning the second IR image to the first IR image to produce a calibrated image; anda wound analyzing module configured to recognize a third wound image region from the calibrated image and compares the third wound image region and the first wound image region for finding out variations of the wound. 2. The system of claim 1, wherein the wound detecting module is configured to perform a thresholding process and/or an edge-detecting process on the first IR image and the second IR image, to detect the first wound image region and the second wound image region from the first IR image and the second IR image, respectively. 3. The system of claim 1, wherein the first feature group comprises at least one feature point of a vascular distribution in the first pattern image and the second feature group comprises at least one feature point of a vascular distribution in the second pattern image. 4. The system of claim 1, wherein plural first feature points of the first feature group are one to one corresponding to plural second feature points of the second feature group, and the image calibrating module is configured to analyze a skew between a principle axis of a first region and a principle axis of a second region to produce the calibration information, wherein the first region is an image region covering the plural first feature points and the second region is an image region covering the plural second feature points. 5. The system of claim 4, wherein the image calibrating module is configured to utilizes the calibration information for aligning the second IR image to the first IR image so as to produce the calibrated image. 6. The system of claim 1, wherein the wound analyzing module is configured to calculate difference of feature values of pixels in the first IR image to figure out an area size of the first wound image region a... | INDUSTRIAL TECHNOLOGY RESEARCH INSTITUTE | G06T007/00 A61B005/00 G06E001/02 G06T007/13 G06T007/162 G06T007/11 G06T007/174 G06T007/55 G06T007/70
US10101961 | B2 | 2018-10-16 | Method and device for adjusting audio and video based on a physiological parameter of a user | 2015-12-21 | An information processing method and an electronic device are provided. The method includes: detecting a first physiological parameter of a user; obtaining a change in the first physiological parameter of the user based on the first physiological parameter of the user; controlling, based on the change in the first physiological parameter of the user, an image outputting unit to output the adjusted image information; determining an audio adjustment parameter for an audio outputting unit based on the change in the first physiological parameter; and adjusting output power of the audio outputting unit based on the audio adjustment parameter, and controlling the audio outputting unit to output audio information at the adjusted output power, so that the outputted audio information coincides with the outputted adjusted image information. | 1. An information processing method applicable to an electronic device, wherein the electronic device comprises at least a fixing unit, the electronic device is fixed onto a part of a user via the fixing unit, the method comprising: periodically acquiring an eye parameter of the user via an acquisition unit as a first physiological parameter of the user;determining an eye movement direction and an eye movement angle of the user based on the periodically acquired eye parameter of the user;setting the eye movement direction and the eye movement angle as a change in the first physiological parameter of the user;controlling, based on the change in the first physiological parameter of the user, an image outputting unit to output adjusted image information;determining an audio adjustment parameter for an audio outputting unit based on the change in the first physiological parameter;adjusting output power of the audio outputting unit based on the audio adjustment parameter;controlling the audio outputting unit to output audio information at the adjusted output power, wherein the outputted audio information coincides with the outputted adjusted image information;wherein the determining the audio adjustment parameter for the audio outputting unit based on the change in the first physiological parameter comprises:obtaining a first weight based on the change in the first physiological parameter and a first number of audio outputting sub-units of the audio outputting unit; anddetermining the audio adjustment parameter for the audio outputting unit based on the first weight,wherein the first weight is obtained by using the following equation:w⁢⁢1=(θ⁢⁢%⁢360n)*n360,wherein θ is the eye movement angle, % is defined as an operator symbol for a remainder calculation to calculate a remainder for a division of θ by360n,and n is the first number. 2. An electronic device, comprising: a fixing unit, wherein the electronic device is fixed onto a part of a user via the fixing unit;an acquisition unit configured to periodically acquire an eye parameter of the user as a first physiological parameter of the user; anda processing unit configured to determine an eye movement direction and an eye movement angle of the user based on the periodically acquired eye parameter of the user; set the eye movement direction and the eye movement angle as a change in the first physiological parameter of the user; control, based on the change in the first physiological parameter of the user, an image outputting unit to output adjusted image information; determine an audio adjustment parameter for an audio outputting unit based on the change in the first physiological parameter; adjust output power of the audio outputting unit based on the audio adjustment parameter; and control the audio outputting unit to output audio information at the adjusted output power, wherein the outputted audio information coincides with the outputted adjusted image information,wherein the processing unit is fur... | Lenovo (Beijing) Co., Ltd. | G06F003/16 H04S007/00 G02B027/00 G02B027/01 G06F003/01 A61B005/11 A61B003/113 G06T019/00 G06F003/0482
US10070626 | B2 | 2018-09-11 | Animal monitor | 2014-09-23 | An animal monitor comprising a microcontroller; at least one three-axis accelerometer, an energy source; a charger and a communications system, including a wireless transmitter and receiver. | 1. An animal monitor comprising: a microcontroller;at least one three-axis accelerometer, in communication with the microcontroller, the at least one three-axis accelerometer providing data to the microcontroller;an energy source for powering the monitor;a charger for charging the energy source; anda communications system, associated with the microcontroller, the communications system including a wireless transmitter and receiver,wherein the animal monitor is configured to attach to an animal,wherein the microcontroller is programmed to analyse the data to calculate information on the animal with the animal monitor attached, andwherein the information includes at least the weight of the animal determined based on monitoring movement of the animal including at least one of the animal walking or running and based on conversion of potential energy to kinetic energy during the movement of the animal, andwherein the microcontroller is programmed to monitor the wellbeing of the animal the animal monitor is attached to, and wherein the wellbeing of an animal is calculated using a spectral centroid calculated as the weighted mean of the frequencies present in the signal of acceleration using a Fourier transform, with the magnitudes as the weights:Wellbeing⁢⁢Rank=∑n=0N-1⁢f⁡(n)⁢x⁡(n)∑n=0N-1⁢x⁡(n)⁢where x(n) represents the weighted frequency value, or magnitude, of bin number n, and f(n) represents the centre frequency of that bin, the frequencies being the number of oscillations of a norm of acceleration per unit of time. 2. The animal monitor as claimed in claim 1 wherein the microcontroller is programmed to raise an alarm if the wellbeing rank of the animal drops below a desired level. 3. The animal monitor as claimed in claim 1 wherein the microcontroller is programmed to: receive data on the growth of the animal antlers; andcalculate information on the growth of the antlers based on the received data. 4. The animal monitor as claimed in claim 1 wherein the microcontroller is programmed to receive and store data on the animal from other data sources. 5. The animal monitor as claimed in claim 4 wherein the other data sources include a scale for measuring weight. 6. A method of monitoring at least one animal using a processor, the method comprising the steps of: receiving data from at least one animal monitor attached to an animal;storing the data in association with an identifier of the animal that the animal monitor is attached to;analysing the data to calculate information on the animal with the animal monitor attached, wherein the information includes at least the weight of the animal determined based on monitoring movement of the animal including at least one of the animal walking or running and based on conversion of potential energy to kinetic energy during the movement of the animal;monitoring the cud chewing frequency of the animal monitor is attached to; and monitoring the wellbeing of the animal the animal monitor is attached to, wherein t... | GRAVITY LIMITED | A61B005/11 A01K029/00 A01K011/00 A61B005/00 G08B021/18 G01G009/00 G01G007/02 A01K005/02 G01G007/00 G01G007/04 G01G017/08
US10076284 | B1 | 2018-09-18 | System, medical item including RFID chip, data collection engine, server and method for capturing medical data | 2018-04-27 | A system includes a plurality of RFID chips affixed to a medical item, a device reader such as a data collection engine device, and a server device. The data collection engine wirelessly transmits power to an RFID chips and receives first medical data from the RFID chip while the RFID chip is activated by the power receiver. The data collection engine generates a first message indicative of the first medical data to be sent to the server device. The server device can determine aspects of the medical item such as position and risk states based upon the first medical data. | 1. A system comprising: a first medical item including a first RFID tag and a second medical item including a second RFID tag, wherein each of the first and second RFID tags include: a controller configured according to instructions in memory to generate a message including identification information; andan antenna portion configured to transmit the message;a mobile device communicating with the first and second RFID tags, wherein the mobile device comprises: a transceiver configured to receive the messages from the first and second RFID tags;a controller operatively coupled to the transceiver; andone or more memory sources operatively coupled to the controller, the one or more memory sources including instructions for configuring the controller to generate one or more messages indicative of the identification information to be sent by the transceiver to a server device via a network connection;wherein the server device comprises: a transceiver configured to receive the one or more messages from the mobile device;a controller operatively coupled to the transceiver; andone or more memory sources operatively coupled to the controller, the one or more memory sources including instructions for configuring the controller to associate the identification information of the first RFID tag with the identification information of the second RFID tag. 2. The system of claim 1, wherein at least one of the first and second RFID tags is a passive-type RFID tag. 3. The system of claim 1, wherein the first medical item is a table and the second medical item is a medical accessory. 4. The system of claim 3, wherein the medical accessory is one of an electron cutout, Vaclog, Bolus and Accuform. 5. The system of claim 1, wherein the first medical item is a patient identification and the second medical item is a medical accessory. 6. The system of claim 1, wherein: the transceiver of the server device receives patient information from an electronic medical records (EMR) system; andthe controller of the server device is further configured to compare the identification information from one of the first and second RFID tags with the patient information received from the EMR system. 7. The system of claim 6, wherein: the other of the first and second RFID tags is a medical accessory; andthe controller of the server device is further configured to compare the identification information of the medical accessory with the patient information to confirm the medical accessory. 8. The system of claim 7, wherein the medical accessory is a Bolus. 9. The system of claim 1, wherein: at least one of the first and second RFID tags is a passive-type RFID tag;the mobile device includes a power transmission subsystem including a power source and an antenna arranged to wirelessly transmit power from the power source to the passive-type RFID tag. 10. A device reader communicating with a plurality of RFID tags, the device reader comprising: a transceiver configured to receive mess... | Brain Trust Innovations I, LLC | A61B005/00 G06K019/077 A61B005/01 G16H050/20 A61B005/06
US10064559 | B2 | 2018-09-04 | Identification of the dominant nostril using thermal measurements | 2017-12-06 | Brain activity, and in particular which hemisphere is relatively more effective, is correlated with the dominant nostril (i.e., the nostril through which most of the air is exhaled when breathing through the nose). Thus, identifying which of the nostrils is dominant may have various applications. Described herein are systems and methods for identifying the dominant nostril. In one embodiment, a system includes at least one inward-facing head-mounted thermal camera (CAM) and a computer. The at least one CAM does not occlude any of the user's mouth and nostrils and is used to take thermal measurements of first and second regions below the right and left nostrils (THROI1 and THROI2, respectively). The computer identifies the dominant nostril based on THROI1 and THROI2. Optionally, the computer detects, utilizing THROI1 and THROI2, the three-dimensional (3D) shape of the exhale stream from at least one of the nostrils. | 1. A system configured to identify the dominant nostril, comprising: at least one inward-facing head-mounted thermal camera (CAM) configured to take thermal measurements of first and second regions below the right and left nostrils (THROI1 and THROI2, respectively); wherein the at least one CAM does not occlude any of the user's mouth and nostrils; anda computer configured to identify the dominant nostril based on THROI1 and THROI2. 2. The system of claim 1, wherein each CAM from among the at least one CAM weighs below 10 g, comprises multiple sensing elements, and is physically coupled to a frame configured to be worn on the user's head; wherein the frame is configured to hold each CAM less than 15 cm from the user's face and above the user's upper lip. 3. The system of claim 1, further comprising a frame configured to be worn on the user's head; wherein the at least one CAM comprises first and second inward-facing head-mounted thermal cameras (CAM1 and CAM2, respectively) configured to take THROI1 and THROI2, respectively; wherein the frame is configured to hold CAM1 and CAM2 less than 15 cm from the user's face; and wherein CAM1 is physically coupled to the right half of the frame and captures the exhale stream from the right nostril better than it captures the exhale stream from the left nostril, and CAM2 is physically coupled to the left half of the frame and captures the exhale stream from the left nostril better than it captures the exhale stream from the right nostril. 4. The system of claim 1, wherein the computer is further configured to learn typical sequence of switching between the dominant nostrils based on previous measurements of the user taken over more than a week, and to issue an alert upon detecting an irregularity in the sequence of switching between the dominant nostrils. 5. The system of claim 1, wherein the computer is further configured to identify balanced breathing when breaths through the right and the left nostrils are equal, and to notify the user accordingly. 6. The system of claim 1, wherein the computer is further configured to monitor nostril dominance over a certain period, and issue an alert when at least one of the following occurs: (i) a ratio between the total times of the right and left nostril dominance during the certain period reaches a threshold, (ii) an average time to switch from right to left nostril dominance reaches a threshold, and (iii) an average time to switch from left to right nostril dominance reaches a threshold. 7. The system of claim 1, wherein the computer is further configured to detect that the user is experiencing an asthma attack or has a headache, and to command a user interface to update the user about the dominant nostril and to suggest the user to switch the dominant nostril. 8. The system of claim 1, wherein the computer is further configured to provide, via a user interface, biofeedback that helps the user to achieve a required breathing pattern. 9. The system of claim ... | Facense Ltd. | A61B007/04 A61B005/01 A61B005/08 A61B005/093 A61B007/00 A61B005/16 G09B019/00 G06N099/00 G06T007/00 G06K009/00 G06K009/62 G06T007/60 G01J005/10 A61B005/00 H04N005/232 H04N005/33 G01J005/00
US10092361 | B2 | 2018-10-09 | Intraoperative systems and methods for determining and providing for display a virtual image overlaid onto a visual image of a bone | 2016-09-09 | Example methods and systems may be used intraoperatively to help surgeons perform accurate and replicable surgeries, such as knee arthroplasty surgeries. An example system combines real time measurement and tracking components with functionality to compile data collected by the hardware to register a bone of a patient, calculate an axis (e.g., mechanical axis) of the leg of the patient, assist a surgeon in placing cut guides, and verify a placement of an inserted prosthesis. | 1. A system comprising: a measurement device to collect information of a surface of a bone of a limb of a patient, to track one or more reference points positioned on one or more bones or an anatomy of the patient, and to track one or more reference points positioned on a surgical device;one or more processors; anddata storage including instructions executable by the one or more processors for performing functions comprising: receiving pre-operative imaging of at least a portion of the limb of the patient;aligning the pre-operative imaging with the collected information of the surface of the bone;determining a visual model of the bone based on the aligned pre-operative imaging with the collected information of the surface of the bone;recognizing a position and a movement of the bone in physical space based on the tracked reference points positioned on the one or more of the bone or the anatomy of the patient and causing the visual model of the bone to reflect the position and the movement of the bone in physical space;recognizing a position and a movement of the surgical device in physical space based on the tracked reference points positioned on the surgical device; andproviding for display a virtual image overlaid onto the visual model of the bone, wherein the virtual image includes information for assisting in placement of the surgical device at a position on the bone based on the position and the movement of the surgical device in physical space. 2. The system of claim 1, wherein the one or more processors perform the functions intraoperatively during surgery. 3. The system of claim 1, wherein the measurement device tracks the one or more reference points positioned on one or more of a distal anterior tibial crest of the patient, a medial malleoli of the patient, a lateral malleoli of the patient, a reference off a medial third or other portion of the tibial tubercle of the patient, a base of an anterior cruciate ligament of the patient, and a posterior cruciate ligament and intercondylar eminences of the patient. 4. The system of claim 1, wherein the function of providing for display the virtual image comprises: receiving a live image of the bone;providing for display the live image of the bone; anddisplaying a virtual cutting plane onto the live image of the bone. 5. The system of claim 1, wherein the one or more processors further perform functions comprising: providing a virtual view of a resection on the bone. 6. The system of claim 1, wherein the function of providing for display the virtual image further comprises: providing for display a graphic illustrating placement of a prosthesis in relation to the bone. 7. The system of claim 1, wherein the function of providing for display the virtual image further comprises: providing for display information indicating one or more of a lateral gap of a knee of the patient, a medial gap of the knee of the patient, a valgus alignment of the knee of the patient, a flexion of a femoral cut, a... | AOD HOLDINGS, LLC | G06K009/00 A61B034/10 A61B090/00 A61B005/00 A61B005/107 G06F019/00 G06T019/00 G16H050/50
US10105094 | B2 | 2018-10-23 | Supplementary device for a manually operable injection device | 2013-02-08 | The present invention relates to a supplementary device a supplementary device for a manually operable injection device. The supplementary device has a body defining a passage through which an injection device is slidable, and a securing unit to secure the body to the injection device in the specific position when the injection device is received through the passage. | 1. A supplementary device for a manually operable injection device, the supplementary device comprising a body defining a passage through which an injection device is longitudinally slidable, the body including a front end having a front face and a rear end, wherein the rear end is configured to be positioned adjacent to a rear end of the injection device; anda securing unit configured to axially and rotationally secure the body to the injection device in a specific position when the injection device is received through the passage, wherein the securing unit extends from the front face of the body,wherein the securing unit comprises a collar which is longitudinally movable, relative to the body, between a secured position and a released position,wherein the securing unit is configured to (i) secure the body to the injection device in the secured position and (ii) release the body from the injection device in the released position. 2. A supplementary device according to claim 1, wherein the passage is an elongate bore formed in the body. 3. A supplementary device according to claim 1, wherein the securing unit comprises at least two clamping surfaces, the securing unit being configured to receive the injection device between the at least two clamping surfaces when the injection device is received through the collar and to bias at least one of the at least two clamping surfaces towards another of the at least two clamping surfaces to clamp the injection device between the at least two clamping surfaces. 4. A supplementary device according to claim 1, wherein the securing unit comprises at least two securing members which are spaced apart to receive the injection device there between, each securing member defining a clamping surface. 5. A supplementary device according to claim 4, further comprising a biasing element configured to bias at least one of the at least two securing members towards the another securing member of the at least two securing members. 6. A supplementary device according to claim 5, wherein the biasing element is the collar extending over the at least two securing members, the collar having a biasing section configured to act on at least one of the at least two securing members to releasably bias at least one of the clamping surfaces towards another clamping surface of the at least two clamping surfaces. 7. A supplementary device according to claim 6, wherein the biasing section is tapered. 8. A supplementary device according to claim 6, wherein the biasing section of the collar is threadingly engaged with the at least two securing members. 9. A supplementary device according to claim 1, wherein the securing unit comprises an engaging element configured to engage with a cap retaining protrusion on the injection device when the body is disposed in a specific position relative to an outer surface of the injection device. 10. A supplementary device according to claim 1, wherein the securing unit comprises an actuating mem... | Sanofi-Aventis Deutschland GMBH | A61B005/00 A61M005/178 A61M005/315 A61B005/145 A61M005/24 A61M005/31 A61M005/00
US10111763 | B2 | 2018-10-30 | Non-contact capacitive sensing system for robotic lower-limb prosthesis | 2014-05-09 | A non-contact capacitive sensing system for robotic lower-limb prosthesis, comprising a sensing front end, a signal sampling unit and a signal processing unit. The sensing front end is composed of capacitance electrodes inside the prosthetic socket, and the capacitance electrodes locate between the prosthetic socket and the stump sock. Each capacitance electrode forms a capacitor with the human body. The signal sampling unit is composed of the CTD module and the control module. The CTD module measures capacitance values by calculating the ratio of discharge-and-recharge cycles between the under-test capacitors and the reference capacitor. The signal processing unit comprises the filter module and the communication module. The capacitive sensing system is highly repeatable in signals, resistant to sweat, and reliably dressed on a human body. The system performs well regardless of residual limb length and residual muscle strength. It can be widely used in the field of robotic lower-limb prosthesis. | 1. A non-contact capacitive sensing system for a robotic prosthesis, comprising: a sensing front end configured to form coupling capacitors with a human body; a signal sampling unit configured to convert capacitance values of the coupling capacitors to digitalized capacitance signals; and a signal processing unit configured to regulate the digitalized capacitance signals sampled by the signal sampling unit and transmit the regulated digitalized capacitance signals to subsequent processors; wherein the sensing front end is composed of capacitance electrodes with multi channels, each of which is placed between a prosthetic socket and a stump sock and is configured to couple with the human body to form the coupling capacitors; the capacitance electrodes are adhered to an outer surface of the stump sock and insulated from an inner surface of the prosthetic socket with insulated tapes and all electrodes are connected to the signal sampling unit with shielding lines;wherein the signal sampling unit comprises a capacitance-to-digital (CTD) module disposed over a reference capacitor and a control module; wherein the CTD module is configured to measure a charge-and-recharge cycle time of the reference capacitor and the coupling capacitors under test, and transmit a value to the control module; the control module is configured to calculate under-test capacitance values based on a ratio of charge-and-recharge cycle between the reference capacitor and the coupling capacitors under test, and transmit the capacitance value to the signal processing unit; andwherein the signal processing unit comprises a digital filter module and a communication module; the digital filter module is configured to remove noises in the capacitance value to obtain filtered data; the communication module is configured to transmit the filtered data to the subsequent processors. 2. The non-contact capacitive sensing system of the robotic prosthesis of claim 1, wherein each capacitance electrode is made of copper mesh. 3. The non-contact capacitive sensing system of the robotic prosthesis of claim 2, wherein a number of the capacitance electrodes is optimized as six, and sensing positions on a leg of the human body respond to a downside of a mid patella-tendon, a distal end of a residual tibia, a posterior of the distal end, a residual gastrocnemius muscle, a medial side of a thighbone (on a knee joint) and a lateral side of the thighbone (on the knee joint). 4. The non-contact capacitive sensing system of the robotic prosthesis of claim 2, wherein the CTD module comprises a strobe, a Schmidt trigger, and a calculator; the strobe is configured to connect under-test capacitors with the Schmidt trigger in a time-sharing way; the Schmidt trigger is configured to convert a capacitive charge-and-discharge curve to a square wave; the calculator is configured to calculate a duration of a cycle of the square wave and obtain the digitalized capacitance signals. 5. The non-contact capacitive ... | Peking University | A61F002/72 A61B005/0488 A61B005/0492 A61F002/76 A61F002/78 A61F002/80
US10098577 | B2 | 2018-10-16 | Technique for remanufacturing a medical sensor | 2015-10-07 | Remanufactured medical sensors and methods for remanufacturing used medical sensors are provided. Such a remanufactured sensor may include certain components from a used medical sensor and certain new components. For example, a remanufactured regional oximetry sensor may include a padding layer, an emitter and a pair of detectors, a flexible circuit coupled to the emitter and detectors, and a patient-contacting adhesive layer. The flexible circuit, the emitter, the first detector, the second detector, or any combination thereof, are from a used medical sensor, and the padding layer, the patient-contacting adhesive layer, or a combination thereof, are new. | 1. A remanufactured medical sensor, comprising: a padding layer;a flexible circuit secured to the padding layer and comprising a plurality of conductors disposed on a flexible substrate;an emitter electrically coupled to the flexible circuit and adapted to transmit light into a patient tissue;a first detector coupled to the flexible circuit and configured to detect a first portion of light passing through the patient tissue;a second detector coupled to the flexible circuit and configured to detect a second portion of light passing through the patient tissue; anda patient-contacting adhesive layer configured to secure the remanufactured medical sensor to the patient tissue;wherein the padding layer is a trimmed padding layer from a used medical sensor, and wherein the patient-contacting adhesive layer is a new patient-contacting adhesive layer that is disposed directly on a used patient-contacting adhesive layer of the used medical sensor, and wherein the used patient-contacting adhesive layer is trimmed such that a perimeter of the used patient-contacting adhesive layer fits within extents of the new patient-contacting adhesive layer. 2. The remanufactured medical sensor of claim 1, wherein the flexible circuit tapers at one end into a first sensor cable, and the first sensor cable is coupled to a second sensor cable comprising one or more conductors disposed within an insulating material. 3. The remanufactured medical sensor of claim 1, wherein the flexible circuit is coupled to a sensor cable comprising one or more conductors disposed within an insulating material, and the sensor cable is coupled to a connector comprising a memory unit, wherein the connector is adapted to couple the remanufactured medical sensor to a patient monitor. 4. The remanufactured medical sensor of claim 3, wherein the connector, the memory unit, the sensor cable, or any combination thereof, are from the used medical sensor. 5. The remanufactured medical sensor of claim 3, wherein the memory unit is from the used medical sensor and has been re-programmed to enable continued operation of the emitter, the first detector, and the second detector. 6. The remanufactured medical sensor of claim 3, wherein the memory unit comprises an erasable programmable read-only memory (EPROM) unit. 7. The remanufactured medical sensor of claim 3, wherein the memory unit is a replacement memory unit configured to emulate an original memory unit of the used medical sensor. 8. The remanufactured medical sensor of claim 1, comprising an inner foam layer secured to the flexible circuit and the patient-contacting adhesive layer, wherein the flexible circuit is disposed between the inner foam layer and the padding layer, the padding layer comprises an exterior foam layer, the inner foam layer comprises first, second, and third optical windows corresponding to the position of the emitter, the first detector, and the second detector, respectively. 9. The remanufactured medical sensor of cl... | COVIDIEN LP | A61B005/1455 A61B005/00 A61B005/145
US10111624 | B2 | 2018-10-30 | Measuring electrode impedance in an impedance measurement circuit | 2018-03-26 | The disclosure provides a circuit for impedance measurement. The circuit includes an excitation source coupled between a first set of input switches. An impedance network is coupled between the first set of input switches and a first set of output switches. The impedance network includes a body impedance and a plurality of electrode impedances. A sense circuit is coupled to the first set of output switches. The sense circuit measures the body impedance and at least one electrode impedance of the plurality of electrode impedances. | 1. A circuit comprising: an excitation source;a sense circuit;a first electrode;a second electrode;a first switch coupled between a terminal of the excitation source and the first electrode;a second switch coupled between the first electrode and a terminal of the sense circuit;a third switch coupled between the terminal of the excitation source and the second electrode; anda fourth switch coupled between the second electrode and the terminal of the sense circuit,wherein the sense circuit is configured to close both the first switch and the second switch during measurement of an impedance. 2. The circuit of claim 1, wherein the first and second electrodes are included in a plurality of electrodes, and wherein the sense circuit is configured to generate an indication signal when at least one electrode impedance of a plurality of electrode impedances is above a defined threshold. 3. The circuit of claim 2, wherein the sense circuit is configured to determine a value of a body impedance when each electrode impedance of the plurality of electrode impedances is below the defined threshold. 4. The circuit of claim 1, wherein the sense circuit is configured to close the first switch and open the second switch during measurement of an impedance. 5. A circuit comprising: an excitation source;a sense circuit;a first electrode;a second electrode;a first switch coupled between a terminal of the excitation source and the first electrode;a second switch coupled between the first electrode and the sense circuit; anda third switch coupled between the terminal of the excitation source and the second electrode,wherein the sense circuit is configured to close both the first switch and the second switch during measurement of an impedance. 6. A circuit comprising: an excitation source;a sense circuit;a first electrode;a second electrode;a first switch coupled between the excitation source and the first electrode;a second switch coupled between the first electrode and a terminal of the sense circuit; anda third switch coupled between the second electrode and the terminal of the sense circuit,wherein the sense circuit is configured to close both the first switch and the second switch during measurement of an impedance. 7. A circuit comprising: an excitation source;a sense circuit;a first electrode;a second electrode;a first switch coupled between the excitation source and the first electrode;a second switch coupled between the first electrode and a first terminal of the sense circuit;a third switch coupled between the first electrode and a second terminal of the sense circuit;a fourth switch coupled between the second electrode and the first terminal of the sense circuit; anda fifth switch coupled between the second electrode and the second terminal of the sense circuit,wherein the sense circuit is configured to close both the first switch and the second switch during measurement of an impedance. 8. A circuit comprising: an excitation source;a sense circuit;a fir... | TEXAS INSTRUMENTS INCORPORATED | A61B005/00 A61B005/053
US10095271 | B2 | 2018-10-09 | Multi-faced display device | 2015-05-28 | A multi-faced display device includes a first display panel and a second display panel, each of which is curved to form an L-shaped structure. The first display panel is encapsulated with the second display panel such that the first display panel and the second display panel together form a closed structure. | 1. A multi-faced display device, comprising: a first display panel curving towards a back side of the first display panel to form an L-shaped structure, the first display panel having a first lateral side edge and a second lateral side edge opposite to the first lateral side edge, and a second display panel curving towards a back side of the second display panel to form an L-shaped structure, the second display panel having a first lateral side edge and a second lateral side edge opposite to the first lateral side edge,wherein the second lateral side edge and the first lateral side edge of the first display are encapsulated with the first lateral side edge and the second lateral side edge of the second display panel respectively, such that the first and second display panels together form a closed structure,wherein each of the L-shaped first and second display panels comprises two straight surface portions and one arcuate portions such that the formed closes structure comprises four straight surface portions and only two arcuate surface portions; andwherein at least one selected from the group consisting of an outside surface and an inside surface of the closed structure acts as a display surface of the multi-faced display device;wherein a first encapsulating plate for sealing a top of the closed structure and a second encapsulating plate for sealing a bottom of the closed structure. 2. The multi-faced display device according to claim 1, wherein the first display panel and the second display panel, the first display panel and the first encapsulating plate, the first display panel and the second encapsulating plate, the second display panel and the first encapsulating plate, and the second display panel and the second encapsulating plate are assembled via a groove and a corresponding protrusion. 3. The multi-faced display device according to claim 1, wherein the second lateral side edge of the first display panel is encapsulated with the first lateral side edge of the second display panel via a third encapsulating plate, and the first lateral side edge of the first display panel is encapsulated with the second lateral side edge of the second display panel via another third encapsulating plate. 4. The multi-faced display device according to claim 3, wherein the third encapsulating plates, the another third encapsulating plate, the first encapsulating plate and the second encapsulating plate are of an integral structure. 5. The multi-faced display device according to claim 1, further comprising a function structure comprising at least one selected from the group consisting of a slot and a physical key, wherein the function structure is disposed at a position selected from the group consisting of an encapsulating location of the first and second lateral side edges of the first display panel, an encapsulating location of the first and second lateral side edges of the second display panel, a non-display region of the first display panel, a non-dis... | BOE TECHNOLOGY GROUP CO., LTD. BEIJING BOE OPTOELECTRONICS TECHNOLOGY CO., LTD. | G06F001/16 A61B005/01 A61B005/145 A61B005/00
US10070809 | B2 | 2018-09-11 | Method and system for non-invasive optical blood glucose detection utilizing spectral data analysis | 2017-01-10 | Systems and methods are disclosed for non-invasively measuring blood glucose levels in a biological sample based on spectral data. This includes utilizing at least one light source configured to strike a target area of a sample, utilizing at least one light filter positioned to receive light transmitted through the target area of the sample from the at least one light source, utilizing at least one light detector positioned to receive light from the at least one light source and filtered by the at least one light filter, and to generate an output signal, having a time dependent current, which is indicative of the power of light detected, receiving the output signal from the at least one light detector with a processor, calculating the attenuance attributable to blood with a ratio factor based on the received output signal, and determining a blood glucose level based on the calculated attenuance. | 1. A system for detecting glucose in a biological sample, comprising: at least one light source configured to generate one or more light beams and to strike a target area of a sample;at least one light filter positioned to receive light transmitted through the target area of the sample from the at least one light source;at least one photocurrent signal generating light detector positioned to receive light from the at least one light source and filtered by the at least one light filter, and to generate an output photocurrent signal, having a time dependent current, which is indicative of the power of light detected, wherein the at least one photocurrent signal generating light detector is facing the at least one light source; anda processor programmed to calculate a change in a light absorption caused by blood in the biological sample and configured to receive the output photocurrent signal from the at least one photocurrent signal generating light detector and based on the received output photocurrent signal, calculate an attenuance attributable to blood in a sample present in the target area with a ratio factor, and based on the calculated attenuance, determine a blood glucose level associated with a sample present in the target area, wherein the light absorption (ΔA) caused by blood in the biological sample is determined by a difference of light absorption between a valley and peak of photocurrent readings, wherein the light absorption (ΔA) is calculated by an equation ΔA=Av−Ap=log (Ip/Iv), wherein Av is light absorption at the valley and Ap is light absorption at the peak and wherein Iv is a photocurrent reading at the valley and Ip is a photocurrent reading at the peak, wherein the processor is configured to calculate the ratio factor Yij(C,T) at a plurality of wavelengths, the ith wavelength being represented by λi, the jth wavelength being represented by λj, C is a blood glucose concentration of the biological sample, T is a temperature of the biological sample, ID(λi,t) is the time dependent output current, σ[ log ID(λi,t)] is a standard deviation of the logarithm of the time dependent output current, and t is time, according to the equation:Yij⁡(C,T)=σ⁡[log⁢⁢ID⁡(λi,t)]σ⁡[log⁢⁢ID⁡(λj,t)]. 2. The system for detecting glucose in a biological sample according to claim 1, wherein the processor is configured to calculate the blood glucose level Coptical based on the ratio factor Yij(C,T) and fi(T), which is the temperature dependent regression coefficient corresponding to wavelength λi according to the equation: Coptical=Σi≠jNfi(T)Yij(C,T). 3. The system for detecting glucose in a biological sample according to claim 2, wherein the processor is configured to extract the values of the temperature dependent regression coefficient corresponding to wavelength λi, which is fi(T), using partial least squares regression. 4. The system for detecting glucose in a biological sample according to claim 1, wherein the processor is configured to calculate... | St. Louis Medical Devices, Inc. | A61B005/145 A61B005/00 A61B005/1455
US10076265 | B2 | 2018-09-18 | Magnetic resonance visible labels and markers for encoding information | 2015-05-08 | Systems and methods for manufacturing and using magnetic resonance (“MR”) visible labels or markers to encode information unique to the subject or object being imaged by a magnetic resonance imaging (“MRI”) system are provided. The use of such MR-visible labels or markers enables unique information associated with the subject or object being imaged to be encoded into the images of the subject or object. This information can be used to anonymize protected health information (“PHI”); to provide detailed information about a surgical simulation device, quality assurance phantom, or the like; to provide spatial orientation and registration information; or so on. | 1. A magnetic resonance visible label, comprising: a substrate having a first side and a second side; a plurality of indicia located on the first side of the substrate, the indicia comprising a surface area having magnetic resonance properties that are different from magnetic resonance properties of the substrate such that the plurality of indicia are capable of being imaged with a magnetic resonance imaging (MRI) system; and wherein the plurality of indicia are arranged in a pattern such that the pattern encodes information about an object being imaged with the MRI system; and wherein the plurality of indicia include at least one of a plurality of beads or a plurality of dots that are spaced apart using a spacing that represents a binary encoding of information; wherein the information encoded by the plurality of indicia when arranged in the pattern includes spatial orientation information that defines a spatial orientation of the magnetic resonance visible label; and wherein the encoded information also indicates instructions for automatically processing images of the object; wherein the instructions for automatically processing images of the object include instructions for co-registering the images using the spatial orientation information encoded by the plurality of indicia. 2. The magnetic resonance visible label as recited in claim 1, wherein the object is a subject and the plurality of indicia are arranged in a pattern that also encodes protected health information. 3. The magnetic resonance visible label as recited in claim 1, wherein the object is a phantom and the plurality of indicia are arranged in a pattern that also encodes information about the phantom. 4. The magnetic resonance visible label as recited in claim 1, wherein the encoded information also includes a unique identifier that is associated with data stored in a database. | Synaptive Medical (Barbados) Inc. | A61B005/055 A61B090/96 A61B090/94 A61B090/90
US10110859 | B2 | 2018-10-23 | System, method and device for monitoring light and sound impact on a person | 2014-06-02 | The present invention relates to a system for monitoring light and sound impact on a patient. It comprises a light capturing unit (2) for capturing ambient light at the person over time and a sound capturing unit (3) for capturing ambient sound at the person over time. A threshold unit (6, 9) generates and issues a trigger signal if the brightness of captured ambient light exceeds a brightness level and/or if the sound level of captured ambient sound exceeds a sound threshold. A stress level processor (15) determines the stress level of the person. A storing unit (10) stores, in response to a received trigger signal, snippets of ambient light and ambient sound captured around the time moment of receiving the trigger signal and snippets of stress level information of the person around the time moment of receiving the trigger signal. A review unit (11) is provided to review stored snippets of ambient light, ambient sound and stress level information allowing to identify the root cause of the ambient light and ambient sound stored in a reviewed snippet and to derive guidance information indicating how to avoid such light and/or sound caused by an identified root cause. | 1. A system for monitoring light and sound impact on a person, comprising: a light capturing unit configured to capture ambient light at an area where the person is located over time, wherein the light capturing unit comprises a camera configured to capture images of the area, and wherein the light capturing unit comprises one or more processors configured to determine an ambient light brightness of the captured ambient light from a segment of the image containing at least the eyes of the person;a sound capturing unit configured to capture ambient sound at the area where the person is located over time;a sound processor configured to process audio wave data from the captured ambient sound, the sound processor applying a weighting to the audio wave data based upon a spectral hearing sensitivity of a person of similar age as the monitored person;a threshold unit configured to generate and issue a trigger signal responsive to the brightness of the captured ambient light breaching a brightness threshold and/or responsive to a sound level of the weighted audio wave data from the captured ambient sound breaching a sound threshold;a storing unit configured to receive the trigger signal generated by the threshold unit, wherein the storing unit is configured to store, in response to receiving the trigger signal, a snippet of ambient light and/or a snippet of ambient sound captured around the time of receiving the trigger signal; anda review unit configured to review the stored snippets of ambient light and/or ambient sound to identify a root cause of the ambient light breaching the brightness threshold and/or the weighted audio wave data from the ambient sound breaching the sound threshold based on the stored snippets and to derive guidance information based on the identified root cause. 2. The system as claimed in claim 1, further comprising an overview camera configured to capture overview images including video data of an environment of the person,wherein the storing unit is configured to store in response to the received trigger signal, a snippet of the overview images captured around the time of receiving the trigger signal, andwherein the review unit is configured to allow reviewing stored snippets of the overview images in addition to the stored snippets of ambient light and/or ambient sound to identify the root cause of the ambient light breaching the brightness threshold and/or the ambient sound breaching the sound threshold based on the snippets of the overview images. 3. The system as claimed in claim 2, wherein the review unit is configured to automatically review the stored snippets of overview images in addition to stored snippets of ambient light and/or ambient sound to identify the root cause of the ambient light breaching the brightness threshold and/or the ambient sound breaching the sound threshold. 4. The system as claimed in claim 1, wherein the review unit is configured to automatically review the stored snippets of ambient light ... | Koninklijke Philips N.V. | H04N007/18 A61B005/11 G06F019/00 A61B005/00 A61B005/16 G06K009/00 G06K009/32 G06K009/46 G08B021/18 H04N005/77 G16H050/20
US10068248 | B2 | 2018-09-04 | Analysis of controlled and automatic attention for introduction of stimulus material | 2016-10-21 | A system analyzes neuro-response measurements including regional electroencephalography (EEG) measurements from subjects exposed to stimulus materials to determine locations in stimulus materials eliciting controlled attention and automatic attention. Additional stimulus materials are inserted into locations having salient attention attributes. In some examples, a challenging task is used to direct controlled attention onto a location and additional stimulus material is subtly presented in the location to benefit from automatic attention and salient attention measurements. | 1. A system comprising: an analyzer to: identify a first event in first neuro-response data gathered from a user while the user is exposed to media and a second event in the first neuro-response data;correlate a first location in the media with the first event and a second location in the media with the second event;determine a first user resonance of the user at the first location based on the first event; anddetermine a second user resonance of the user at the second location based on the second event; anda selector to select a third location in the media after the first location or a fourth location in the media after the second location as a candidate location for introduction of advertising material based on the first user resonance and the second user resonance, the selector to select the candidate location by selecting the third location when the first user resonance is increased relative to the second user resonance and by selecting the fourth location when the second user resonance is increased relative to the first user resonance. 2. The system of claim 1, wherein the third location and the fourth location are one of a temporal location in the media or a spatial location in the media. 3. The system of claim 1, wherein the first event is a change in amplitude in the first neuro-response data. 4. The system of claim 1, wherein the analyzer is to determine a first controlled attention level of the user at the first location based on the first neuro-response data and determine a second controlled attention level of the user at the second location based on the first neuro-response data, and wherein the selector is to further select the third location or the fourth location as the candidate location based on the first controlled attention level and the second controlled attention level. 5. The system of claim 1, wherein the analyzer is to: determine an automatic attention level of the user based on second neuro-response data gathered from the user while the user is exposed to the advertising material in the candidate location; anddetermine an effectiveness of the advertising material in the candidate location based on the automatic attention level. 6. The system of claim 1, wherein the analyzer is to: determine a first controlled attention level of the user based on second neuro-response data gathered from the user while the user is exposed to the advertising material in the candidate location;determine a second controlled attention level of the user based on third neuro-response data gathered from the user while the user is exposed to media at a fifth location in the media; andperform a comparison of the first controlled attention level and the second controlled attention level, the selector to one of maintain the selection of the candidate location or modify the selection of the candidate location based on the comparison. 7. The system of claim 1, wherein the analyzer is to: analyze second neuro-response data gathered from the user wh... | The Nielsen Company (US), LLC | A61B005/04 G06Q030/02 A61B005/0484 A61B005/16
US10074177 | B2 | 2018-09-11 | Method, system and apparatus for quantitative surgical image registration | 2017-10-20 | A method in a computing device for quantitative surgical image registration includes: prior to a surgical procedure, obtaining, using a first imaging modality, a preoperative image of patient tissue and a plurality of preoperative measurements of a material property of the patient tissue. The preoperative measurements correspond to respective points in the preoperative image. The method includes storing the preoperative image and the preoperative measurements, and during the surgical procedure, using a second imaging modality, capturing an intraoperative image of the patient tissue and a second plurality of intraoperative measurements of the material property of the patient tissue. The intraoperative measurements correspond to respective points in the intraoperative image. The method includes comparing the first and second pluralities of measurements to determine a transformation for registering the preoperative image and the intraoperative image; and storing the transformation in association with one of the intraoperative image and the preoperative image. | 1. A method of image registration, comprising: prior to a surgical procedure, obtaining a preoperative image of patient tissue at a computing device using a first imaging modality;using the first imaging modality, obtaining a first plurality of preoperative measurements of a material property of the patient tissue at the computing device, each measurement of the first plurality of preoperative measurements corresponding to a respective point in the preoperative image;storing the preoperative image and the preoperative measurements in a memory of the computing device;during the surgical procedure, obtaining an intraoperative image of the patient tissue at the computing device using a second imaging modality;using the second imaging modality, obtaining a second plurality of intraoperative measurements of the material property of the patient tissue at the computing device, each measurement of the second plurality of intraoperative measurements corresponding to a respective point in the intraoperative image;comparing the first and second pluralities of measurements at the computing device to determine a transformation for registering the preoperative image and the intraoperative image; andstoring the transformation in the memory in association with one of the intraoperative image and the preoperative image. 2. The method of claim 1, wherein obtaining the preoperative measurements comprises deriving the preoperative measurements from the preoperative image; and wherein obtaining the intraoperative measurements comprises deriving the intraoperative measurements from the intraoperative image. 3. The method of claim 1, wherein the first imaging modality and the second imaging modality are selected from magnetic resonance imaging (MRI), computed tomography (CT), ultrasound, optical coherence tomography (OCT), and optical spectroscopy. 4. The method of claim 3, wherein one of the first imaging modality and the second imaging modality is OCT, and wherein the corresponding one of the first and second pluralities of measurements are obtained using polarization-sensitive OCT (PS-OCT). 5. The method of claim 3, wherein one of the first imaging modality and the second imaging modality is optical spectroscopy, and wherein the corresponding one of the first and second pluralities of measurements are obtained using Raman spectroscopy. 6. The method of claim 1, wherein the first and second pluralities of measurements of the material property are selected from a list consisting of flow, stiffness, anisotropy, and metabolite concentration. 7. The method of claim 1, wherein the first imaging modality is different from the second imaging modality. 8. The method of claim 1, wherein the preoperative image is registered to the patient tissue; the method further comprising: determining a second transformation for registering the intraoperative image to the patient tissue independently of the preoperative image; anddetermining whether a mismatch exists between the tra... | SYNAPTIVE MEDICAL (BARBADOS) INC. | G06T007/00 A61B034/10 A61B005/00 A61B005/055 A61B006/03 A61B008/08 A61B006/00
US10105098 | B2 | 2018-10-23 | Garment integrated sensing system and method | 2018-01-30 | A system for monitoring biometric signals of a user comprising: a set of wireless sensor interfaces coupled to a garment, each of the wireless sensor interfaces comprising: 1) an electrode layer comprising a receiving region, 2) a positional identifier, associated with a position on the garment, and 3) a retention subsystem; a set of wireless sensor modules, each of the set of wireless sensor modules comprising: a contact region electrically coupleable to the receiving region of the electrode layer, a set of sensors configured to detect a set of biometric signal types, and a positional interrogator configured to identify the position associated with the corresponding wireless sensor interface; and a control module, communicatively coupled to the set of wireless sensor modules, wherein the control module queries a subset of the set of biometric signal types for transmission from each of the set of wireless sensor modules based on their positions. | 1. A biometric monitoring system, comprising: a set of wireless sensor modules, each wireless sensor module coupled to a garment at a position on the garment and comprising a set of sensors configured to detect a set of biometric signal types at the position; anda control module communicatively coupled to the set of wireless sensor modules and configured to select, for each wireless sensor module, a subset of the set of biometric signal types detected by the wireless sensor module, the subset of biometric signal types selected based on a detected position of the wireless sensor module. 2. The biometric monitoring system of claim 1, further comprising a set of wireless sensor interfaces, each of the wireless sensor interfaces located at a position in the garment and comprising a retention subsystem capable of mechanically coupling one of the wireless sensors to the garment at the position of the wireless sensor interface. 3. The biometric monitoring system of claim 1, wherein the set of sensors comprises one or more of: a first sensor configured to detect a heart rate measurement, a second sensor configured to detect an electromyography measurement, a third sensor configured to detect an accelerometer measurement, and a fourth sensor configured to detect a galvanic skin response measurement. 4. The biometric monitoring system of claim 1, wherein the set of wireless sensor modules comprises: a first wireless sensor module at a position on the garment corresponding to a heart region, the selected subset of biometric signal types for the first wireless sensor comprising a heart rate measurement; anda second wireless sensor module at a position on a garment corresponding to a muscle region of the user, the selected subset of biometric signal types of the second wireless sensor module comprising an electromyography signal. 5. A biometric monitoring system, comprising: a set of wireless sensor modules, each wireless sensor module coupled to a garment at a position on the garment and comprising a set of sensors configured to detect a set of biometric signal types at the position;wherein each wireless sensor module is communicatively coupled to a control module, the control module configured to select, for each wireless sensor module, a subset of the set of biometric signal types detected by the wireless sensor module, the subset of the biometric signal types selected based on a detected position of the wireless sensor module. 6. The biometric monitoring system of claim 5, wherein the control module comprises a stationary computing device remote to the garment. 7. The biometric monitoring system of claim 5, wherein the control module comprises a device mechanically coupled to the garment. 8. The biometric monitoring system of claim 5, wherein the control module comprises a mobile device separate from the garment. 9. The biometric monitoring system of claim 5, further comprising a set of wireless sensor interfaces, each of the wireless sensor inter... | MAD Apparel, Inc. | G08C019/22 A61B005/00
US10095688 | B1 | 2018-10-09 | Adaptive network querying system | 2018-04-02 | The systems and methods of the invention provide a network querying or content system which drives high relevance question sets or content to users and presents it in the optimal template to ensure user interaction. In accord with at least one aspect, the system assesses the context (of a user) by interpreting the optimal template based on personality mapping of the user and relevancy mapping of the query or content. In a technically efficient manner, the system employs client-based managers and builders to select, supplement, or build user profiles and user interface templates to optimize queries or content based on a user's present profile. The systems and methods of the invention perform processing, in a technically efficient manner, to assess question or content set interaction and relevancy to generate targeted question sets or content that encourage overall user health and wellness. | 1. A system of networked apparatuses that provide adaptive queries, the processing being performed over a network to provide communication interface amongst the networked apparatuses, each of the apparatuses in the form of a tangibly embodied computer processor, each computer processor including instructions on a non-transitory computer memory, the system comprising: the network over which a plurality of networked apparatuses communicate;an adaptive query server, the adaptive query server including:a query processor including instructions on a non-transitory computer medium, the non-transitory computer medium constituted by one or more data storage mediums;the query processor including a training manager module for loading at least one query;the query processor including a personality mapping module for mapping at least one recipient profile to create a recipient profile file for each individual recipient associated with the plurality of networked apparatuses, the recipient profile file stored in the one or more data storage mediums;the query processor including a relevancy mapping module for mapping the relevancy of the one or more queries to a plurality of individual recipients associated with the plurality of networked apparatuses;the query processor determining a query for a selected recipient based on the recipient profile file associated with the recipient and the relevancy mapping of the query;the query processor generating a query message including data on the query, the selected recipient profile, and a suggested recipient interface template; andthe query processor initiating a communication including the query message to at least one recipient device associated with the selected recipient;at least one recipient device, the recipient device including:an adaptive processor including instructions on a non-transitory computer medium, the non-transitory computer medium constituted by one of more data storage mediums,the adaptive processor including a profile module for determining a real time profile of the recipient associated with the recipient device and storing the profile in one of the data storage mediums on the device;the adaptive processor processing the query message to extract the query, the selected recipient profile, and the suggested recipient interface template;the adaptive processor comparing the selected recipient profile from the adaptive query server to the profile file on the recipient device;the adaptive processor including a profile manager and selecting a final recipient profile from a plurality of recipient profiles stored in the one or more data storage mediums based on the comparison;the adaptive processor including a user interface manager, the user interface manager selecting a final user interface template from a plurality of user interface templates stored in the one or more data storage mediums based on the final user profile; andthe adaptive processor generating a user interface for display on the recipient dev... | - | G06F017/00 G06F017/27 G06F011/34 G09B007/06 G06F017/30 A61B005/16
US10078954 | B1 | 2018-09-18 | Reading tracking system | 2018-03-14 | A reading tracking system specifically designed for children including a wrist-worn arm motion and heart rate sensor coupled to a parental monitoring system, a game-style application for the child's use, and a group application useful in a classroom setting. The user's heart rate and arm movements are monitored to detect reading-related behavior states, such as reading, fallen asleep, distracted, and awoke after haven falling asleep states, independent from precise eye gaze tracking. Heart rate monitoring detects a high heart rate that is inconsistent with reading, a moderate heart rate indicative of a sedentary awake state consistent with reading, and a low hart rate indicating that the user has fallen asleep. Arm movement monitoring detects a high arm activity state that is inconsistent with reading, a moderate arm movement state or gestures consistent with page turning while reading, and a low arm activity rate indicating that the user has fallen asleep. | 1. A reading tracking system, comprising: a wrist-worn device comprising a timer and sensors configured to measure inputs for a person wearing the wrist-worn device, the sensors including at least a heart rate monitor and an arm movement monitor;a reading-related state detector configured to determine reading-related behavior states of the person wearing the wrist-worn device based on the measured inputs from the heart rate monitor and the arm movement monitor, the reading-related behavior states including at least a reading state and a fallen asleep state;the timer configured to determine durations of the reading-related behavior states;a notification generator configured to communicate reading-related notifications based on the reading-related behavior states, the reading-related notifications including at least a reading state notification and a fallen asleep notification;a reading monitoring station separate from the wrist-worn device and in a different location from the location of the person wearing the wrist-worn device configured to receive or generate and display the reading-related notifications for monitoring the reading-related behavior states of the person wearing the wrist-worn device from the different location. 2. The reading tracking system of claim 1, wherein the reading-related behavior states further comprise a distracted while reading state. 3. The reading tracking system of claim 1, wherein the reading-related behavior states further comprise an awoke during the night state. 4. The reading tracking system of claim 1, further comprising a camera and wherein the measured inputs further comprise head position monitoring based on data provided by the camera. 5. The reading tracking system of claim 1, further comprising a camera and wherein the measured inputs further comprise eye gaze monitoring based on data provided by the camera. 6. The reading tracking system of claim 1, wherein the reading monitoring station is configured to engage interactive communications with the person wearing the wrist-worn device through messages displayed or played by the wrist-worn device. 7. The reading tracking system of claim 1, wherein the wrist-worn device is configured to communicate reading-related information through an interface comprising scoring for completion of reading tasks and electronic celebrations for completion of reading tasks and levels. 8. The reading tracking system of claim 1, further comprising a separate child's application configured to receive data connoting the reading-related behavior states and present associated reading-related information through an interface comprising scoring for completion of reading tasks and electronic celebrations for completion of reading tasks and levels. 9. The reading tracking system of claim 1, further comprising a group reading tracking system configured to receive data connoting the reading-related behavior states and present associated reading-related information in combination... | - | G06F003/01 G08B021/18 G06K009/00 A61B005/00 A61B005/021
US10102345 | B2 | 2018-10-16 | Personal wellness management platform | 2012-06-19 | A personal wellness system may facilitate personal wellness management via personal wellness devices. The personal wellness devices may be portable, handheld devices configured to facilitate personal exercise and personal wellness management using the device. Exercises performed using the personal wellness devices may be tracked based on forces exerted on the personal wellness device, a location and/or motion of the personal wellness device, and/or other bases for tracking personal exercise. Tracked exercises may be a basis for determining exercise parameters such as information associated with cardiovascular endurance, respiratory endurance, stamina, strength, flexibility, power, speed, coordination, agility, and/or balance; calories burnt or energy expended; a completion level of a prescribed exercise routine; a quantified improvement in an exercise; and/or other exercise parameters. The personal wellness system may facilitate automated and/or live coaching, exercise regimen design, exercise scheduling, diet program design, rehabilitation, and/or other functions associated with personal wellness management. | 1. A personal wellness device configured to facilitate personal wellness management, the personal wellness device comprising: at least one housing body configured to receive compressive forces from a user, the compressive forces being received during one or more personal exercises performed by the user;a force sensor configured to provide a force output signal conveying information related to the compressive forces exerted on the at least one housing body by the user during the one or more exercises, the force sensor being housed by the at least one housing body;a motion sensor configured to provide a motion output signal conveying information related to motions experienced by the personal wellness device during the one or more exercises, the motion sensor being housed by the at least one housing body;a user interface configured to receive information from the user and provide information to the user, the user interface being housed by the at least one housing body; andone or more physical processors configured by machine-readable instructions, the one or more physical processors being housed by the at least one housing body, the machine-readable instructions when executed causing the one or more physical processors to: obtain the force output signal provided by the force sensor via a physical link that communicatively couples the force sensor with the one or more physical processors;based on the information conveyed by the force output signal, determine a magnitude and/or duration of individual compressive forces exerted on the at least one housing body by the user during the one or more exercises;obtain the motion output signal provided by the motion sensor via a data link that communicatively couples the motion sensor with the one or more physical processors;based on the information conveyed by the motion output signal, determine individual motions experienced by the personal wellness device during the one or more exercises; andutilize (1) the determined magnitude and/or duration of the individual compressive forces exerted on the at least one housing body, (2) the determined individual motions experienced by the personal wellness device, and (3) information from previously tracked exercises in order to identify a type of exercise that corresponds to individual ones of the one or more exercises performed by the user using the personal wellness device;determine one or more exercise parameters based on (1) the determined magnitude and/or duration of the individual compressive forces exerted and (2) the identified type of exercise corresponding to individual ones of one or more exercises; andeffectuate presentation of individual ones of the one or more exercise parameters via the user interface. 2. The personal wellness device of claim 1, wherein the one or more physical processors are further configured by machine-readable instructions to receive physical attribute information from the user through user entry and/or selection via the user inter... | ACTIVBODY, INC. | A61N001/36 G06F019/00 A61B005/00 A61B005/0205 A61B005/11 A61B005/024 A61B005/145
US10092188 | B2 | 2018-10-09 | Methods and compositions for identifying subjects at risk of developing stent thrombosis | 2014-09-30 | The invention provides methods and compositions for determining whether a subject containing a stent immobilized in a blood vessel has asymptomatic stent thrombosis or is at risk of developing clinically symptomatic stent thrombosis. In one approach, the method involves imaging a region of the blood vessel that contains the stent using a probe that contains a fluorochrome, for example, a near-infrared fluorochrome, and a targeting moiety that binds a molecular marker indicative of the presence of asymptomatic stent thrombosis or the development of symptomatic stent thrombosis. To the extent that the subject displays one or more such markers, the probe binds to the markers and increases the local concentration of the probe in the vicinity of the stent. The imaging method identifies those patients that display a higher density of such markers in the vicinity of the stent. As a result, those patients can be monitored for, and/or treated to prevent, symptomatic stent thrombosis. | 1. An in vivo method for determining whether a subject containing a stent immobilized in a blood vessel of the subject has asymptomatic stent thrombosis, the method comprising the steps of: (a) directing excitation light into a region of the subject containing the stent, wherein the stent comprises a stent coating covering at least a portion of the stents and comprising an imaging probe that is activated during asymptomatic stent thrombosis, wherein the imaging probe comprises a fluorochrome attachment moiety and a plurality of near-infrared fluorochromes linked to the fluorochrome attachment moiety at fluorescence-quenching interaction-permissive positions separated by a fluorescence activation site that is cleaved by activated Factor XII, activated Factor XI, activated Factor IX, activated Factor VIII, activated Factor Xa, activated Factor V, thrombin, activated Factor XIII, or activated Factor VII; wherein a first near-infrared fluorochrome quenches a second near-infrared fluorochrome and the imaging probe is activated by cleavage at the fluorescence activation site whereupon the first fluorochrome no longer quenches the second fluorochrome and the fluorochromes become detectable during asymptomatic stent thrombosis; and(b) detecting fluorescent light emitted from the region so as to determine whether the subject has asymptomatic stent thrombosis. 2. The method of claim 1, wherein the excitation light directed into the region of the subject in step (a) is near-infrared excitation light. 3. The method of claim 1, wherein step (a), step (b), or steps (a) and (b) are performed using at least one of: an endoscope, catheter, planar system, reflectance system, tomographic system, optical imaging system or an intraoperative microscope. 4. The method of claim 1, wherein during step (a), step (b), or both steps (a) and (b), the blood vessel contains blood traversing the stent. 5. The method of claim 1, wherein during step (a), step (b), or both steps (a) and (b), the blood vessel does not contain blood passing therethrough. 6. The method of claim 1, wherein the first and second near-infrared fluorochromes are different. 7. The method of claim 1, wherein at least one of the fluorochromes is selected from the group consisting of a carbocyanine dye and an indocarbocyanine fluorochrome. 8. The method of claim 1, wherein at least one of the near-infrared fluorochrome molecules is represented by Formula II:or a salt thereof, wherein:X is independently selected from the group consisting of C(CH2Y1)(CH2Y2), O, S, and Se;Y1 and Y2 are independently selected from the group consisting of H and C1-C20 aliphatic group;W represents a benzo-condensed, a naphtho-condensed or a pyrido-condensed ring;R1 is selected from the group consisting of H, (CH2)xCH3, (CH2)nSO3− and (CH2)nSO3H, wherein x is an integer selected from 0 to 6 and n is an integer selected from 2 to 6;R2 and R3 are independently selected from the group consisting of H, carboxylate, carboxylic aci... | VisEn Medical, Inc. | A61B006/00 A61B005/00 A61B005/02 A61K049/00 A61B001/04 A61B005/06 A61F002/82 A61B090/20
US10105097 | B2 | 2018-10-23 | Wearable items providing physiological, environmental and situational parameter monitoring | 2016-12-27 | A garment and/or garment system with health-monitoring (e.g., cardiovascular monitoring) capability, substantially as shown in and/or described in connection with at least one of the figures, as set forth more completely in the claims. | 1. A garment system comprising: a first garment comprising a plurality of sensors, wherein each sensor of the plurality of sensors is configured to produce a respective signal representative of a physiological characteristic of a wearer of the garment system;a second garment separate from the first garment and comprising at least one sensor configured to produce a respective signal representative of a non-physiological characteristic associated with the wearer of the garment system, wherein each of the at least one sensor is configured to produce a respective signal representative of one of an ambient air temperature, an ambient air humidity, an ambient air oxygen level, a speed of ambient air, and a barometric pressure;a processing module configured to receive and analyze respective signals from the plurality of sensors of the first garment and to receive respective signals from the at least one sensor of the second garment, wherein the processing module initiates analysis of one or more signals received from the plurality of sensors of the first garment, based on sensing of the signals from the at least one sensor of the second garment; andan interface module that operates to provide communication between the processing module and said sensors. 2. The garment system according to claim 1, wherein the plurality of sensors comprises one or more sensors configured to sense electrocardiogram (ECG) signals. 3. The garment system according to claim 1, wherein the plurality of sensors comprises a sensor configured to measure a rate of breathing of the wearer. 4. The garment system according to claim 1, wherein the plurality of sensors comprises a sensor of oxygen saturation. 5. The garment system according to claim 4, wherein the processor module initiates analysis of received sensor signals based on sensing of outdoor air temperature. 6. The garment system according to claim 1, wherein the plurality of sensors of the first garment are conductively coupled to the interface module. 7. The garment system according to claim 1, wherein the at least one sensor of the second garment comprises a sensor configured to sense presence of precipitation upon the wearer. 8. The garment system according to claim 1, wherein the at least one sensor of the second garment communicates respective sensor signals to the interface module wirelessly. 9. The garment system according to claim 1, wherein the first garment is adapted to cover a torso of the wearer. 10. The garment system according to claim 1, wherein the second garment is adapted to cover an extremity of the wearer. 11. The garment system according to claim 10, wherein the extremity of the wearer is a foot. 12. The garment system according to claim 10, wherein the extremity of the wearer is a hand. 13. The garment system according to claim 1, wherein said interface module operates to communicate signals from said first plurality of sensors of said first garment and said at least one sensor of said sec... | - | A61B005/04 A61B005/02 A61B005/00 A61B005/0408 A41B001/08 A41B011/00 A41D001/00 A41D001/06 A41D007/00 A41D019/00 A42B001/00 A41C003/00 A41B009/00 A41D013/02 A41D013/00
US10105048 | B2 | 2018-10-23 | Position-sensing contact lenses | 2016-02-12 | The subject matter of the disclosure relates generally to a MEMS-based position-sensing system and lenses, for example, contact lenses and intra-ocular lenses, manufactured with the position-sensing system employing one or more angular and/or linear accelerometers and/or pressure transducers and methods for detecting position and motion of an eyeball and/or head utilizing the position-sensing contact lenses. | 1. A system for sensing ocular position, the system comprising: two or more structures integrated within a lens, each of the structures defining a unique plane;one or more motion-sensing elements associated with each of the two or more structures; andone or more detectors for identifying a position and/or movement of each of the one or more motion-sensing elements within the respective structure. 2. The system of claim 1, wherein the one or more detectors are communicatively coupled to a computing device, a processor of the computing device configured to: receive, from the one or more detectors, a first measurement corresponding to a first structure of the two or more structures, anda second measurement corresponding to a second structure of the two or more structures; anddetermine, based at least in part upon the first measurement and the second measurement, an eye motion parameter corresponding to an eye of a wearer of the lens. 3. The system of claim 2, the eye motion parameter comprising a coordinate vector corresponding to a three-dimensional coordinate system representing at least one member selected from the group consisting of: a position, velocity, acceleration, jerk, or jounce of the eye of the wearer of the lens. 4. The system of claim 3, wherein the processor of the computing device is further configured to: calculate, based at least in part upon two eye motion parameters corresponding to two different eyes, a position of a head of the wearer of the lens. 5. The system of claim 1, wherein the two or more structures comprise: at least two angular accelerometers integrated into a substantially non-optical region of the lens, the location of each angular accelerometer having an approximately equal radial distance and being spaced an approximately equal distance from one another about an inner circumference of the lens;wherein the at least two angular accelerometers each comprises a closed substantially toroidal fluid-filled channel comprising at least one inertial element suspended within a fluid, wherein each toroidal fluid-filled channel is integrated into the lens at an orientation such that each channel lies on a plane unique with respect to the other channels when the lens is worn. 6. The system of claim 5, wherein the one or more structures each comprises: two membranes, the membranes being permeable by the fluid but not the inertial element, oriented in the channel such that the inertial element is bounded within an arc of the toroid fluid-filled channel. 7. The system of claim 6, comprising a processor of a computing device configured to: calculate, from a first measurement corresponding to a first structure of the two or more structures, based at least in part upon a mass of an inertial element corresponding to the first structure and an elasticity of a first membrane corresponding to the first structure, a first angular acceleration of the eye of the wearer of the lens respective to the plane defined by the first structur... | - | G02C007/04 A61B003/113 A61B005/00 A61B003/14 A61B005/11 G02C011/00 G02B001/04 A61F002/16
US10098592 | B2 | 2018-10-16 | Blood flow image diagnosing device and method | 2014-04-17 | A blood flow image diagnosing device of the present invention includes a laser light irradiation system for applying laser light to an observation region of a biotissue having blood cells; a light receiving section having a plurality of pixels and adapted to detect reflection light from the observation region of the biotissue; an image capturing section for successively capturing a plurality of images on the basis of a signal from the light receiving section; an image storage section for storing the plurality of images; a computation section for computing the speed of blood flow within the biotissue from time course changes of output signals of the pixels throughout the stored images; and a display section for displaying a two-dimensional distribution which is the result of the computation as a blood flow map. The computation section includes a pigment concentration correction section. | 1. A method of performing blood flow image analysis of a subject using a laser light irradiation system for applying laser light to an observation region of a biotissue having blood cells and a light receiving section having a plurality of pixels and adapted to detect reflection light from the observation region of the biotissue, the method comprising the steps of:successively capturing a plurality of images on the basis of a signal from the light receiving section, and storing the plurality of images as a plurality of stored images;computing the speed of blood flow within the biotissue from time course changes of output signals of the plurality of pixels throughout the plurality of stored images, and creating a blood flow map having a two-dimensional distribution using the speed of the blood flow;obtaining, in advance for a plurality of persons, a relation between laser reflectance and the blood flow value in the observation region of the plurality of persons, and storing the relation, the relation being used for creation of a correction coefficient used for correcting the blood flow map in accordance with the pigment concentration of the observation region;creating, at the time of new measurement, the correction coefficient on the basis of a newly obtained laser reflectance of the subject and the stored relation between the laser reflectance and the blood flow value, the laser reflectance being obtained from a relation between a laser reflection intensity of the reflection light detected from the observation region, and a signal representing an intensity of laser light radiated from the laser light irradiation system; andcorrecting the blood flow map in accordance with the created correction coefficient, and therefore displaying the blood flow map corrected on the basis of the correction coefficient by a standardized numerical value irrespective of the race of the subject. 2. A method for diagnosing in a subject a blood flow in an observation region of biotissue having blood cells, the method comprising the steps of: applying laser light to the observation region of the biotissue;detecting reflection light from the observation region of the biotissue;successively capturing a plurality of images from the detected reflection light;creating a blood flow map for the blood flow within the biotissue from the plurality of captured images, said creating of the blood flow map including providing the blood flow map with blood flow values for the blood flow within the biotissue;predetermining for a plurality of persons, a population relationship between laser reflectance and blood flow value in an observation region of the plurality of persons;determining for the subject, a laser reflectance from the observation region of the biotissue of the subject;creating a correction coefficient based on the laser reflectance from the subject and from the population relationship; andcorrecting the blood flow values in the blood flow map in accordance with the create... | SOFTCARE CO., LTD. | A61B005/00 G06T007/00 A61B003/00 G06T005/00 A61B003/12 A61B005/026
US10092191 | B2 | 2018-10-09 | Joint visualization of 3D reconstructed photograph and internal medical scan | 2015-01-16 | Interior scan and exterior photos are jointly visualized in medical imaging. One or more cameras are mounted to the internal medical scanner, allowing a photograph to be taken while or in temporal proximity to when the internal region of the patient is scanned. An image associating the exterior photographs with the interior region of the patient is presented to assist in diagnosis. Due to the spatial and temporal proximity, the image may be a visualization formed by combining the photograph and interior scan data. | 1. A system for joint visualization in medical imaging, the system comprising: a medical imaging system configured to scan an internal region of a patient, the medical imaging system having a patient area in which a patient is positioned during the scan;a camera connected to the medical imaging system, the camera connected so that the camera is oriented to capture the patient in the patient area in a photograph;a processor configured to independently reconstruct a first three-dimensional representation of the patient from scan data of the scan and a second three-dimensional surface of the patient from the photograph and configured to render an image as a function of the first three-dimensional representation and the second three-dimensional surface with ray line termination for the scan data at voxels defined by the three-dimensional surface; anda display configured to display the image. 2. The system of claim 1 wherein the medical imaging system comprises a magnetic resonance, computed tomography, or an emission tomography system. 3. The system of claim 1 wherein the camera comprises a digital still camera. 4. The system of claim 1 further comprising at least a different camera connected to the medical imaging system oriented to capture the patient in the patient area in another photograph from a different angle relative to the patient than the photograph; wherein the processor is configured to reconstruct the three-dimensional patient surface from lighting variation, gradients, or comparison of the photograph relative to the other photograph. 5. The system of claim 1 wherein the camera comprises a time-of-flight camera configured to determine depths from different locations on a patient surface of the patient to the time-of-flight camera. 6. The system of claim 1 wherein the processor is configured to trigger acquisition of the photograph in synchronization with the scan with a temporal separation of acquiring the photograph and the scan of less than one second. 7. The system of claim 1 wherein the processor is configured to subtract a photograph of the patient area without the patient from the photograph of the patient, a result being used for generating the image. 8. The system of claim 1 wherein the processor is configured to spatially register a first surface of the first three-dimensional representation with the second three-dimensional surface. 9. The system of claim 1 wherein the processor is configured to render the image from a combination of the photograph and the scan data. 10. The system of claim 1 wherein the processor is configured to generate the image from a rendering of the photograph and a rendering of the scan data, the renderings being generated separately. 11. The system of claim 1 wherein the image corresponds to a clipping plane through a volume representing the patient, a skin surface at the clipping plane represented by the photograph and the internal region at the clipping plane represented by the scan data. ... | Siemens Healthcare GmbH | A61B005/00 G06T011/00 A61B006/00 G06T015/04 G06T015/08 G06T015/20 A61B005/055 A61B006/03
US10092240 | B2 | 2018-10-09 | Endotracheal tube apparatus | 2018-02-20 | An apparatus for monitoring EMG signals of a patient's laryngeal muscles includes an endotracheal tube having an exterior surface and a first location configured to be positioned at the patient's vocal folds. A first electrode is formed on the exterior surface of the endotracheal tube substantially below the first location to receive EMG signals primarily from below the vocal folds. A second electrode is formed on the exterior surface of the endotracheal tube substantially above the first location to receive EMG signals primarily from above the vocal folds. The first and second electrodes are configured to receive the EMG signals from the laryngeal muscles when the endotracheal tube is placed in a trachea of the patient. | 1. A method of monitoring EMG signals of a patient's laryngeal muscles, comprising: providing an endotracheal tube having an exterior surface and at least four printed ink conductive electrodes on the exterior surface along a first side of the endotracheal tube, wherein the printed ink conductive electrodes are laterally offset and not substantially longitudinally offset, and wherein a second side opposite the first side is substantially free from conductive electrodes;positioning the endotracheal tube in a trachea of the patient with the printed ink conductive electrodes in contact with a posterior of the trachea;sensing the EMG signals from the laryngeal muscles with the printed ink conductive electrodes when the endotracheal tube is positioned in the trachea of the patient; andoutputting the EMG signals sensed by the printed ink conductive electrodes to a processing apparatus. 2. The method of claim 1, wherein a second side opposite the first side is completely free from conductive electrodes. 3. The method of claim 1, wherein the conductive electrodes comprise a printed silver conductive ink. 4. The method of claim 1, wherein the at least four conductive electrodes includes only four conductive electrodes. 5. The method of claim 1, wherein each of the electrodes is at least about 1.9 inches in length. 6. The method of claim 1, wherein an interconnection element substantially surrounds a circumference of the endotracheal tube and is positioned at an end of wires that are coupled to the electrodes, and wherein the method further comprises: carrying the EMG signals sensed by the electrodes to the processing apparatus with the wires. | Medtronic Xomed, Inc. | A61N001/18 A61B005/0482 A61B018/18 A61B005/00 A61M016/04 A61B005/06 A61B005/01 A61B001/04 A61B001/07 A61B001/267 A61B005/04 A61B005/07 A61B005/11 A61B005/0492 A61B005/0488 A61N001/05 A61B005/042 A61M016/08 A61B001/018 A61B001/015 A61B001/005 A61B001/00
US10065048 | B2 | 2018-09-04 | Systems and methods for neuro-EEG synchronization therapy | 2016-08-09 | Described are methods, devices, and systems for a novel, inexpensive, easy to use therapy for a number of disorders. Described are methods and devices to treat disorders that involves no medication. Methods and devices described herein use alternating magnetic fields to gently “tune” the brain and affect mood, focus, and cognition of subjects. | 1. A device for applying a varying magnetic field to a head of a human subject, the device being configured to receive at least a portion of the head of the human subject, and comprising: a) a helmet comprising a concave surface that receives the portion of the head of the human subject;b) a first and a second permanent magnet contained within the helmet; andc) a controller subunit coupled to the permanent magnets and operable to control rotation of the permanent magnets relative to the concave surface thereby generating the varying magnetic field, wherein the first and the second permanent magnets rotate synchronously about axes that are different and parallel to each other, wherein the axes are parallel to at least a portion of the concave surface. 2. The device of claim 1, wherein the controller subunit comprises: a) a motor;b) a power source configurable to power the motor; andc) a rotating element coupled to the motor and the permanent magnets. 3. The device of claim 1 further comprising logic that controls a frequency of rotation of the permanent magnets to be any frequency between about 2 Hz to about 100 Hz, in increments of about 0.1 Hz. 4. The device of claim 3, where the logic calculates or uploads information of the human subject, wherein said information comprises at least one of: (a) an intrinsic frequency within a specified EEG band; and (b) a Q-factor of the intrinsic frequency within the specified EEG band. 5. The device of claim 3, wherein the logic controls the frequency of rotation of the permanent magnets to be: 1) lower than an intrinsic frequency of the human subject within a specified EEG band if the intrinsic frequency within the specified EEG band is higher than a target frequency, or2) higher than an intrinsic frequency of the human subject within the specified EEG band if the intrinsic frequency within the specified EEG band is lower than the target frequency. 6. The device of claim 3, wherein the frequency of rotation of the permanent magnets is within a specified EEG band from about 0.5 Hz to about 50 Hz. 7. The device of claim 6, wherein the specified EEG band is an Alpha band, or a Beta band. 8. The device of claim 6, wherein the specified EEG band is a Theta band. 9. The device of claim 3, wherein the logic controls the frequency of rotation of the permanent magnets to be an intrinsic frequency of the human subject within a specified EEG band. 10. The device of claim 9, wherein the specified EEG band is an Alpha band, a Beta band, or a Theta band. 11. The device of claim 3, wherein the logic controls the frequency of rotation of the permanent magnets to be a plurality of frequencies within the specified EEG band. 12. The device of claim 11, wherein the specified EEG band is an Alpha band, a Beta band, or a Theta band. 13. The device of claim 1 further comprising a third permanent magnet coupled to the controller subunit which is operable to rotate the third permanent magnet about a third axis that is su... | NEOSYNC, INC. | A61N002/00 A61N002/12 A61N002/02 A61B005/00 A61B005/048
US10115286 | B2 | 2018-10-30 | Method for providing health service and refrigerator therefor | 2014-12-08 | A method of providing a health service through a refrigerator that includes determining biometric information of a user using the refrigerator, searching for a user profile including biometric information corresponding to the determined biometric information from a user profile database stored in the refrigerator, and providing the user with a health service based on a user profile stored in the user profile database corresponding to the user. | 1. A method of providing a health service through a refrigerator, the method comprising: obtaining first biometric information of a user using at least one sensor unit of the refrigerator;searching a storage unit of the refrigerator for a user profile including biometric information corresponding to the obtained first biometric information;determining whether the user is an object for measuring second biometric information based on the searched user profile;in response to the user being the object, obtaining at least one image of the user using at least one camera of the refrigerator;determining whether a posture of the user is appropriate for measuring the second biometric information, based on the at least one image;when determining that the posture is inappropriate, providing advice about a predetermined posture;when determining that the posture is appropriate, measuring the second biometric information of the user; andmodifying a value of the measured second biometric information based on at least one of the user profile and the at least one image. 2. The method of claim 1, wherein the obtained first biometric information is an electrocardiogram of the user. 3. The method of claim 2, wherein the electrocardiogram of the user is identification information from which a predetermined common component is removed. 4. The method of claim 1, further comprising: determining whether to update the user profile, based on a point in time of registration of information included in the user profile. 5. The method of claim 1, further comprising: measuring a body resistance of the user when it is determined to be appropriate to measure the body resistance; anddetermining body fat of the user based on the body resistance. 6. The method of claim 1, wherein the determining whether the user is the object comprises determining that the user is not the object for measuring second biometric information and measuring a body resistance of the user is inappropriate, in response to the user profile including information indicating that a pacemaker is used. 7. The method of claim 1, wherein the obtained first biometric information includes facial recognition information of the user, iris recognition information, or fingerprint recognition information. 8. The method of claim 1, further comprising: receiving device information of an electronic device adjacent to the refrigerator,wherein the received device information is used for searching for the user profile. 9. A non-transitory machine-readable storage medium that records a program for implementing a method of providing a health service through a refrigerator, the method comprising: obtaining first biometric information of a user using at least one sensor unit of the refrigerator;searching a storage unit of the refrigerator for a user profile including biometric information corresponding to the obtained first biometric information;determining whether the user is an object for measuring second biometric informat... | SAMSUNG ELECTRONICS CO., LTD. | G05B023/00 G05B019/00 F25B049/00 G06K009/00 G09G005/02 A61B005/05 A61B005/00 A61B005/02 A61B005/08 G08B021/18 G09B019/00 A61B005/1171 G16H040/63 A61B005/024 A61B005/0452 A61B005/117 F25D023/12 F25D029/00 G06F019/00
US10102658 | B2 | 2018-10-16 | Method and apparatus for providing biometric information | 2017-09-11 | An apparatus and a method for providing information are provided. The apparatus includes an interfacing unit configured to receive biometric information, which is measured by an external measuring device, corresponding to a health condition of a body part of a user, from the external measuring device; and a processor configured to determine a visual metaphor representation for characterizing a degree of the health condition based on mapping information between components of the visual metaphor representation and types of the received biometric information, and transform the received biometric information into the determined visual metaphor representation, where the interfacing unit is configured to transmit the transformed visual metaphor representation to an external displaying device. | 1. An apparatus for providing information, the apparatus comprising: a communication interface configured to receive biometric information, which is measured by an external measuring device, regarding a health condition of a body part of a user; anda processor configured to determine a visual metaphor representation for characterizing a degree of the health condition based on predetermined components of the visual metaphor representation and a type of the received biometric information, and generate the determined visual metaphor representation based on the received biometric information,wherein the communication interface is further configured to transmit the generated visual metaphor representation to an external displaying device. 2. The apparatus of claim 1, wherein the communication interface is further configured to receive at least one image of the user from the external displaying device connected through a network, and wherein the processor is further configured to recognize the body part in the at least one image. 3. The apparatus of claim 2, wherein the processor is further configured to generate the determined visual metaphor representation so that the determined visual metaphor representation corresponds to the recognized body part in the at least one image to identify the health condition. 4. The apparatus of claim 2, wherein the processor is further configured to generate an image in which the visual metaphor representation is overlapped on the recognized body part in the at least one image to identify the health condition. 5. The apparatus of claim 1, wherein the communication interface is further configured to receive, from an external server, a medical record including biometric information regarding the health condition of the body part of the user, and wherein the processor is further configured to determine the visual metaphor representation for characterizing the degree of the health condition based on a predetermined component of the visual metaphor representation and the type of the biometric information included in the received medical record, and generate the determined visual metaphor representation based on the biometric information included in the received medical record. 6. A method of providing information, performed by an information providing apparatus, the method comprising: receiving biometric information, which is measured by an external measuring device, regarding a health condition of a body part of a user;determining a visual metaphor representation for characterizing a degree of the health condition based on predetermined components of the visual metaphor representation and a type of the received biometric information;generating the determined visual metaphor representation based on the received biometric information; andtransmitting the generated visual metaphor representation to an external displaying device. 7. The method of claim 6, further comprising: receiving at least one image of the user from... | Samsung Electronics Co., Ltd | G06F019/00 G06T011/00 G06T011/60 A61B005/00 A61B005/021 G16H050/20 G16H015/00 G09G005/00
US10098684 | B2 | 2018-10-16 | Uncalibrated thermocouple system | 2016-04-06 | Apparatus, including a multiplexer, having a first output and multiple first inputs receiving analog input signals and an analog feedback signal and cycling through and selecting the signals for transfer in sequential signal groupings to the first output. The apparatus also includes an amplification circuit, having a second output and a second input connected to the multiplexer first output, that amplifies signals corresponding to the analog input signals with a selected gain so as to generate respective amplified analog signals at the second output. Circuitry selects a characteristic of the respective amplified analog signals from an initial signal grouping, feeds the characteristic back for input to the multiplexer as the analog feedback signal, selects a subsequent characteristic of the respective amplified analog signals from a subsequent signal grouping, and adjusts the amplification circuit gain so that the analog feedback signal and the subsequent characteristic have the same amplitude. | 1. Apparatus, comprising: a multiplexer, having a first output and multiple first inputs configured to receive a plurality of analog input signals and an analog feedback signal and configured to cycle through and select the signals in alternation for transfer in sequential signal groupings to the first output;an amplification circuit having a second output and a second input connected to the first output of the multiplexer and configured to amplify signals in the signal groupings corresponding to the plurality of analog input signals with a selected gain so as to generate respective amplified analog signals at the second output; anda processor, having a third input connected to the second output of the amplification circuit, and having a third output coupled to one of the first inputs of the multiplexer, and comprising control circuitry configured to select a predetermined characteristic of the respective amplified analog signals from an initial signal grouping, to feed the predetermined characteristic back via the third output for input to the multiplexer as the analog feedback signal, to select a subsequent predetermined characteristic of the respective amplified analog signals from a subsequent signal grouping, and to adjust the gain of the amplification circuit so that the analog feedback signal and the subsequent predetermined characteristic have the same amplitude. 2. The apparatus according to claim 1, wherein the amplification circuit has an overall gain of unity. 3. The apparatus according to claim 1, wherein the amplification circuit comprises an amplifier having a gain greater than unity and coupled to receive and amplify the sequential signal groupings. 4. The apparatus according to claim 3, wherein the amplification circuit comprises an analog-to-digital converter coupled to receive and digitize the amplified sequential signal groupings. 5. The apparatus according to claim 4, wherein the control circuitry is configured to select the predetermined characteristic of the respective amplified analog signals by analysis of the digitized amplified sequential signal groupings. 6. The apparatus according to claim 1, wherein the amplification circuit comprises an amplifier having a gain less than unity and coupled to receive the amplified signals in the signal groupings corresponding to the plurality of analog input signals. 7. The apparatus according to claim 1, further comprising a catheter having a plurality of thermocouples respectively generating the plurality of analog input signals. 8. The apparatus according to claim 1, wherein the predetermined characteristic comprises one of a maximum, a mean, and a minimum of the respective amplified analog signals. 9. A method, comprising: configuring a multiplexer, having a first output and multiple first inputs to receive a plurality of analog input signals and an analog feedback signal and to cycle through and select the signals in alternation for transfer in sequential signal groupings... | Biosense Webster (Israel) Ltd. | G01K007/00 H03M001/00 A61B018/00 A61B005/06 A61B018/14 G01K007/14 H03M001/12 H03M001/08 H03M001/18
US10080526 | B2 | 2018-09-25 | Three dimensional microfluidic multiplexed diagnostic system | 2012-07-13 | A biosensor includes a microfluidics layer, a transduction layer and a transceiver layer. The transduction layer further includes a functionalized layer that reacts with a biomarker, and a plurality of carbon nanotubes adjacent the functionalized layer. The conductivity of the carbon nanotubes changes in response to a biomarker reacting with at least a portion of the functionalized layer. The functionalized layer can include dendrimers, such as a tadpole dendrimer scaffolding that includes a plurality of sites for receiving receptors for biomarkers. | 1. A biosensor adapted for implantation comprising: a microfluidics layer including microfluidic filtration tunnels configured to filter a fluid sample using dielectrophoresis,a matrix of micro-mechanical-electronic systems (MEMS) configured to open and close input and output portals at predetermined times, andmicrofluidic capillaries positioned between the microfluidic filtration tunnels and the matrix of MEMS, wherein the microfluidic capillaries are configured to draw in the filtered fluid sample from the microfluidic filtration tunnels, wherein the filtered fluid sample is drawn in perpendicular to a direction of fluid flow through the microfluidic filtration tunnels;a transceiver layer; anda transduction layer positioned between the microfluidics layer and the transceiver layer and interfaced to the microfluidics layer via the output portals, wherein the transduction layer is configured to detect a biomarker of the filtered fluid sample, the transduction layer comprising: a functionalized layer that reacts with the biomarker of the filtered fluid sample;a plurality of carbon nanotubes adjacent the functionalized layer, the conductivity of the plurality of carbon nanotubes changing in response to a biomarker reacting with at least a portion of the functionalized layer. 2. The biosensor adapted for implantation of claim 1 wherein the functionalized layer includes dendrimers. 3. The biosensor adapted for implantation of claim 1 wherein the functionalized layer includes a tadpole dendrimer scaffolding for receiving receptors of biomarkers. 4. The biosensor adapted for implantation of claim 1 wherein the functionalized layer includes a plurality of one time use test locations. 5. The biosensor adapted for implantation of claim 1 further including a conductivity monitor which monitors conductivity of the functionalized layer and the plurality of carbon nanotubes for changes in conductivity. 6. The biosensor adapted for implantation of claim 5 wherein the conductivity monitor is communicatively coupled to the transceiver layer. 7. The biosensor adapted for implantation of claim 1 wherein the microfluidics layer includes a plurality of capillary tubes through which fluid samples flow. 8. The biosensor adapted for implantation of claim 1 wherein the microfluidics layer includes: a plurality of capillary tubes through which fluid samples flow;a plurality of input portals in fluid communication with the plurality of capillary tubes through which fluid samples flow; anda plurality of output portals in fluid communication with a plurality of capillary tubes, the output portals placing fluid samples on portions of the functionalized layer of the transduction layer. 9. The biosensor adapted for implantation of claim 8 wherein the opening and closing of the input portals is controllable by a processor in the transceiver layer. 10. The biosensor adapted for implantation of claim 1 wherein the transceiver layer includes a processor for controlling po... | LEIDOS INNOVATIONS TECHNOLOGY, INC. | A61B005/05 A61B005/00 A61B005/053 A61B005/1473 B01L003/00 B82Y015/00 B82Y010/00 H01L051/00
US10070803 | B2 | 2018-09-11 | Spirometer apparatus and methods useful in conjunction therewith | 2010-08-12 | Spirometer apparatus comprising main inhale-exhale tube having first end, main interior, and second open end, a plurality of smaller tubes intersecting said main-inhale exhale tube at first and second respective locations and having a plurality of smaller interiors respectively, the first location being closer to the first end than is the second location, wherein each of the smaller interiors are in fluid communication with the main interior solely via at least one aperture formed in each of the intersecting tubes at locations facing said second end, the intersecting tubes having first and second external cross-sections, the main tube having first and second internal cross-sections, wherein said first external cross-section is smaller than said first internal cross-section, said second external cross-section is smaller than said second internal cross-section, and wherein said second external cross-section is smaller than said first external cross-section, and a differential pressure sensor sensing the pressure drop. | 1. A spirometer apparatus comprising: a Venturi tube having a wall and an interior, provided at a first end with a mouthpiece suitable to allow a user to exhale and inhale therethrough, and a second end suitable to allow-the inlet and outlet of air;a constricted section of the Venturi tube located at a first distance from the mouthpiece end of the Venturi tube and having a first internal cross section, and at a second distance from the second end of the Venturi tube, wherein the first distance is greater than the second distance;two elongated vessels located internally completely within the interior of the Venturi tube and positioned vertically when the Venturi tube is essentially horizontal in a use orientation, each of said two vessels having a plurality of evenly spaced openings that are all positioned within the interior of the Venturi tube and intersecting the wall of the Venturi tube at two diametrically opposite regions to accommodate positioning of said plurality of openings within the interior of the Venturi tube and adapted for the air from an inlet to transit the two elongated vessels in series, a first vessel of said two elongated vessels having a first external cross-section that is smaller than the first internal cross-section, the second of said two elongated vessels having a second external cross-section, the second external cross-section being smaller than the first external cross-section, thereby to cause a pressure drop between the first and second distances during Inhale and during exhale;a pressure sensing apparatus connected to said two elongated vessels, suitable to measure the pressure drop;wherein a first of said two elongated vessels intersects the wall of the Venturi tube at the constricted section thereof; andwherein a second of said two elongated vessels intersects the wall of the Venturi tube at a location closer to the mouthpiece end than the first elongated vessel; andwherein the two elongated vessels located internally within the main interior and intersect the internal surface of the Venturi tube so as to divide the cross-section of the Venturi tube in two. 2. The apparatus according to claim 1, wherein the first internal vessel openings are located opposite the direction of air exhaled from the mouthpiece. 3. The apparatus according to claim 1, wherein each of said elongated vessels is a tube. 4. The apparatus according to claim 3, wherein at least one of the tubes is circular in cross-section. 5. The apparatus according to claim 1, wherein the axes of said internal vessels are parallel. 6. The apparatus according to claim 1, wherein the axes of the elongated vessels are perpendicular to the axis of the Venturi tube. 7. The apparatus according to claim 1, wherein said plurality of openings includes 3 or 4 openings. 8. The apparatus according to claim 1 wherein said plurality of openings on the elongated vessels are uniformly spaced so as to cause each opening on one elongate vessel to be horizontally alig... | LUNGTEK LTD. | A61B005/08 A61B005/087
US10070820 | B2 | 2018-09-11 | Transdermal microneedle continuous monitoring system | 2014-04-29 | Transdermal microneedles continuous monitoring system is provided. The continuous system monitoring includes a substrate, a microneedle unit, a signal processing unit and a power supply unit. The microneedle unit at least comprises a first microneedle set used as a working electrode and a second microneedle set used as a reference electrode, the first and second microneedle sets arranging on the substrate. Each microneedle set comprises at least a microneedle. The first microneedle set comprises at least a sheet having a through hole on which a barbule forms at the edge. One of the sheets provides the through hole from which the barbules at the edge of the other sheets go through, and the barbules are disposed separately. | 1. A transdermal microneedles continuous monitoring system, comprising: a substrate;a microneedle unit comprising at least a first microneedle set used as a working electrode and a second microneedle set used as a reference electrode, each of the microneedle sets comprising at least a microneedle, the first microneedle set comprising at least two sheets, each of the sheets having a through hole defined thereon and a barbule arranged at the peripheral of the through hole, the through hole on one sheet allowing the corresponding barbules of an other sheet to pass and the barbules being disposed separately;a signal processing unit arranged on the substrate and electrically connecting to the first microneedle set and the second microneedle set; anda power supply unit providing working power to the transdermal microneedles continuous monitoring system,wherein the at least two sheets comprise a first sheet and a second sheet stacked with the first sheet, the first sheet having at least one first through hole defined thereon, and a first barbule at the peripheral of the first through hole, the second sheet having at least one second through hole defined thereon and a second barbule at the peripheral of the second through hole, wherein the second barbule penetrates the first through hole to juxtapose the first barbule at a corresponding location. 2. The transdermal microneedles continuous monitoring system in claim 1, wherein each of the barbule of the first microneedle set comprises a tip and a base, wherein tips of the barbules are not at the same altitudes after the sheets are stacked and the through hole of one sheet are penetrated by the barbules of other sheets. 3. The transdermal microneedles continuous monitoring system in claim 1, wherein each of the barbule of the first microneedle set comprises a tip and a base, wherein the tips of the barbules are at the same altitudes after the sheets are stacked and the through hole of one sheet are penetrated by the barbules of other sheets. 4. The transdermal microneedles continuous monitoring system in claim 1, wherein the microneedles of first microneedle set and the second microneedle set are formed by punching or etching. 5. The transdermal microneedles continuous monitoring system in claim 1, wherein each the barbules has sensing polymer coated on inner surface thereof. 6. The transdermal microneedles continuous monitoring system in claim 1, wherein each the barbules has anti-irritation medicine coated on outer surface thereof. 7. The transdermal microneedles continuous monitoring system in claim 1, further comprising a test strip arranged between the first microneedle set and the substrate, the test strip comprises a conductive layer and a plurality of test areas on the conductive layer, the test areas are coated with sensing polymer and aligned with the through holes of the first microneedle set. 8. The transdermal microneedles continuous monitoring system in claim 5, further comprising a pr... | Micro Nipple Technology Co., Ltd. | A61B005/00 A61B005/15 A61B005/05 A61B005/145
US10099086 | B2 | 2018-10-16 | Balance board fitness training device | 2015-12-18 | A balance board fitness training device is provided. The fitness training device may include a deck having a top surface, a bottom surface, and opposing first and second side edges and opposing front and rear longitudinal edges together forming a perimeter of the deck; at least one wheel bracket structure positioned below the deck, the at least one wheel bracket structure rotatably supporting at least two wheels and configured so as to be movable relative to the deck about a pivot line at least partially extending between the opposing first and second side edges of the deck; and at least one resilient damping member connected to the at least one wheel bracket structure and the deck. | 1. A fitness training device, comprising: a deck comprising a top surface, a bottom surface, and opposing first and second side edges and opposing front and rear longitudinal edges together forming a perimeter of the deck;a wheel bracket structure positioned below the deck, the wheel bracket structure rotatably supporting first and second rollers and pivotally coupled to the deck about a pivot line extending between the opposing first and second side edges of the deck; anda resilient member connected to the wheel bracket structure and the deck;wherein:each of the first and second rollers has a maximum diameter that is less than its overall length;the bottom surface includes a recess portion sized for receipt of a peripheral portion of the first and second rollers; andrelative movement between the deck and the wheel bracket structure causes contact between the recess portion and a peripheral portion of the first and second rollers to create a braking action. 2. The fitness training device of claim 1, wherein the first and second rollers are positioned to rotate about an axis parallel to the pivot line. 3. The fitness training device of claim 1, wherein each of the first and second rollers includes a varying diameter that increases along the length of the roller from opposing ends of the roller towards a mid-point of the roller. 4. The fitness training device of claim 1, wherein each of the first and second rollers includes a convex outer surface that allows the deck to rock along a length dimension of the deck extending between the first and second side edges to provide lateral instability. 5. The fitness training device of claim 4, wherein: the first and second rollers each include a central longitudinal axis oriented parallel to the pivot line; andthe first and second rollers are offset from the pivot line in opposite directions along a width dimension of the deck extending between the front and rear longitudinal edges. 6. The fitness training device of claim 1, wherein each of the first and second rollers is positioned so that at least 50% of the maximum diameter is within the perimeter of the deck. 7. The fitness training device of claim 1, wherein the resilient member is received at least partially within a cavity defined in an upper surface of the wheel bracket structure and is configured to contact the bottom surface of the deck. 8. The fitness training device of claim 1, wherein: the deck includes a channel extending at least partially along the bottom surface between the opposing first and second longitudinal side ends;the wheel bracket structure includes a securement structure; andfurther comprising a joint formed by the securement structure positioned within the channel and defining the pivot line, the joint accommodating relative movement between the deck and the wheel bracket structure. 9. The fitness training device of claim 8, wherein the relative movement between the deck and the wheel bracket structure is resisted or dampe... | Nautilus, Inc. | A63B026/00 A63B071/06 A63B021/00 A63B021/068 A63B022/18 A63B022/20 A63B023/02 A63B023/035 G06F019/00 G06Q050/00 G09B019/00 A61B005/11 A63F013/245 A63B065/06 A63B069/00 A63B069/18 A63B071/00 A63B022/16 A63B023/04 A63B023/12 A63B021/015 A63B021/02 A63B021/072
US10098694 | B2 | 2018-10-16 | Tissue ablation and monitoring thereof | 2015-06-24 | An ablation catheter includes an elongate shaft and an inflatable ablation member. The inflatable ablation member includes a flexible circuit with a conductor in electrical communication with an ablation electrode. The flexible circuit is disposed outside of and carried by an outer surface of an inflatable balloon. The inflatable ablation member includes an ultrasound monitoring member configured for use in monitoring at least one aspect of tissue ablation with the ablation electrode. | 1. An ablation catheter, comprising: an elongate shaft; andan inflatable ablation member, carried by a distal region of the elongate shaft, including a flexible circuit, including a conductor in electrical communication with an ablation electrode, disposed outside of and carried by an outer surface of an inflatable balloon, andan ultrasound receiver disposed within a periphery of the ablation electrode, carried by the outer surface of the inflatable balloon, and configured to sense at least one aspect of tissue ablation with the ablation electrode. 2. The ablation catheter of claim 1, wherein the ultrasound receiver is disposed under the ablation electrode. 3. The ablation catheter of claim 1, wherein the ablation electrode is an elastomeric electrode in electrical communication with, and configured for use in the operation of, the ultrasound receiver. 4. The ablation catheter of claim 1, wherein the flexible circuit comprises a substrate, and wherein the substrate comprises an ultrasound emitter. 5. The ablation catheter of claim 4, wherein the substrate comprises a piezoelectric material. 6. The ablation catheter of claim 1, further comprising a plurality of ultrasound emitters in a phased array configuration. 7. The ablation catheter of claim 1, further comprising an ultrasound emitter disposed within the periphery of the ablation electrode. 8. The ablation catheter of claim 7, wherein the ultrasound emitter is carried by the outer surface of the inflatable balloon. 9. The ablation catheter of claim 8, wherein the ultrasound emitter is disposed under the ablation electrode. | Apama Medical, Inc. | A61B018/14 A61B008/12 A61B008/00 A61B001/00 A61B001/05 A61B001/06 A61B001/313 A61M025/10 A61B018/00 A61B005/00 A61N001/05 A61B005/01 A61B005/053 A61B018/12 A61B018/18 A61M025/01 A61M025/04 A61B017/00 A61B017/22 A61M025/06 A61B090/00 A61B090/30
US10080637 | B2 | 2018-09-25 | Tooth display measurement device | 2017-04-18 | A tooth display measurement device includes a measurement portion, an inner surface and an outer surface. A tooth rest platform projects outwardly from the inner surface. The tooth rest platform is spaced between the upper end and the lower end, and ruler markings are printed or otherwise affixed on the outer surface. A a handle projects from the lower end of the measurement portion. The device assists in an accurate reading of tooth display as the measurement portion is inserted between the lip and the teeth of the user with the tooth rest platform abutting the biting edge of the tooth to be measured. | 1. A tooth display measurement device, comprising: a measurement portion including a thin strip of material having an outer surface, an inner surface opposite said outer surface, an upper end and a lower end opposite said upper end;a tooth rest platform projecting outwardly from said inner surface, said tooth rest platform spaced between said upper end and said lower end;ruler markings on said outer surface; anda handle projecting from said lower end of said measurement portion, wherein said measurement portion is laterally offset from said handle by a support portion. 2. The device of claim 1 including a ruler support between said lower end and said handle, said ruler support extending at an angle from said outer surface of said lower end, said handle extending at an angle from said ruler support. 3. The device of claim 2 wherein at least a portion of said measurement portion is curved in a direction away from said handle. 4. The device of claim 3 wherein said tooth rest platform is positioned closer to said lower end than said upper end. 5. The device of claim 4 wherein said tooth rest platform extends perpendicular to said inner surface of said measurement portion. 6. The device of claim 5 wherein said measurement portion defines a length between said upper end and said lower end, and wherein said length is between about 15 mm and about 30 mm. 7. The device of claim 6 wherein said length is about 25 mm. 8. The device of claim 7 wherein said measurement portion defines an upper measurement length between said tooth rest platform and said upper end of said measurement portion, and wherein said upper measurement length is between about 10 mm and about 20 mm. 9. The device of claim 8 wherein said upper measurement length is about 15 mm. 10. The device of claim 6 wherein said upper measurement length is about 60% of the length of the measurement portion. 11. The device of claim 10 wherein said measurement portion has a first thickness and said handle has a second thickness greater than said first thickness. 12. A tooth display measurement device, comprising: a handle having a first end and a second end opposite said first end;a support portion extending at an angle from said handle; anda measurement portion extending at an angle from said support portion in a direction away from said handle with the measurement portion laterally offset from the handle, said measurement portion including: a lower end connected to said support portion;an upper end opposite said lower end and defining a length of said measurement portion between said upper and lower ends;an outer surface having ruler markings printed thereon along said length of said measurement portion; andan inner surface opposite said outer surface, said inner surface including a tooth rest platform projecting outwardly therefrom, said tooth rest platform positioned between said upper and lower ends of said measurement portion. 13. The device of claim 12 wherein at least a portion of sa... | - | A61C019/04 A61B005/107 A61B005/00
US10092178 | B2 | 2018-10-09 | Systems and methods for efficiently obtaining measurements of the human eye using tracking | 2015-04-16 | Systems and methods for efficiently obtaining optical coherence tomography (OCT) measurement data with reduced effects of motion are presented. One embodiment involves determining the amount of motion present during the collection of an OCT data set based on images of the eye collected at the same time as the OCT data, and recollecting select portions of the OCT data set when the amount of eye motion is determined to exceed a predetermined threshold. Another embodiment includes enabling or disabling a tracking feature based on the quality of the images available for tracking. Another embodiment includes reducing the effect of motion in the axial direction based on a comparison to a model of the eye constructed from OCT data. The method can also be used to reduce the presence of mirror image artifacts in an OCT image. | 1. A method for acquiring optical coherence tomography (OCT) data of an eye of a subject in the presence of motion, said method comprising: a) collecting a plurality of OCT B-scans at locations across the eye of the subject using an OCT system;b) concurrently collecting images of the retina of the subject using a fundus imaging system different from the OCT system such that each OCT B-scan has a corresponding image frame;c) comparing each image frame to a reference image frame to determine the amount of eye movement that occurred during the collection of a particular B-scan;d) collecting a replacement B-scan when the determined amount of eye movement associated with the acquisition of the particular B-scan exceeds a predetermined threshold, wherein during step (c), continuing to perform step (a) until a determination is made to collect a replacement B-scan;e) generating an image from the OCT data; andf) storing or displaying the image. 2. A method as recited in claim 1, where the OCT data is collected across the retina of the eye of the subject. 3. A method as recited in claim 1, further comprising assessing the quality of each image frame prior to the comparing step wherein the quality of the image frame is based on at least one of the brightness, uniformity of illumination, level of focus, and contrast of the image frame. 4. A method as recited in claim 3, further comprising using an image frame as the reference frame for future comparisons if the quality of the image frame exceeds the quality of the reference frame. 5. A method as recited in claim 3, wherein the quality of the image frame is assessed by analyzing one or both of: the intensity of the image or the focus of the image. 6. A method as recited in claim 3, further comprising disabling the comparing and collecting steps if the quality of the image frames fall below a predetermined image quality threshold. 7. A method as recited in claim 1, further comprising assessing the quality of the image frames to determine the reference frame and enable the comparing and collecting replacement data steps. 8. A method as recited in claim 1, further comprising using an image frame as the reference frame for subsequent B-scans if a significant eye movement is detected. 9. A method as recited in claim 2, wherein the images of the retina are collected using a line-scan imager. 10. A method as recited in claim 2, wherein the images of the retina are collected using a confocal scanning laser ophthalmoscope. 11. A method as recited in claim 1, wherein the predetermined threshold is defined by the user. 12. A method as recited in claim 1, wherein the predetermined threshold is different at different locations on the eye. 13. A method as recited in claim 1, wherein the predetermined threshold is varied depending on the OCT B-scan acquisition time. 14. A method as recited in claim 1, further comprising completing the remainder of the B-scans without collecting new replacement data if the total... | CARL ZEISS MEDITEC, INC. | A61B003/14 A61B003/10 A61B003/12 A61B003/113 A61B003/00 A61B005/00 G06T007/246
US10105470 | B2 | 2018-10-23 | Mobile instrument assembly for use as part of a medical/surgical waste collection system, the assembly including a vacuum source to which a mobile waste collection cart can be releasably attached | 2015-04-21 | A waste collection system for collecting waste during medical/surgical procedures including a mobile container cart with a waste container. A container cart is selectively coupled to a suction cart that includes a vacuum pump. The connection of the carts results in the connection of the vacuum pump to the waste container. The vacuum pump draws a vacuum that results in waste being drawn through a suction line into the waste container. The container cart holds instruments that can be removably attached to the container cart. This facilitates the configuration of the container cart for the specific procedure for which it is necessary to draw a suction. | 1. An assembly for use during a medical or surgical procedure, the assembly comprising: a mobile chassis, said chassis shaped to define a void space dimensioned to removably receive a mobile waste collection cart that has at least one container for storing waste withdrawn from a patient wherein, said mobile chassis does not include a fluid coupling for receiving fluid from the at least one container of the waste collection cart;a rack integral with said chassis, said rack shaped to define at least one compartment, wherein said rack is configured to receive in the at least one compartment an instrument capable of performing at least one of: controlling the operation of a medical or surgical instrument; monitoring a biological state of a patient; or controlling the flow of fluid applied to or withdrawn from a patient;a vacuum pump mounted to said chassis;a cart retention feature attached to said chassis for removably securing a mobile waste collection cart in the chassis void space so that said chassis, including said rack, and said waste collection cart can move as a single unit and be disconnected from each other so that said chassis, including said rack, and the mobile waste collection cart are able to move independently of each other; anda chassis vacuum coupling is mounted to said chassis and connected to the vacuum pump, said chassis vacuum coupling positioned so that when the waste collection cart is secured in the chassis void space, a connection is established between said chassis vacuum coupling and a complementary cart vacuum coupling to establish a path over which a vacuum can be drawn by the vacuum pump on the at least one container. 2. The assembly of claim 1, wherein said cart retention feature includes a magnet mounted to the chassis. 3. The assembly of claim 2, wherein said magnet is an electromagnet. 4. The assembly of claim 1, wherein said cart retention feature includes a component that mechanically engages the mobile waste collection cart. 5. The assembly of claim 1, wherein: at least one receiver is attached to said chassis, said at least one receiver configured to receive a suction line that is directed towards a surgical site; anda waste coupler separate from said chassis vacuum coupling is attached to the chassis and is configured to be coupled at a first end to a complementary second waste coupler on the mobile waste collection cart that is connected to the at least one container of the cart and at a second end to said at least one receiver for establishing a suction path from the suction line through the at least one receiver to the container of the mobile waste collection cart. 6. The assembly of claim 1, wherein a vacuum regulator is attached to said chassis for regulating the level of suction drawn on the at least one container of the mobile waste collection cart. 7. The assembly of claim 6, wherein: a controller is mounted to said chassis and is capable of receiving data from a memory integral with the instrumen... | Stryker Corporation | A61M001/00 A61B005/00 A61B017/00 A61M039/10 A61B050/10 A61B050/13
US10092277 | B2 | 2018-10-09 | Aspiration biopsy apparatus and method | 2016-05-09 | An aspiration apparatus includes a barrel having a needle receiving end and a piston receiving end. The barrel has an inner diameter and an outer diameter. The piston receiving end of the barrel has substantially the same inner diameter as the inner diameter of the barrel. The barrel has an opening therein through a sidewall of the barrel. The opening is between the needle receiving end and the piston receiving end. The opening is distant from the needle receiving end. The aspiration apparatus also includes a needle sealingly attached to the needle receiving end of the barrel, and a piston having an end which substantially seals to the inner diameter of the barrel. The piston is capable of a number of positions including a first position near the needle receiving end, a third position past the opening in the barrel. | 1. An aspiration apparatus comprising: a syringe further comprising: a barrel having an outside diameter and an inner diameter; anda piston moveable through the inner diameter of the barrel of the syringe;an inner sleeve adapted to be attached to the piston of the syringe;an outer sleeve adapted to be attached to the barrel of the syringe:a spring having a spring diameter greater than the outside diameter of the barrel of the syringe further comprising: a first spring end in contact with the inner sleeve; anda second spring end in contact with an inner surface of the outer sleeve,the outer sleeve including a first lever to enable moving of the inner sleeve with respect to the outer sleeve by releasing the spring from a compressed state, wherein the inner sleeve further comprises a piston capture near one end, the piston capture adapted to engage an enlarged end of the piston of the syringe, and having an a opening at the other end, the opening sized to slidably engage the barrel of the syringe. 2. The aspiration apparatus of claim 1 wherein the outer sleeve further comprises a set of barrel captures adapted to engage the outer surface of the barrel of the syringe, and having a set of slits therein to capture a set of finger rests associated with the barrel of the syringe. 3. The aspiration apparatus of claim 1 wherein the first spring end is positioned at a shoulder of the inner sleeve and the second spring end is positioned at a shoulder of the outer sleeve, the spring compressed between the inner sleeve and the outer sleeve. 4. The aspiration apparatus of claim 1 wherein the outer sleeve includes a second lever, the first lever and the second lever including latching hooks. 5. The aspiration apparatus of claim 1 wherein the outer sleeve includes a second lever, the first lever including a latching hook and the second lever including a latching hook, the latching hook of the first lever engaging a primary latching surface of the inner sleeve and the latching hook of the second lever engaging a secondary latching surface of the inner sleeve. 6. The aspiration apparatus of claim 5 wherein, when engaged with the secondary latching surface, the second lever holds the inner sleeve with respect to the outer sleeve in a position where the piston is partially removed from the barrel of the syringe. 7. The aspiration apparatus of claim 5 wherein, when the first lever and the second lever are disengaged from their respective primary and secondary latching surfaces, the inner sleeve is positioned with the outer sleeve to hold the piston past a port in the barrel of the syringe. 8. The aspiration apparatus of claim 5 wherein the first spring end is positioned at a shoulder of the inner sleeve and the second spring end is positioned at a shoulder of the outer sleeve, the spring being compressed between the inner sleeve and the outer sleeve when the first lever engages the primary latching surface of the inner sleeve and the second lever engages the se... | GREER MEDICAL, INC. | A61B005/00 A61B010/02
US10105106 | B2 | 2018-10-23 | Exercise information display system, exercise information display method and computer-readable recording medium | 2015-11-16 | Provided is an exercise information display system including a sensor unit attached to an ankle of one leg of a human body to output data on a motion state of the leg and a control unit processing the data. The control unit acquires a parameter based on data output from the sensor unit in a case where the human body performs a calibration motion for acquiring the parameter expressing at least one of an attachment orientation and an attachment position in the one leg of the sensor unit and a posture of the one leg in standing on the one leg, generates a reproduction image where a motion state of the leg during the exercise is reproduced in pseudo manner based on data output from the sensor unit in a case where the human body performs exercise of moving the leg and the parameter, and displays an image including at least the reproduction image as exercise information on the display unit. | 1. An exercise information display system comprising: a sensor unit which is attached to an ankle of one leg of a human body and outputs data on a motion state of the one leg;a display unit; anda control unit which processes the data,wherein the control unit performs: acquiring the data as calibration data when the human body performs a calibration motion for acquiring a parameter expressing at least one of an attachment orientation of the sensor unit, an attachment position of the sensor unit on the one leg, and a posture of the one leg when standing on the one leg,acquiring the parameter based on the calibration data,acquiring the data as exercise data when the human body performs an exercise of moving at least the one leg,generating a first animation where the motion state of the one leg during the exercise is reproduced in a pseudo manner based on the exercise data and the parameter,estimating a motion state of the other leg during the exercise based on the first animation, and generating a second animation where the motion state of the other leg which is estimated is reproduced in a pseudo manner,generating a reproduction animation where a motion state of the two legs during the exercise is reproduced in a pseudo manner by combining the first animation and the second animation, anddisplaying at least the reproduction animation as exercise information on the display unit. 2. The exercise information display system according to claim 1, wherein: the calibration motion includes a first motion where the two legs are bent/stretched in a state where two knees of the two legs are kept together, andthe control unit acquires a correction matrix for correcting a difference of the attachment orientation of the sensor unit from a correct attachment orientation as the parameter based on first data output from the sensor unit when the human body performs the first motion as the calibration motion. 3. The exercise information display system according to claim 2, wherein the control unit acquires corrected first data of one cycle of the motion of the human body by converting the first data output from the sensor unit during the exercise by using the correction matrix and generates the reproduction animation based on the corrected first data. 4. The exercise information display system according to claim 1, wherein: the calibration motion includes a second motion where the one leg is in an erect posture by allowing a sole of a foot of the one leg to be in contact with a ground and the other leg is separated from the ground, andthe control unit acquires a posture matrix expressing the reference posture as the parameter based on second data output from the sensor unit when the human body performs the second motion as the calibration motion. 5. The exercise information display system according to claim 4, wherein the control unit estimates a posture of the sensor unit during the exercise in an absolute coordinate by using the posture matrix and generates the... | CASIO COMPUTER CO., LTD. | A61B005/00 G06F019/00 G06Q010/06 A61B005/11