## Sheet1
公告(開)號 | KindCode | 公告(開)日 | 名稱 | 申請日 | 摘要 | 申請範圍 | 專利權人 | IPC
US10278606 | B2 | 2019-05-07 | Ambulatory electrocardiography monitor optimized for capturing low amplitude cardiac action potential propagation | 2018-10-29 | Physiological monitoring can be provided through a lightweight wearable monitor that includes two components, a flexible extended wear electrode patch and a reusable monitor recorder that removably snaps into a receptacle on the electrode patch. The wearable monitor sits centrally on the patient's chest along the sternum oriented top-to-bottom. The placement of the wearable monitor in a location at the sternal midline, with its unique narrow “hourglass”-like shape, significantly improves the ability of the wearable monitor to cutaneously sense cardiac electrical potential signals, particularly the P-wave and the QRS interval signals indicating ventricular activity in the ECG waveforms. In particular, the ECG electrodes on the electrode patch are tailored to be positioned axially along the midline of the sternum for capturing action potential propagation in an orientation that corresponds to the aVF lead used in a conventional 12-lead ECG that is used to sense positive or upright P-waves. | 1. An ambulatory electrocardiography monitor optimized for capturing low amplitude cardiac action potential propagation, comprising: a disposable extended wear electrode patch, comprising: a flexible backing comprising two adhesive contact surfaces;a pair of electrocardiographic electrodes, each comprised on one of the adhesive contact surfaces, each electrocardiographic electrode conductively exposed for dermal adhesion;a receptacle affixed to a non-contacting surface of the flexible backing and comprising an electro-mechanical docking interface, the docking interface comprising a first set of electrical contact mating pads and a second set of electrical contact mating pads;a battery within a compartment on a bottom surface of the receptacle and electrically interfaced to the first set of the electrical contact mating pads of the docking interface; anda circuit comprising a pair of flexible circuit traces affixed at each end of the flexible backing with each circuit trace connecting one of the electrocardiographic electrodes to one of the electrical contact mating pads of the second set of the electrical contact mating pads of the docking interface; andan ambulatory electrocardiography monitor recorder comprising: a wearable housing adapted to securely fit into the receptacle;an external connector comprising a set of electrical contacts protruding from a surface of the wearable housing that fits within the receptacle, the set of electrical contacts electrically and mechanically contacting the first set of the electrical contact mating pads of the docking interface and the second set of the electrical contact mating pads of the docking interface, wherein the electrical contacts are arranged in alignment with the first set of electrical contact mating pads and the second set of electrical contact mating pads when the wearable housing is securely fitted within the receptacle; andelectronic circuitry provided within the wearable housing and removably connected via the external connector to the electrocardiographic electrodes via the second set of the electrical contact mating pads of the docking interface and to the battery via the first set of the electrical contact mating pads of the docking interface, the electronic circuitry further comprising: a low power micro-controller operable to execute over an extended period under modular micro program control as specified in firmware and to draw power from the battery via the external connector;an electrocardiographic front end circuit under the control of the micro-controller adapted to sense cardiac electrical potential differentials through the electrocardiographic electrodes, which are provided to the micro-controller as electrocardiographic signals representative of amplitudes of the action potential propagation; anda non-volatile memory electrically interfaced with the micro-controller and operable to continuously store samples of the electrocardiographic signals throughout the extended period. 2... | Bardy Diagnostics, Inc. | A61B005/0408 A61B005/0432 A61B005/0452 A61B005/00 A61B005/0205
US10278604 | B2 | 2019-05-07 | Fetal state estimation apparatus, fetal state estimating method, and non-transitory computer-readable medium | 2016-09-23 | A fetal state estimation apparatus estimates a state of a fetus in a maternal body based on a potential signal indicating a change in potential on a surface of the maternal body. The fetal state estimation apparatus is configured to include a rotation angle estimation unit which estimates a rotation angle of the fetus with respect to the maternal body at every beating of a heart of the fetus based on the potential signal and a fetal movement estimation unit which estimates a fetal movement which is a movement of the fetus based on the potential signal and the estimated rotation angle. | 1. A fetal state estimation apparatus comprising a processor, the processor configured to:estimate a rotation angle of a fetus in a maternal body with respect to the maternal body at every beating of a heart of the fetus based on a potential signal indicating a change in potential on a surface of the maternal body; andestimate a fetal movement which is a movement of the fetus based on the potential signal and the estimated rotation angle, whereinthe estimating of the rotation angle comprises estimating an electrocardiogram base signal caused by the beating of the heart of the fetus; andthe estimating of the fetal movement comprises estimating existence of a translational movement with respect to an abdominal wall of the maternal body among the fetal movements based on a predetermined beating time period, a magnitude of a peak of a predetermined reference wave in the estimated electrocardiogram base signal, and the estimated rotation angle, the predetermined beating time period being estimated based on the estimated electrocardiogram base signal. 2. The fetal state estimation apparatus according to claim 1, wherein the estimating of the fetal movement comprises estimating that the translational movement with respect to the abdominal wall of the maternal body among the fetal movements is performed in a time period when a first variation parameter indicating a variation of the estimated rotation angle is smaller than a predetermined first variation threshold value and a second variation parameter indicating a variation of the magnitude of the peak is larger than a predetermined second variation threshold value. 3. The fetal state estimation apparatus according to claim 1, wherein the estimating of the rotation angle comprises: estimating an electrocardiogram base signal caused by the beating of the heart of the fetus;calculating a predetermined parameter based on maximum and minimum values of the estimated electrocardiogram base signal in a predetermined target time period at every beating of the heart of the fetus; andestimating the rotation angle based on the calculated parameter at every beating of the heart of the fetus. 4. The fetal state estimation apparatus according to claim 3, wherein the parameter is a value obtained by dividing the maximum value by a value obtained by subtracting the minimum value from the maximum value. 5. The fetal state estimation apparatus according to claim 3, wherein the estimating of the fetal movement comprises: estimating a maximum value time point which is a time point when the electrocardiogram signal of the fetus with respect to a predetermined reference rotation angle has a maximum value based on a time point when the estimated electrocardiogram base signal has a maximum value in the target time period and the estimated rotation angle at every beating of the heart of the fetus; andestimating the fetal movement based on the estimated maximum value time point, the estimated rotation angle, and the estimated... | TOHOKU UNIVERSITY | A61B005/04 A61B005/0444 A61B005/0456 A61B005/11 A61B005/0402 A61B005/00 A61B005/0245
US10293177 | B2 | 2019-05-21 | Methods and systems for neural stimulation via auditory stimulation | 2017-11-17 | Systems and methods of the present disclosure are directed to systems and methods for treating cognitive dysfunction in a subject in need thereof. The system can include a neural stimulation system that receives an indication of an ambient audio signal detected by a microphone. The system selects, from a profile, an audio signal including a fixed parameter and a variable parameter. The system sets the variable parameter to a first value. The system generates an output signal based on the fixed parameter and the first value, and provides the output signal to the speaker. The system measures a physiological condition of the subject, adjusts the variable parameter to a second value, generates a second output signal based on the fixed parameter and the second value of the variable parameter, and provides the output signal to the speaker to cause the speaker to provide modified sound to the subject. | 1. A system for treating cognitive dysfunction in a subject in need thereof, comprising: a feedback monitor executed by at least one processor of a neural stimulation system, the feedback monitor configured to receive an indication of an ambient audio signal detected by a microphone;a profile manager executed by the neural stimulation system and configured to receive an identifier of the subject and select, from a profile corresponding to the identifier, an audio signal comprising a fixed parameter and a variable parameter;an audio generation module executed by the neural stimulation system and configured to set the variable parameter to a first value based on the profile;the audio generation module further configured to generate a first output signal based on the fixed parameter and the first value of the variable parameter, and provide the first output signal to a speaker to cause the speaker to provide sound to the subject;the feedback monitor further configured to measure, via a feedback sensor, a physiological condition of the subject during a first time interval;an audio adjustment module executed by the neural stimulation system and configured to adjust the variable parameter to a second value; andthe audio generation module further configured to generate a second output signal based on the fixed parameter and the second value of the variable parameter, and provide the second output signal to the speaker to cause the speaker to provide modified sound to the subject. 2. The system of claim 1, wherein the neural stimulation system is further configured to: determine, based on the physiological condition measured by the feedback monitor during a second time interval subsequent to the first time interval, a level of attention;compare the level of attention with a threshold;determine, based on the comparison, that the level of attention does not satisfy the threshold; andadjust, responsive to the level of attention not satisfying the threshold, the variable parameter to a third value greater than the second value. 3. The system of claim 1, wherein the neural stimulation system is further configured to: determine a second physiological condition measured by the feedback monitor during a second time interval; andadjust the variable parameter to a third value less than the second value. 4. The system of claim 1, wherein the neural stimulation system is further configured to: determine a second physiological condition measured by the feedback monitor during a second time interval; andoverlay a second audio signal on the second output signal based on the second physiological condition. 5. The system of claim 1, wherein the neural stimulation system is further configured to: detect a second physiological condition measured by the feedback monitor during a second time interval; andoverlay, responsive to the detection, a second audio signal on the second output signal based on the second physiological condition. 6. The system of claim 1, wherein t... | COGNITO THERAPEUTICS, INC. | A61M021/00 A61N005/06 A61N001/36 G02C011/00 H05B037/02 A61B005/0484 A61B005/16 A61B005/00 A61N001/04 A61B003/113 A61B005/024 A61B005/0482 A61B005/0496 A61B005/05
US10285642 | B2 | 2019-05-14 | Breath analysis device with watch band that holds breath analysis cartridges | 2017-02-02 | A wearable breath analysis device is disclosed that may be worn, for example, around the neck or wrist of a user. The wearable device may be a stand-along device (in which case it may include a display that provides a user interface), or may operate in conjunction with a smartphone or other command device. The wearable device may include auditory and/or vibratory notice and communications features or capabilities, for example, such as a reminder or notice to conduct a breath analyte measurement, instructions to the user in the course of conducting the measurement, and notice of the breath analyte measurement results. The auditory or vibratory notice may be provided at the wearable, and/or at the command device where a command device is used. Related methods also are provided. | 1. A wearable breath analysis device, comprising: a housing that comprises a breath input port and a flexible watch band that is configured to bend to conform to a wrist of a user, wherein the watch band comprises a plurality of receptacles configured to hold a plurality of breath analysis cartridges, wherein the housing additionally includes an active receptacle into which a single breath analysis cartridge of the plurality of breath analysis cartridges can be inserted to place the breath analysis cartridge in fluid communication with the breath input port, such that an analyte in a breath sample exhaled into the breath input port is captured in the single breath analysis cartridge;a notification device operatively configured to provide at least one of a haptic notification or an auditory notification to the user; anda processor that is configured to control the notification device to provide at least one type of notification to the user. 2. The wearable breath analysis device of claim 1, wherein the watch band additionally includes a cartridge storage container capable of holding a plurality of used breath analysis cartridges. 3. The wearable breath analysis device of claim 1, in combination with a reader device that is separate from the wearable breath analysis device, the reader device configured to analyze used breath analysis cartridges to generate corresponding analyte measurements. 4. The wearable breath analysis device of claim 1, wherein the processor executes an application that provides interactive functionality for the user, via a watch display, to at least view, track, and tag ketone measurements. 5. The wearable breath analysis device of claim 1, wherein the processor is configured to use the notification device to provide measurement reminders to the user according to a schedule. 6. The wearable breath analysis device of claim 1, further comprising the plurality of breath analysis cartridges, wherein each breath analysis cartridge is a single-use cartridge containing an interactant material that interacts with an analyte in the breath sample. 7. The wearable breath analysis device of claim 6, wherein each breath analysis cartridge comprises a solid state sensor. 8. The wearable breath analysis device of claim 1, further comprising a wireless transceiver, wherein the processor is programmed to communicate via the wireless transceiver with a command device. 9. The wearable breath analysis device of claim 8, wherein the processor is configured to report breath analysis measurements to the command device. 10. The wearable breath analysis device of claim 1, wherein the notification device is capable of providing both haptic notifications and auditory notifications. 11. The wearable breath analysis device of claim 1, wherein the breath input port comprises a mouthpiece. | Invoy Holdings, LLC | A61B005/08 A61B005/00 A61B005/097
US10302399 | B2 | 2019-05-28 | Ballistic body armor damage sensing system and related methods | 2017-01-16 | A ballistic body armor damage sensing system having a body armor ballistic plate including at least one ballistic layer and at least one damage sensing layer coupled to the at least one ballistic layer and including a plurality of electrically conductive members which are positioned throughout said damage sensing layer, wherein when a fired projectile impacts the body armor ballistic plate and damages one or more of the electrically conductive members, the damaged electrically conductive members exhibit a measurable change in electrical resistance. | 1. A ballistic body armor damage sensing system, comprising: a body armor ballistic plate including at least one ballistic layer; andat least one damage sensing layer coupled to the at least one ballistic layer and including a plurality of electrically conductive members, positioned throughout said damage sensing layer,wherein when a fired projectile impacts the body armor ballistic plate and damages one or more of the electrically conductive members, the damaged electrically conductive members exhibit a measurable change in electrical resistance, and wherein the electrically conductive members include carbon fibers. 2. The ballistic body armor damage sensing system of claim 1, further comprising: a detecting device that detects the change in electrical resistance of the damaged electrically conductive members and generates a signal corresponding to the change in electrical resistance. 3. The ballistic body armor damage sensing system of claim 1, wherein the electrically conductive members are arranged unidirectionally. 4. The ballistic body armor damage sensing system of claim 1, wherein the at least one damage sensing layer includes a first damage sensing layer having a first plurality of electrically conductive members arranged unidirectionally in a first member direction, and a second damage sensing layer having a second plurality of electrically conductive members arranged unidirectionally in a different second member direction, and wherein in response to the fired projectile damaging electrically conductive members in the first and second damage sensing layers, the detecting device identifies a location of damaged electrically conductive members within the first damage sensing layer along a direction perpendicular to the first member direction, and a location of damaged electrically conductive members with the second damage sensing layer along a direction perpendicular to the second member direction. 5. The ballistic body armor damage sensing system of claim 4, wherein in response to identifying the locations of the damaged electrically conductive members within the first and second damage sensing layers, the system determines a location of a projectile impact site in a plane defined by the body armor ballistic plate. 6. The ballistic body armor damage sensing system of claim 4, wherein in response to identifying the locations of the damaged conductive members within the first and second damage sensing layers, the system determines a trajectory angle of the fired projectile. 7. A method of assessing damage caused by a fired projectile striking ballistic body armor including at least one damage sensing layer impacted by the fired projectile, the method comprising: detecting, with a detecting device, an electrical characteristic of the at least one damage sensing layer having electrically conductive members damaged by the fired projectile, wherein the detected electrical characteristic includes at least one of electrical resistance or e... | Ohio University | F41H001/02 A61B005/00 F41J005/04
US10290373 | B2 | 2019-05-14 | Patient couch with a control system and method for controlling the patient couch | 2015-05-06 | A patient couch with a control system and a method for controlling the patient couch are provided. The control system is based on a three-dimensional (3D) camera for recording first 3D images of a recording area. The 3D camera is attached to the patient couch. An image processing unit for identifying at least one control gesture in the first 3D images allows a safe and fast control of the x-ray device. In order to carry out the control, the control system includes a control unit with a motor for controlling a movement of the patient couch based on the first control gesture. | 1. A patient couch comprising: a control system comprising: a first three-dimensional (3D) camera attached to the patient couch, the first 3D camera operable to record first 3D images of a recording area;an image processing unit configured to determine an input element in the first 3D images and identify at least one first control gesture based on the input element in the first 3D images; anda control unit comprising a motor, the motor operable to control a movement of the patient couch based on the at least one first control gesture,wherein the control system further comprises a second 3D camera attached to the patient couch, the second 3D camera operable to record second 3D images of the recording area,wherein the image processing unit is further configured to: determine the input element in the second 3D imagesidentify at least one second control gesture based on the input element in the second 3D images, independent of the identification of the first control gesture in the first 3D images; andcompare the at least one identified first control gesture and the at least one identified second control gesture,wherein the control unit is configured to control a movement of the patient couch based on a result of the comparison, andwherein the first 3D camera is pivotably mounted to the patient couch and configured to automatically pivot to follow the input element, such that the recording area is modified. 2. The patient couch of claim 1, wherein the patient couch further comprises wheels on a floor side, and wherein the control unit is configured to control the movement of the patient couch using the wheels. 3. The patient couch of claim 2, wherein the control unit is configured to control a translation movement, a rotation movement, or the translation movement and the rotation movement of the patient couch. 4. A method for controlling a patient couch, the method comprising: recording first three-dimensional (3D) images of a recording area using a first 3D camera, wherein the first 3D camera is pivotably mounted to the patient couch;determining an input element in the first 3D images;identifying at least one first control gesture based on the input element in the first 3D images;controlling, by a controller, a movement of the patient couch based on the at least one first control gesture;recording second 3D images of the recording area using a second 3D camera;determining the input element in the second 3D images;identifying at least one second control gesture based on the input element in the second 3D images, independent of the identification of the first control gesture in the first 3D images;comparing the at least one identified first control gesture and the at least one second control gesture;controlling, by the controller, a movement of the patient couch based on a result of the comparison; andmodifying the recording area, the modifying of the recording area comprising automatically pivoting the first 3D camera to follow the input element. ... | Siemens Aktiengesellschaft | A61B006/00 A61B006/03 A61B006/04 A61B005/055 A61G007/018 G05B015/02 G06F019/00 G16H040/63
US10299693 | B2 | 2019-05-28 | Using multiple diagnostic parameters for predicting heart failure events | 2017-08-14 | Techniques for using multiple physiological parameters to provide an early warning for worsening heart failure are described. A medical device monitors a primary diagnostic parameter that is indicative of worsening heart failure, such as intrathoracic impedance or pressure, and one or more secondary diagnostic parameters. The medical device detects worsening heart failure in the patient based on the primary diagnostic parameter when an index that is changed over time based on the primary diagnostic parameter value is outside a range of values, termed the threshold zone. When the index is within the threshold zone, the medical device detects worsening heart failure in the patient based on the one or more secondary diagnostic parameters. Upon detecting worsening heart failure, the medical device may, for example, provide an alert that enables the patient to seek medical attention before experiencing a heart failure event. | 1. A system comprising: at least one sensor; andprocessing circuitry configured to: monitor at least one primary diagnostic parameter and at least one secondary diagnostic parameter of a patient based on at least one signal from the at least one sensor;determine a plurality of values of an index over time based on the primary diagnostic parameter, wherein the index values are indicative of a degree of heart failure of the patient;compare each of the determined values of the index to an upper threshold and a lower threshold, wherein the upper threshold and the lower threshold define a threshold zone;in response to a first determined value of the index being outside of the threshold zone, determine whether to provide an alert to a user indicating worsening heart failure in the patient based on the determined value of the index and not based on the at least one secondary diagnostic parameter; andin response to a second determined value of the index being within the threshold zone, determine whether to provide the alert to the user indicating worsening heart failure based on the at least one secondary diagnostic parameter. 2. The system of claim 1, wherein the processing circuitry is configured to provide the alert in response to the first determined value of the index being greater than the upper threshold. 3. The system of claim 1, wherein the processing circuitry is configured to withhold the alert in response to the first determined value of the index being less than the lower threshold. 4. The system of claim 1, wherein the processing circuitry is configured to: monitor a plurality of secondary diagnostic parameters, the plurality of secondary diagnostic parameters including the at least one secondary diagnostic parameter; andprovide the alert indicating worsening heart failure when the index value is inside the threshold zone and a predetermined number of the secondary diagnostic parameters indicates worsening heart failure. 5. The system of claim 1, wherein the at least one sensor comprises at least one of a plurality of electrodes configured to detect intrathoracic impedance as the at least one primary diagnostic parameter, or a pressure sensor configured to detect a cardiovascular pressure as the at least one primary diagnostic parameter. 6. The system of claim 1, wherein the at least one secondary diagnostic parameter comprises one or more of atrial fibrillation (AF) burden, ventricular rate during AF, ventricular fibrillation (VF) burden, ventricular rate during VF, atrial tachyarrhythmia (AT) burden, ventricular rate during AT, ventricular tachyarrhythmia (VT), or ventricular rate during VT. 7. The system of claim 1, wherein the at least one sensor comprises an accelerometer, and the at least one secondary diagnostic parameter comprises activity level. 8. The system of claim 1, wherein the at least one secondary diagnostic parameter comprises one or more of heart rate variability, night heart rate, difference between day heart rate... | Medtronic, Inc. | A61B005/042 A61B005/046 A61B005/0464 A61B005/053 A61B005/11 A61M037/00 A61N001/365 A61B005/0205 A61B005/021 A61B005/08 A61M005/172
US10278597 | B2 | 2019-05-07 | Pulse data detecting apparatus, pulse data detecting method, and storage medium having pulse data detection program recorded thereon | 2013-09-16 | A pulse data detecting apparatus, pulse data detecting method, and pulse data detection program are provided capable of suppressing an influence of the condition of the body surface to be measured and obtaining an appropriate measurement result under a wide range of conditions. In the present invention, a blood-flow-suppressing-projection protrusion-control mechanism section causes a blood-flow-suppressing projection to protrude to press or compress the body surface to suppress a blood flow on a downstream side, thereby increasing a blood pressure of a measurement region at the time of measurement. A light-receiving element receives reflected light of light applied from a light-emitting element to a skin surface, and outputs an electrical signal. Increasing the blood pressure of the measurement region enables to obtain an output signal at a sufficient output level from the light-receiving element. A CPU calculates a pulse rate based on the output signal from the light-receiving element. | 1. A pulse data detecting apparatus comprising: a projection configured to suppress blood flow in a blood vessel to increase a blood pressure of a measurement region, the projection being configured to press or compress a body surface and to be settable at a plurality of protrusion amounts;a sensor configured to detect a plurality of pieces of pulse data, each of the plurality of pieces of pulse data being detected in a state in which the projection is set at a respective one of the plurality of protrusion amounts and indicating a pulse intensity at a time at which the sensor is in contact with the body surface;an output device configured to output one of the plurality of pieces of pulse data detected by the sensor;a memory configured to store, as an output-time protrusion amount, a protrusion amount of the projection at a time at which the one of the plurality of pieces of pulse data is outputted; anda processor which executes a stored program to perform functions comprising: (i) when the output-time protrusion amount is stored in the memory, setting the projection at the output-time protrusion amount stored in the memory, and outputting a piece of pulse data detected by the sensor with the projection set at the output-time protrusion amount; and(ii) when the output-time protrusion amount is not stored in the memory: (a) sequentially changing the protrusion amount of the projection to each of the plurality of protrusion amounts;(b) for each one of the protrusion amounts to which the projection is sequentially changed: in a state in which the blood flow in the blood vessel is suppressed by the projection, storing a piece of pulse data detected by the sensor in association with the one of the plurality of protrusion amounts to which the projection has been changed; andcalculating, by Fourier transform, intensity distribution data of the pulse intensity for the stored piece of pulse data, the intensity distribution data including the pulse intensity at each of a plurality of frequency components, and the intensity distribution data including a maximum value corresponding to a frequency component at which the pulse intensity is highest;(c) identifying a highest maximum value among the maximum values obtained from the intensity distribution data corresponding to each of the plurality of protrusion amounts; and(d) storing, in the memory, a protrusion amount associated with the identified highest maximum value, as the output-time protrusion amount,wherein the pulse intensity indicates an intensity of a measurement value of a voltage detected according to time by the sensor. 2. The pulse data detecting apparatus according to claim 1, wherein the projection is arranged on a downstream side of the blood flow with respect to a position at which the sensor is placed, and is configured to suppress the blood flow on the downstream side by pressing or compressing the body surface. 3. The pulse data detecting apparatus according to claim 1, wherein the projec... | CASIO COMPUTER CO., LTD. | A61B005/00 A61B005/021 A61B005/022 A61B005/024 A61B005/025
US10292601 | B2 | 2019-05-21 | Wearable customized ear canal apparatus | 2016-09-30 | The present invention is directed to a wearable system wherein elements of the system, including various sensors adapted to detect biometric and other data and/or to deliver drugs, are positioned proximal to, on the ear or in the ear canal of a person. In embodiments of the invention, elements of the system are positioned on the ear or in the ear canal for extended periods of time. For example, an element of the system may be positioned on the tympanic membrane of a user and left there overnight, for multiple days, months, or years. Because of the position and longevity of the system elements in the ear canal, the present invention has many advantages over prior wearable biometric and drug delivery devices. | 1. A system comprising: a medial ear canal assembly including a transducer configured to be positioned on a tympanic membrane of a user;a lateral ear canal assembly including a signal source configured to be positioned in an ear canal of a user; andsensors connected to the medial ear canal assembly, the sensors being connected to a transmitter. 2. A method of sensing physical characteristics of a system user, the system comprising a medial ear canal assembly configured to be positioned on or near a tympanic membrane of the system user, the medial ear canal assembly comprising transducer sensors and a transmitter, the method comprising the steps of: using the sensors to measure biometric data of the user; andtransmitting the measured biometric data using the transmitter. 3. An ear canal platform comprising: a medial ear canal assembly configured to be positioned on or over a tympanic membrane of a user; andsensors connected to the signal output transducer, the sensors being connected to a transmitter. 4. A method of sensing physical characteristics of a user having a medial ear canal assembly configured to be positioned on or near a tympanic membrane of the user, the medial ear canal assembly comprising sensors and a transmitter, the method comprising the steps of: using the sensors to measure biometric data of the user; andtransmitting the measured biometric data using the transmitter. | EarLens Corporation | A61B005/0205 A61B005/145 H04R025/02 A61B005/0488 A61B005/1455 A61N001/30 A61B005/11 A61B005/0452 A61B005/0476 A61M031/00 A61B005/00 A61B005/026 A61B005/0408 A61B005/0478 A61B005/0492 H04R025/00 H04R001/02 A61B005/021 A61B005/024 A61B005/08
US10285591 | B2 | 2019-05-14 | User interfaces for continuous glucose monitoring | 2015-10-21 | The subject matter disclosed herein provides methods for presenting glucose level data. Glucose data for a patient may be received. A current glucose level and a rate of change of the current glucose level may be determined based on the received glucose data. A first interface may be displayed on a screen of a device. The first interface may include a unitary icon. The unitary icon may display the current glucose level and a visualization of the rate of change. Related apparatus, systems, techniques, and articles are also described. | 1. A method comprising: executing, by at least one processor, an application to generate one or more alerts on a device relating to a glucose level of a patient, the executing comprising:accessing, by at least one processor, a current glucose level of the patient;accessing, by at least one processor, a first condition associated with a first alert and a second condition associated with a second alert, each of the first and second conditions defining a relationship between the current glucose level and one or more threshold values, wherein the first condition is determined and adjustable by the patient and the second condition is non-adjustable by the patient;determining, by at least one processor, whether the first or second condition is satisfied, and a state of the device and a state of the application; andgenerating, by at least one processor, the first alert when the first condition is satisfied or the second alert when the second condition is satisfied, wherein the first or second alert is generated based on the state of the device or the state of the application. 2. The method of claim 1, wherein the state of the device is one or more of a locked state, an unlocked state, a muted stated, and an unmuted state, and wherein the state of the application is an active state or an inactive state. 3. The method of claim 2, wherein the application is in an active state when the application is displayed on a foreground of a screen of the device, and wherein the application is in an inactive state when the application is running in a background of the screen of the device. 4. The method of claim 2, wherein the first or second alert comprise one or more non-audible alerts when the device is in a muted state, and wherein the one or more non-audible alerts comprise one or more of a vibration or a visualization displayed on a screen of the device, the visualization comprising a flashing screen or a shaded screen. 5. The method of claim 2, wherein the first or second alert comprise one or more local notifications displayed on a locked screen of the device when the device is in a locked state, and wherein the one or more local notifications display an identifier associated with the one or more alerts. 6. The method of claim 5, wherein the one or more local notifications further display the current glucose level and a trend arrow representative of a rate of change of the current glucose level. 7. The method of claim 2, wherein the first or second alert comprise one or more banners when the device is in an unlocked state and the application is in an inactive state, and wherein the one or more banners display an identifier associated with the one or more alerts for a predetermined period of time on a screen of the device. 8. The method of claim 7, wherein the first or second alert further comprise one or more audible alerts. 9. The method of claim 1, further comprising: re-generating, by at least one processor, the first or second alert at a predetermi... | DexCom, Inc. | A61B005/00 G16H040/63 G06F019/00 A61B005/145 H04L012/26 H04L029/08
US10282640 | B2 | 2019-05-07 | Apparatus and method for visualizing tissue macro- and microstructure for pathology evaluation in magnetic resonance imaging | 2017-05-24 | A method improves a detection of a brain tissue pathology in magnetic resonance (MR) images of a patient. The method includes acquiring multiple MR imaging data for creating four different contrast maps of a patient brain. From the multiple MR imaging data, performing an estimation of gray matter (GM), white matter (WM) and cerebrospinal fluid (CSF) concentration for each voxel of a part of the patient brain. From the multiple MR imaging data, segmenting the part of the patient brain in different regions-of-interest (ROIs) according to a chosen atlas. For each voxel of each of the contrast maps of the patient brain, computing, for the part of the patient brain, a deviation score. The method further includes creating from the deviation score and for each of the quantitative contrast maps, a deviation map representing the part of the brain in dependence on the deviation score calculated for each voxel. | 1. A method for detecting a brain tissue pathology in magnetic resonance (MR) images of a brain of a patient, which comprises the steps of: acquiring multiple MR imaging data and using the multiple MR imaging data for creating at least four different contrast maps of the brain of the patient;performing an estimation of gray matter (GM), white matter (WM) and cerebrospinal fluid (CSF) concentration for each voxel of at least a part of the brain from the multiple MR imaging data acquired;creating from the estimation, GM, WM and CSF concentration maps for the part of the brain;segmenting the part of the brain in different regions-of-interest (ROIs) according to a chosen atlas from the multiple MR imaging data acquired;computing, for each voxel of each the contrast maps created of the brain, for at least the part of the brain, a deviation score obtained by combining voxel intensity of a contrast map in the brain of the patient, voxel tissues concentrations from the GM, WM and CSF concentration maps in the brain, and parameters values characterizing a contrast map intensity distribution of each tissue in healthy controls obtained for the ROI to which the voxel belongs to;creating from the deviation score and for each of the contrast maps being quantitative contrast maps, a deviation map representing the part of the brain in dependence on the deviation score calculated for each said voxel; andcombining deviation maps into a single pathology map. 2. The method according to claim 1, wherein the four contrast maps are T1, T2 and T2* relaxometry maps and a magnetisation transfer ratio (MTR) map. 3. The method according to claim 1, which further comprises extracting lesions and identifying brain tissues to create a lesions mask from the multiple MR imaging data. 4. The method according to claim 3, which further comprises using the lesions mask for modifying the WM, GM and CSF concentration maps by changing voxel concentrations in order to precisely identify a tissue type altered by the lesions. 5. The method according to claim 1, which further comprises performing a determination of the parameters values characterizing the contrast map intensity distribution of each said tissue in healthy subjects based on an analysis of a group of the healthy subjects. 6. The method according to claim 1, wherein the pathology map is a colored pathology map, wherein each voxel of the colored pathology map is a combination of deviation score intensities of each of previously obtained deviation maps into a color, where a color value identifies a pathology and its intensity characterizes a deviation. 7. The method according to claim 1, wherein the deviation score is given by:zv=CGM⁡(Iv-μGM)+CWM⁡(Iv-μWM)+CCSF⁡(Iv-μCSF)(CGM2⁢σGM2+CWM2⁢σWM2+CCSF2⁢σCSF2+2⁢CGM2⁢CWM2⁢CovGM/WM2+A+B)12⁢⁢with⁢⁢A=2⁢CGM2⁢CCSF2⁢CovGM/CSF2⁢⁢B=2⁢CWM2⁢CCSF2⁢CovWM/CSF2wherein:CGM is an intensity of a voxel in the GM concentration map;Iv is an intensity of the voxel in the contrast map;μGM is a mean valu... | Siemens Healthcare GmbH Centre hospitalier universitaire vaudois | G06K009/62 G06K009/52 A61B005/00 A61B005/055 G06K009/46 A61B005/107
US10292662 | B2 | 2019-05-21 | Device and method for obtaining pulse transit time and/or pulse wave velocity information of a subject | 2014-11-19 | The present invention relates to a device and method for obtaining pulse transit time and/or pulse wave velocity information of a subject (14). Based on a set of image frames (19) of a subject (14) and detected motion of body parts of the subject (14) regions of interest are selected from different non-moving body parts and pulse transit time and/or pulse wave velocity information is obtained from acquired PPG signals extracted from different regions of interest and the respective determined physical distance between the respective regions of interest. | 1. A device for obtaining pulse transit time and/or pulse wave velocity information of a subject, comprising an interface for receiving a set of image frames of a subject acquired by an imaging unit,a motion detection unit for detecting motion of body parts of the subject,an ROI selection unit for selecting at least two regions of interest at the body parts of the subject within said set of image frames,a signal extraction unit for extracting at least two photoplethysmographic (PPG) signals from at least two selected regions of interest from said set of image frames,a motion correction unit for controlling said ROI selection unit to select only regions of interest at substantially unmoved body parts and/or for controlling said signal extraction unit to extract one of the PPG signals only from regions of interest at substantially unmoved body parts or to correct the PPG signals extracted from regions of interest at moving body parts,a distance determination unit for determining within a single one of the image frames the physical distance between the selected regions of interest, anda calculation unit for: determining at least one of pulse transit time and pulse wave velocity information from the PPG signals extracted from different regions of interest and the respective determined physical distance between the respective regions of interest; anddetermining at least one body map for the body parts wherein the at least one body map indicates the determined pulse transit time and/or pulse wave velocity information and/or arterial blood oxygen saturation at the body parts derived from the PPG signals. 2. The device as claimed in claim 1, wherein said signal extraction unit is configured to select a plurality of regions of interest from a plurality of different body parts of the subject,wherein said signal extraction unit is configured to extract a plurality of PPG signals from said plurality of selected regions of interest, andwherein said calculation unit is configured to determine pulse transit time and/or pulse wave velocity information from the PPG signals extracted from a plurality of different regions of interest and the respective determined physical distance between the respective regions of interest. 3. The device as claimed in claim 2, wherein said calculation unit is configured to determine a first body map indicating the determined pulse transit time and/or pulse wave velocity information for the body parts. 4. The device as claimed in claim 1, further comprising a vital signs determination unit for determining vital sign information from the PPG signals extracted from one or more selected regions of interest. 5. The device as claimed in claim 4, wherein said vital signs determination unit is configured to determine the arterial blood oxygen saturation at the body parts and determine a second body map indicating the determined arterial blood oxygen saturation for the body parts. 6. The device as claimed in claim 1, further comprising... | KONINKLIJKE PHILIPS N.V. | A61B005/00 A61B005/021 A61B005/024 A61B005/11 G06T007/254 G06T007/11 A61B005/0205 G06T007/00 G06T007/20 A61B005/08 A61B005/091 A61B005/1455
US10297132 | B2 | 2019-05-21 | Remote health monitoring system | 2013-06-06 | A data collection system collects and stores physiological data from an ambulatory patient at a high resolution and/or a high data rate (“more detailed data”) and sends a low-resolution and/or downsampled version of the data (“less detailed data”) to a remote server via a wireless network. The server automatically analyzes the less detailed data to detect an anomaly, such as an arrhythmia. A two-tiered analysis scheme is used, where the first tier is more sensitive and less specific than the second tier. If the more sensitive analysis detects or suspects the anomaly, the server signals the data collector to send more detailed data that corresponds to a time period associated with the anomaly. The more specific second tier analyses the more detailed data to verify the anomaly. The server may also store the received data and make it available to a user, such as via a graphical or tabular display. | 1. A system for monitoring a patient, the system comprising: a controller configured to receive physiologic data about the patient;a wireless transceiver provided in communication with the controller; anda remote server configured for wireless communication with the wireless transceiver, and for executing a health care provider application program;wherein the wireless transceiver is configured to transmit a subset of the received physiologic data to the remote server,wherein the remote server is configured to analyze the subset of the received physiologic data according to a first analytical technique and send a signal to the wireless transceiver if the analysis indicates a health-related anomaly,wherein the wireless transceiver is configured to transmit a portion of the received physiologic data to the remote server, in response to the signal,wherein the remote server is configured to analyze the portion of the received physiologic data according to a second analytical technique to detect the health-related anomaly,wherein the first analytical technique and the second analytical technique include different computational techniques automatically applied to the received physiologic data by the remote server, wherein the second analytical technique consumes more computational resources than the first analytical technique, andwherein the health care provider application program is configured to permit a user to set control parameters used in at least one of the first analytical technique and the second analytical technique. 2. The system of claim 1, wherein the second analytical technique has a higher specificity for the health-related anomaly than the first analytical technique, and the control parameters include threshold values used in the first analytical technique and the second analytical technique. 3. The system of claim 1, wherein the wireless transceiver is configured to automatically transmit the subset of the received physiologic data at a duty cycle, wherein the duty cycle is a time interval between data transmissions from the wireless transceiver to the remote server, and the time interval is selected prior to the controller receiving the physiologic data. 4. The system of claim 3, wherein the duty cycle is seconds. 5. The system of claim 3, wherein the health care provider application program is configured to permit the user to change the time interval between the data transmissions from the wireless transceiver to the remote server. 6. The system of claim 1, wherein the health care provider application program is configured to permit the user to set operating parameters used to define the subset of the received physiologic data. 7. The system of claim 1, wherein the controller is configured to communicate with at least one sensor coupled to a patient, and the controller is configured to receive the physiologic data from the at least one sensor. 8. The system of claim 1, wherein the wireless transceiver is configured to transmit... | INFOBIONIC, INC. | A61B005/00 G08B021/10 G06F019/00 A61B005/0205 A61B005/08 A61B005/1455
US10292754 | B2 | 2019-05-21 | Therapeutic renal neuromodulation for treating dyspnea and associated systems and methods | 2011-11-16 | Methods for treating dyspnea with therapeutic renal neuromodulation and associated system and methods are disclosed herein. One aspect of the present technology, for example, is directed to methods that block, reduce, and/or inhibit renal sympathetic nerve activity to achieve a reduction in central sympathetic tone. Renal sympathetic nerve activity may be altered or modulated along the afferent and/or efferent pathway. The achieved reduction in central sympathetic tone may carry therapeutic benefits for patients with dyspnea. | 1. A method of treating a human patient diagnosed with dyspnea, the method comprising: intravascularly positioning a catheter carrying an energy transfer element within a renal artery and at least proximate renal nerves of the patient with diagnosed dyspnea,wherein, before therapy, the patient has a measured hypercapnic ventilatory response above a threshold value of 3 L/min/mmHgCO2;ablating the renal nerves of the patient via energy from the energy transfer element,wherein ablating the renal nerves at least partially reduces sympathetic neural activity in the renal nerves of the patient; andreducing central sympathetic drive in the patient in a manner that treats the patient for the dyspnea and reduces the patient's sensitivity to pCO2 such that the patient has a measured hypercapnic ventilatory response below the threshold value. 2. The method of claim 1 wherein reducing central sympathetic drive in a manner that treats the patient for the dyspnea comprises altering the patient's chemoreceptor set point. 3. The method of claim 1 wherein reducing central sympathetic drive in a manner that treats the patient for the dyspnea comprises changing the patient's gain in respiratory effort associated with increased pCO2. 4. The method of claim 1 wherein the dyspnea is associated with a condition comprising at least one of systolic heart failure, diastolic heart failure, congestive heart failure, panic disorders, chronic lung disease, acute lung disease, renal disease, deconditioning, and hypertension. 5. The method of claim 1 wherein ablating the renal nerves comprises thermally ablating the renal nerves. 6. The method of claim 5 wherein thermally ablating the renal nerves comprises necrosing the renal nerves via a cryoablation device. 7. The method of claim 5 wherein thermally ablating the renal nerves comprises delivering an energy field to the renal nerves via the energy transfer element. 8. The method of claim 1 wherein at least partially reducing sympathetic neural activity in the renal nerves of the patient comprises blocking afferent neural activity. 9. The method of claim 1 wherein at least partially reducing sympathetic neural activity in the renal nerves of the patient comprises blocking efferent neural activity. 10. The method of claim 1 wherein, before therapy, the patient has a measured hypercapnic ventilatory response above 12 L/min/mm/HgCO2. 11. The method of claim 1 wherein, before therapy, the patient has a measured hypercapnic ventilatory response from about 5 L/min/mm/HgCO2 to about 12 L/min/mmHgCO2. 12. The method of claim 1 wherein, before therapy, the patient has a measured hypercapnic ventilatory response above 3 L/min/mmHgCO2 to about 5 L/min/mmHgCO2. | MEDTRONIC ARDIAN LUXEMBOURG S.A.R.L. | A61B018/14 A61B018/02 A61B005/08 A61B005/00 A61B018/00
US10299733 | B2 | 2019-05-28 | Retrospective retrofitting method to generate a continuous glucose concentration profile by exploiting continuous glucose monitoring sensor data and blood glucose measurements | 2014-02-20 | Continuous Glucose Monitoring (CGM) devices provide glucose concentration measurements in the subcutaneous tissue with limited accuracy and precision. Therefore, CGM readings cannot be incorporated in a straightforward manner in outcome metrics of clinical trials e.g. aimed to assess new glycaemic-regulation therapies. To define those outcome metrics, frequent Blood Glucose (BG) reference measurements are still needed, with consequent relevant difficulties in outpatient settings. Here we propose a “retrofitting” algorithm that produces a quasi continuous time BG profile by simultaneously exploiting the high accuracy of available BG references (possibly very sparsely collected) and the high temporal resolution of CGM data (usually noisy and affected by significant bias). The inputs of the algorithm are: a CGM time series; some reference BG measurements; a model of blood to interstitial glucose kinetics; and a model of the deterioration in time of sensor accuracy, together with (if available) a priori information (e.g. probabilistic distribution) on the parameters of the model. The algorithm first checks for the presence of possible artifacts or outliers on both CGM datastream and BG references, and then rescales the CGM time series by exploiting a retrospective calibration approach based on a regularized deconvolution method subject to the constraint of returning a profile laying within the confidence interval of the reference BG measurements. As output, the retrofitting algorithm produces an improved “retrofitted” quasi-continuous glucose concentration signal that is better (in terms of both accuracy and precision) than the CGM trace originally measured by the sensor. In clinical trials, the so-obtained retrofitted traces can be used to calculate solid outcome measures, avoiding the need of increasing the data collection burden at the patient level. | 1. A method for monitoring a glucose level in a user, comprising the steps of: (a) continuously monitoring glucose levels in the user's interstitial fluids and to generating a continuous glucose monitoring (CGM) time series representative thereof;(b) generating blood glucose (BG) references representative of the user's blood glucose levels at discrete time intervals;(c) detecting outliers and artifacts in both the CGM time series and the BG references and generating a preprocessed CGM signal corresponding to the CGM time series from which any outliers and artifacts are discarded and generating a preprocessed BG signal corresponding to the BG references from which any outliers and artifacts are discarded;(d) performing a retrospective calibration of the preprocessed CGM signal, employing the preprocessed BG signal, thereby compensating for systematic underestimation and overestimation of CGM time series with respect to reference BG values due to: blood-to-interstitial glucose kinetics, sensor drift, errors in CGM sensor calibration, and changes in sensor sensitivity, and generating a retrospectively calibrated CGM signal representative thereof by rescaling the calibrated CGM signal so as to stay within a confidence interval of the BG values;(e) deconvoluting the retrospectively calibrated CGM signal based on a model of blood-to-interstitial glucose kinetics, and thereby generating a retrofitted glucose concentration profile with a predetermined confidence interval, and(f) displaying an output of the constrained inverse problem solver module, wherein the displayed output is a more accurate and precise indication of the glucose level that obtainable in the absence of the preprocessing, retrospective calibration, and constrained inverse problem solver deconvolution. 2. The method for monitoring a glucose level in a user of claim 1, further comprising employing other selected relevant inputs in the step of detecting outliers and artifacts, wherein the other selected relevant inputs are selected from a group consisting of: data regarding meals consumed, data regarding treatment taken for hypoglycemia, data regarding drugs taken, data regarding physical activity, and data regarding stress. 3. The method for monitoring a glucose level in a user of claim 1, further comprising the step of employing other selected relevant inputs in the step of performing a retrospective calibration, wherein the other selected relevant inputs are selected from a group consisting of: data regarding meals consumed, data regarding treatment taken for hypoglycemia, data regarding drugs taken, data regarding physical activity, and data regarding stress. 4. The method for monitoring a glucose level in a user of claim 1, further comprising the step of employing a CGM drift/degradation model and a priori information on model parameters in performing the step of performing a retrospective calibration. 5. The method for monitoring a glucose level in a user of claim 1, further com... | DexCom, Inc. | A61B005/00 A61B005/145 A61B005/1495
US10285634 | B2 | 2019-05-14 | Emotion evaluation | 2016-07-05 | In one embodiment, one or more computer-readable non-transitory storage media embody software that is operable when executed to determine, based on cardiac-activity data, a shift in sympathovagal balance (SVB) during the period of time; obtain an emotional-state characteristic the emotional-state characteristic being based on brain-wave activity data; and determine, based on the SVB shift and the emotional-state characteristic, an estimate of an emotional state of the user during the period of time. | 1. One or more computer-readable non-transitory storage media embodying software that is operable when executed to: estimate, based on cardiac-activity data, a shift in sympathovagal balance (SVB) during a period of time, the shift in SVB comprising a shift in a number of data points in a cardiac-activity histogram relative to a center point in a baseline histogram, the center point in the baseline histogram dividing the baseline histogram such that half of the data points in the baseline histogram have a value less than a value of the center point and half of the data points in the baseline histogram have a value greater than the value of the center point;obtain an emotional-state characteristic, the emotional-state characteristic being based on brain-wave activity data; anddetermine, based on the SVB shift and the emotional-state characteristic, an estimate of an emotional state of the user during the period of time. 2. The media of claim 1, wherein the software is further operable to determine, based on the cardiac-activity data, a heart rate (HR) or heart-rate variation (HRV) of the user during the period of time; and wherein the estimated emotional state of the user is further based on the HR or HRV during the period time. 3. The media of claim 1, wherein the software is further operable to calculate a covariance between the estimated SVB shift and the emotional-state characteristic. 4. The media of claim 1, wherein the emotional-state characteristic comprises a plurality of emotional states, each of the plurality of emotional states comprising a plurality of specific emotions. 5. The media of claim 1, wherein the brain-wave activity data is stored in memory or measured in real-time. 6. The media of claim 1, wherein the software is further operable to determine one or more features of the brain-wave activity data, and wherein one or more of the features comprise an energy level that is greater than a predefined threshold. 7. The media of claim 1, wherein the software is further operable to compute electroencephalogram short-term excitement (EEG-STE) data based on the brain-wave activity data. 8. The media of claim 1, wherein the software is further operable to: identify a first quadrant of a two-dimensional space based on the brain-wave activity of the user; andidentify a second quadrant of the two-dimensional space based on the estimated shift in SVB, and wherein the first and second quadrant each corresponds to a plurality of candidate emotional states of the user during the period of time. 9. The media of claim 8, wherein the software is further operable to determine whether the first quadrant corresponds to the second quadrant. 10. The media of claim 1, wherein the software is operable to flag the period of time based on the estimated SVB shift and a change in the emotional-state characteristic during the period of time. 11. The media of claim 1, wherein the period of time is longer than a pre-determined threshold amount of tim... | Samsung Electronics Company, Ltd. | A61B005/16 A61B005/00 A61B005/0478 A61B005/0205 A61B005/024 A61B005/0402 A61B005/0476 A61B005/1455
US10285266 | B2 | 2019-05-07 | Detection device | 2018-03-05 | A detection device includes: an expanding and contracting base having elasticity; a first base which is provided to overlap the expanding and contracting base, has a Young's modulus higher than that of the expanding and contracting base, and includes a connection portion to which a sensing section is connectable; a second base which is provided on a side of the expanding and contracting base opposite to the first base, and has a Young's modulus higher than that of the expanding and contracting base; a connection member which electrically connects the expanding and contracting base and the first base to each other; and a mold portion which is provided to come into contact with the connection member, has a Young's modulus higher than that of the expanding and contracting base, and has a Young's modulus lower than that of the first base. | 1. A detection device comprising: an expanding and contracting base having elasticity;a first base which is provided so as to overlap the expanding and contracting base, has a Young's modulus higher than that of the expanding and contracting base, and includes a connection portion to which a sensing section is connectable;a second base which is provided on a side of the expanding and contracting base opposite to the first base, and has a Young's modulus higher than that of the expanding and contracting base;a connection member which electrically connects the expanding and contracting base and the first base to each other;a mold portion which is provided to come into contact with the connection member, has a Young's modulus higher than that of the expanding and contracting base, and has a Young's modulus lower than that of the first base; anda wiring having elasticity which is provided on the expanding and contracting base,wherein the wiring has a recessed portion, and the connection member is fitted into the recessed portion. 2. The detection device according to claim 1, further comprising: a sensing section which is connected to the connection portion and detects a change in electric resistance of the wiring. 3. The detection device according to claim 1, wherein the second base is a coating film. 4. The detection device according to claim 1, wherein the mold portion is provided to come into contact with the connection member, the expanding and contracting base, and the first base. 5. The detection device according to claim 1, wherein the connection member is provided between the expanding and contracting base and the first base. 6. The detection device according to claim 1, wherein, the first base, the second base, the connection member, and the mold portion define a unit, and a plurality of the units are located on the expanding and contracting base. 7. The detection device according to claim 1, which is a vital sensor. 8. The detection device according to claim 1, which is a motion sensor. | Seiko Epson Corporation | H05K001/02 H05K001/14 A61B005/00 A61B005/024
US10281454 | B2 | 2019-05-07 | Tunable optical receiver | 2016-06-24 | An embodiment of the disclosure provides a system for determining information on one or more constituents in a medium. The system includes N light emitters L1 . . . LN, wherein each light emitter Lx provides an amplitude modulated (AM) light at modulation frequency fx into a flow path of the medium from one side of a containment vessel for the medium. The system further includes a photodetector, for receiving the AM light from each light emitter after it passes through the flow path of the medium, and converting the AM light to an electrical signal characterized by a summation of frequency components from each modulation frequency fx. The system further includes one or more measuring circuits providing information about a concentration of one or more constituents in the medium determined from log ratios of a pair of amplitudes of fy and fz frequency components in the electrical signal. | 1. A system for determining information on one or more constituents in a medium, the system comprising: N light emitters L1 . . . LN, wherein each light emitter Lx is configured to provide an amplitude modulated (AM) light at modulation frequency fx into a flow path of the medium from one side of a containment vessel for the medium, wherein each light emitter Lx uses a different modulation frequency fx, wherein N is an integer greater than 1, and x is an integer greater than or equal to 1 and less than or equal to N, and wherein within the modulation frequencies f1 . . . fN, no two modulation frequencies are harmonically related;a photodetector configured to receive the AM light from each light emitter after it passes through the flow path of the medium, and convert the AM light to an electrical signal characterized by a summation of frequency components from each modulation frequency fx;a blocking capacitor configured to remove a DC offset from the electrical signal;a multiplier configured to generate a mixed output signal by multiplying the electrical signal without DC offset and a matching signal; andone or more measuring circuits configured to provide information about a concentration of one or more constituents in the medium by processing the mixed output signal to determine log ratios of a pair of amplitudes of fy and fz frequency components in the electrical signal, wherein y and z are integers greater than or equal to 1 and less than or equal to N, and y is not equal to z. 2. The system according to claim 1, wherein the medium is blood moving through a blood chamber. 3. The system according to claim 2, wherein the blood chamber is part of a device for monitoring blood undergoing dialysis. 4. The system according to claim 1, wherein: the matching signal has a frequency equal to one of the modulation frequencies f1 . . . fN;the one or more measuring circuits is one measuring circuit, the measuring circuit comprising a bandpass filter and a processor;the processor is configured to select the frequency of the matching signal, and the bandpass filter is configured to extract a filtered signal from the mixed output signal, the filtered signal having a frequency equal to twice the matching signal's frequency; andthe measuring circuit determines values Vy from the filtered signal when the matching frequency is fy and Vz from the filtered signal when the matching frequency is fz, and Vy and Vz are related to the amplitudes of the fy and fz frequency components in the electrical signal, where the log ratios of Vy and Vz includes the information about the concentration of the constituents. 5. The system according to claim 1, wherein: the matching signal has a frequency equal to one of the modulation frequencies f1 . . . fN;the one or more measuring circuits is one measuring circuit, the measuring circuit comprising a lowpass filter and a processor;the processor is configured to select the frequency of the matching signal, and the lowpass filter ... | Fresenius Medical Care Holdings, Inc. | G01J003/433 G01N033/49 G01N021/31 A61M001/14 A61B005/00 A61B005/026 A61M001/36 A61B005/145 A61B005/1455
US10299699 | B2 | 2019-05-28 | Computerized tomography image correction | 2016-11-28 | Methods, apparatuses and computer program products implement embodiments of the present invention that include receiving, from an imaging system operating in an image coordinate system, a three-dimensional image of a body cavity including open space and body tissue, and receiving, from a medical probe having a location sensor and inserted into the body cavity, a signal indicating a location of a distal tip of the medical probe in a sensor coordinate system. The image coordinate system is registered with the sensor coordinate system so as to identify one or more voxels in the three-dimensional image at the indicated location, and when the identified voxels have density values in the received three-dimensional image that do not correspond to the open space, the density values of the identified voxels are updated to correspond to the open space. | 1. A method, comprising: receiving, from an imaging system operating in an image coordinate system, a three-dimensional image of a body cavity comprising open space and body tissue;receiving, from a medical probe having a location sensor and inserted into the body cavity, a signal indicating a location of a distal tip of the medical probe in a sensor coordinate system;registering, by a processor, the image coordinate system with the sensor coordinate system so as to identify one or more voxels in the three-dimensional image at the indicated location; andwhen the identified voxels have density values in the received three-dimensional image that do not correspond to the open space, updating the density values of the identified voxels to correspond to the open space. 2. The method according to claim 1, wherein the imaging system comprises a computed tomography scanner. 3. The method according to claim 1, wherein the location sensor comprises a magnetic field sensor. 4. The method according to claim 1, further comprising forming a correspondence between the density values and visual effects, wherein a given visual effect corresponds to a given density value indicating the open space. 5. The method according to claim 4, wherein the visual effects are selected from a group consisting of colors, shadings and patterns. 6. The method according to claim 4, further comprising presenting the three-dimensional image on a display using the visual effects. 7. The method according to claim 6, wherein the given visual effect comprises a first given visual effect, and wherein prior to updating the density values, presenting the three-dimensional image comprises presenting, using a second given visual effect different from the first given visual effect, the one or more identified voxels. 8. The method according to claim 7, wherein upon updating the density values, presenting the three-dimensional image comprises presenting, using the first given visual effect, the one or more identified voxels. 9. An apparatus, comprising: a medical probe configured to be inserted into a body cavity;a location sensor in the medical probe operating in a sensor coordinate system; anda processor configured: to receive, from an imaging system operating in an image coordinate system, a three-dimensional image of the body cavity comprising open space and body tissue;to receive, from the medical probe, a signal indicating a location of a distal tip of the medical probe;to register the image coordinate system with the sensor coordinate system so as to identify one or more voxels in the three-dimensional image at the indicated location; andwhen the identified voxels have density values in the received three-dimensional image that do not correspond to the open space, to update the density values of the identified voxels to correspond to the open space. 10. The apparatus according to claim 9, wherein the imaging system comprises a computed tomography scanner. 11. The apparatus accor... | Biosense Webster (Israel) Ltd. | A61B005/06 A61B006/00 A61B006/03 G06T007/00 G06T017/20 A61B090/00 A61B034/20
US10278607 | B2 | 2019-05-07 | System and method for processing and presenting arrhythmia information to facilitate heart arrhythmia identification and treatment | 2015-01-09 | A system and method for presenting information relating to heart data can involve operations including identifying arrhythmia events in physiological data obtained for a living being, receiving human assessments of at least a portion of the arrhythmia events, determining a measure of correlation between the human assessments and the identified events, and selectively presenting information regarding the identified events based on the measure of correlation. The operations can also include identifying atrial fibrillation events in physiological data obtained for a living being, obtaining heart rate data for the living being, and presenting information regarding the heart rate data and duration of the atrial fibrillation events together with a common time scale to pictographically represent heart rate trend with atrial fibrillation burden during a defined time period. | 1. A method comprising: obtaining a physiological signal for a living being;performing, using a computer implemented process, a first assessment of the physiological signal over a first time period consisting of a plurality of time intervals, wherein each of the plurality of time intervals has a uniform time length;based on performing the first assessment of the physiological signal, identifying multiple arrhythmia events of a first type and multiple arrhythmia events of a second type in the physiological signal, wherein identifying the multiple arrhythmia events of the first type and the multiple arrhythmia events of the second type comprises: examining the physiological signal in each of the plurality of time intervals;identifying first time intervals based on at least one arrhythmia event of the first type occurring during each of the first time intervals; andidentifying second time intervals based on at least one arrhythmia event of the second type occurring during each of the second time intervals;obtaining heart rate data for the living being; andpictographically presenting, using a common time scale: the heart rate data;indications of the identified multiple arrhythmia events of the first type; andindications of the identified multiple arrhythmia events of the second type, wherein: pictographically presenting the indications of the identified multiple arrhythmia events of the first type comprises pictographically presenting, on the common time scale, first markers having the uniform time length and representing the identified first time intervals; andpictographically presenting the indications of the identified multiple arrhythmia events of the second type comprises pictographically presenting, on the common time scale, second markers having the uniform time length and representing the identified second time interval;wherein the uniform time length is 30 seconds, 1 minute, 10 minutes, or 30 minutes. 2. The method of claim 1, further comprising pictographically presenting an indication of a maximum heart rate during a time period and a time during the time period when the maximum heart rate occurred. 3. The method of claim 1, further comprising pictographically presenting an indication of a minimum heart rate during a time period and a time during the time period when the minimum heart rate occurred. 4. The method of claim 1, further comprising: identifying a first subset of the identified multiple arrhythmia events of the first type as urgent;wherein pictographically presenting the indications of the identified multiple arrhythmia events of the first type comprises pictographically presenting indications of the first subset of the identified multiple arrhythmia events of the first type. 5. The method of claim 1, further comprising: identifying a first subset of the identified multiple arrhythmia events of the first type as representative;wherein pictographically presenting the indications of the identified multiple arrhythmia events of... | BRAEMAR MANUFACTURING, LLC | A61B005/00 A61B005/046 A61B005/0245 A61B005/044
US10281348 | B2 | 2019-05-07 | Optical fiber pressure sensor with uniform diaphragm and method of fabricating same | 2016-12-22 | An optical fiber sensor can be used to measure pressure with high sensitivity and fine resolution. As a cavity at the end of the sensor expands or contracts, the spectrum of a beam reflected from the end of fiber shifts, producing a change linked to pressure exerted on the sensor. Novel aspects of the present inventive sensor include the direct bonding of a silica thin film diaphragm to the optical fiber with localized or confined heating and a uniform thickness of the diaphragm. The resulting sensor has a diameter that matches the diameter of the optical fiber. Because the sensor is all silica, it does not suffer from temperature-induced error. In addition, the sensor can be very sensitive because the diaphragm can be very thin; it can also make highly repeatable measurements due to its very uniform thickness. | 1. A method of making a sensor, comprising the steps of: (a) forming a thin film having at least one of i) a thickness that varies by up to and including about 10 percent, and ii) a thickness in a range of between about 50 nm and about 750 nm;(b) supporting the thin film on a holder and, while the thin film is being supported on the holder;(c) placing a surface of the thin film directly in contact with a surface of an optical fiber; and(d) heating at least one of the thin film and the optical fiber to at least about 700 degrees Celsius to thermally bond the thin film to the optical fiber and thereby form a sensor with a diaphragm defining one side of a cavity. 2. The method of claim 1, wherein the step of forming the thin film includes dry etching. 3. The method of claim 1, wherein the step of forming the thin film includes wet etching. 4. The method of claim 1, wherein the diaphragm has a thickness that varies by up to and including about ten percent. 5. The method of claim 4, wherein the diaphragm has a thickness that varies by up to and including about five percent. 6. The method of claim 1, wherein the thin film is a silica thin film. 7. The method of claim 1, further including the step of supporting the thin film with a frame structure. 8. The method of claim 1, further including the step of forming a recess in the surface of the optical fiber before placing the surface of the thin film directly in contact with the surface of the optical fiber. 9. The method of claim 8, wherein forming the recess includes removing part of a core of the optical fiber. 10. The method of claim 1, further including the step of forming a recess in the surface of the thin film before placing the surface of the thin film directly in contact with the optical fiber. 11. The method of claim 1, further including the step of pushing at least one of the thin film and the optical fiber toward the other of the thin film and the optical fiber. 12. The method of claim 1, wherein heating the at least one of the thin film and the optical fiber includes localized heating of the thin film, thereby causing the thin film to bond to the optical fiber. 13. The method of claim 12, wherein localized heating of the thin film includes illuminating the surface of the thin film with a laser beam. 14. The method of claim 1, further including the step of adjusting a length of the cavity by pushing or pulling on the thin film or the optical fiber while heating at least one of the thin film and the optical fiber. 15. The method of claim 1, further including the step of supporting the optical fiber with a ferrule, V-groove, or step-slot. 16. The method of claim 1, wherein the optical fiber is a multimode optical fiber and further including the step of bonding the multimode optical fiber to a single-mode optical fiber. 17. An optical fiber sensor formed by a method comprising the steps of: (a) forming a thin film having at least one of i) a thickness that varies by up to and inc... | Univeresity of Massachusetts | G01L009/00 G01L007/08 A61B005/00 A61B005/021 B23K026/24 B23K026/324 B23K026/362 G02B006/30
US10286905 | B2 | 2019-05-14 | Driver assistance apparatus and control method for the same | 2016-08-02 | Disclosed are driver assistance apparatus and a control method for the same. The driver assistance apparatus includes a sensing unit configured to acquire information regarding an object outside a vehicle, the object including a first other vehicle being driven in the vicinity of the vehicle, and a processor configured to judge whether the first other vehicle is a dangerous vehicle based on at least one of the information regarding the object, user input provided from a driver of the vehicle, information regarding the state of the driver, and information regarding the first other vehicle provided from a second other vehicle being driven in the vicinity of the vehicle, and to execute at least one predetermined operation upon judging that the first other vehicle is a dangerous vehicle. | 1. A driver assistance apparatus comprising: a sensing unit configured to acquire information regarding an object outside a vehicle, wherein the object includes a first other vehicle being driven in the vicinity of the vehicle;a processor configured to: judge whether the first other vehicle is a dangerous vehicle based on at least one of the information regarding the object, user input provided from a driver of the vehicle, a state of the driver, or information regarding the first other vehicle provided from a second other vehicle being driven in the vicinity of the vehicle,execute at least one predetermined operation based on judging that the first other vehicle is a dangerous vehicle,process a plurality of driving images provided from at least one camera of the vehicle into a first driving image that includes the first other vehicle and a second driving image that does not include the first other vehicle, andseparately store the first driving image and the second driving image; anda memory that includes a folder configured to separately store the first driving image from the second driving image. 2. The driver assistance apparatus according to claim 1, wherein the user input is a gesture of the driver, and wherein the processor is configured to judge whether the first other vehicle is a dangerous vehicle based on the gesture of the driver pointing to the first other vehicle. 3. The driver assistance apparatus according to claim 1, wherein the processor is configured to acquire a driving pattern of the first other vehicle based on movement of the first other vehicle included in the information regarding the object, to compare the driving pattern of the first other vehicle with a predetermined reference pattern, and to judge whether the first other vehicle is a dangerous vehicle based on determining that the driving pattern of the first other vehicle matching the reference pattern. 4. The driver assistance apparatus according to claim 1, wherein the processor is configured to judge whether the first other vehicle is a dangerous vehicle based on a sound of the first other vehicle that is included in the information regarding the object. 5. The driver assistance apparatus according to claim 1, wherein the predetermined operation includes a first operation, and wherein the first operation is an operation of notifying the driver of information regarding the first other vehicle that is judged to be a dangerous vehicle. 6. The driver assistance apparatus according to claim 1, wherein the processor is configured to, based on a plurality of cameras being provided at the vehicle, activate one or more of the cameras that is selected to capture an image of the first other vehicle based on a position of the first other vehicle relative to the vehicle. 7. The driver assistance apparatus according to claim 1, wherein the processor is further configured to: receive information regarding the first other vehicle from a second other vehicle being driven in t... | LG Electronics Inc. | A61B003/11 G05D001/02 A61B005/024 B60W030/09 G06K009/00 A61B005/16 A61B005/18 B60W030/095 B60W030/182 B60W050/12 G06F003/01 G06F003/14 G08G001/16 B60W050/14
US10300310 | B2 | 2019-05-28 | Implants using ultrasonic backscatter for sensing physiological conditions | 2018-09-25 | Described herein is an implantable device having a sensor configured to detect an amount of an analyte, a pH, a temperature, strain, or a pressure; and an ultrasonic transducer with a length of about 5 mm or less in the longest dimension, configured to receive current modulated based on the analyte amount, the pH, the temperature, or the pressure detected by the sensor, and emit an ultrasonic backscatter based on the received current. The implantable device can be implanted in a subject, such as an animal or a plant. Also described herein are systems including one or more implantable devices and an interrogator comprising one or more ultrasonic transducers configured to transmit ultrasonic waves to the one or more implantable devices or receive ultrasonic backscatter from the one or more implantable devices. Also described are methods of detecting an amount of an analyte, a pH, a temperature, a strain, or a pressure. | 1. A system, comprising: (a) an implantable device, comprising: a sensor configured to detect a pH; andan ultrasonic transducer with a length of 5 mm or less in the longest dimension, the ultrasonic transducer configured to receive ultrasonic waves that power the implantable device, receive a current modulated based on the pH detected by the sensor, and emit a pH-dependent ultrasonic backscatter based on the current received by the ultrasonic transducer; and(b) an interrogator comprising one or more ultrasonic transducers configured to transmit the ultrasonic waves that power the implantable device, and receive the ultrasonic backscatter from the implantable device. 2. The system of claim 1, wherein the sensor is an optical sensor. 3. The system of claim 2, wherein the optical sensor comprises a light source and an optical detector. 4. The system of claim 2, wherein the optical sensor comprises a matrix comprising a fluorophore, and wherein fluorescence intensity or fluorescence lifetime of the fluorophore depends on the pH. 5. The system of claim 2, wherein the optical sensor comprises a matrix comprising a fluorophore and an oscillating or pulsating light source, where a phase shift or time delay between light emitted from the light source and fluorescence detected by a fluoresce sensor is based on the pH. 6. The system of claim 1, wherein the sensor is a potentiometric chemical sensor or an amperometric chemical sensor. 7. The system of claim 1, wherein the ultrasonic transducer is a bulk piezoelectric transducer, a piezoelectric micro-machined ultrasonic transducer (PMUT) or a capacitive micro-machined ultrasonic transducer (CMUT). 8. The system of claim 1, wherein the implantable device is 5 mm or less in the longest dimension. 9. The system of claim 1, wherein the volume of the implantable device is 5 mm3 or less. 10. The system of claim 1, wherein the implantable device is implanted in a subject. 11. The system of claim 10, wherein the subject is an animal or a plant. 12. The system of claim 1, wherein the implantable device further comprises an integrated circuit. 13. The system of claim 12, wherein the integrated circuit comprises a power circuit. 14. The system of claim 12, wherein the integrated circuit comprises a driver configured to provide current to the sensor. 15. The system of claim 12, wherein the integrated circuit comprises a front end configured to receive a signal from the sensor. 16. The system of claim 12, wherein the integrated circuit comprises a digital circuit. 17. The system of claim 16, wherein the digital circuit is configured to operate a modulation circuit. 18. The system of claim 17, wherein the digital circuit is configured to transmit a digitized signal to the modulation circuit, and wherein the digitized signal is based on the detected pH. 19. The system of claim 1, wherein the implanted device is at least partially encapsulated by a biocompatible material. 20. The system of claim 1, wherei... | The Regents of the University of California | A61N001/00 A61N007/02 A61N001/372 A61N001/36 A61B005/07 A61B005/00 A61N001/378 G01N027/327 B06B001/06 A61B008/08 A61N005/10 A61N001/05 A61B006/00 A61N007/00 H02J007/02 H02J050/15 A61M039/02 H02J050/90
US10293118 | B2 | 2019-05-21 | Apparatus and methods for measuring peripheral venous pressure and applications of same | 2012-07-13 | In one aspect, an apparatus for measuring peripheral venous pressure includes a tubing having two ends with one end connectable to a fluid source and the other end connectable to a vein, a fluid controlling device configured to have an on position and an off position, and at least one pressure sensor configured to measure fluid pressures therein. When the fluid controlling device is in the on position, fluid flow in the tubing is allowed to pass through the fluid controlling device, such that the at least one pressure sensor measures both a fluid pressure from the fluid source and a distal venous pressure from the vein. When the fluid controlling device is in the off position, no fluid flow in the tubing is allowed to pass through the fluid controlling device, such that the at least one pressure sensor measures the distal venous pressure from the vein only. | 1. A method for monitoring intravascular placement of a peripheral intravenous (IV) catheter, comprising: (a) providing a tubing having a first end connected to a fluid source, and an opposite, second end connected to the peripheral IV catheter that in turn is placed in a vein, only one pressure sensor in fluid communication with the tubing, placed between the fluid source and the peripheral IV catheter, and a fluid controlling device in fluid communication with the tubing, placed in the tubing and between the fluid source and only one pressure sensor, and configured to have an on position and an off position, such that when the fluid controlling device is in the on position, fluid in the tubing is allowed to pass through the fluid controlling device, and when the fluid controlling device is in the off position, no fluid in the tubing is allowed to pass through the fluid controlling device;(b) selectively passing fluid from the fluid source to the vein through the tubing by the fluid controlling device;(c) measuring a pressure including a fluid pressure from the fluid source and a distal venous pressure from the vein by the only one pressure sensor when the fluid controlling device is in the on position; and measuring only the distal venous pressure from the vein by the only one pressure sensor when the fluid controlling device is in the off position;(d) generating waveforms from the measured pressures; and(e) determining an IV position or intravascular location of the peripheral IV catheter from the waveforms, wherein the determination of the IV position or intravascular location of the peripheral IV catheter from the waveforms is performed by analyzing a plurality of variables of the waveforms according to an algorithm, such that a pressure differential is not used in determining the IV position or intravascular location of the peripheral IV catheter. 2. The method of claim 1, wherein the variables of the waveforms include mean pressure, integral of waveform, variance, standard deviation, slope, sum of squares, correlation along a straight line, and changes or delta of any of these variables. 3. The method of claim 2, wherein the algorithm is performed by a step of measuring, recording and comparing the variables of the waveforms over pre-determined time intervals to determine the IV position. 4. The method of claim 1, further comprising displaying the determined IV position or intravascular location of the peripheral IV catheter on a display. 5. The method of claim 4, wherein communication between the pressure sensor and the display is remotely transmitted via wireless or radiofrequency mechanisms. 6. The method of claim 1, wherein the determination of the IV position or intravascular location of the peripheral IV catheter from the waveforms comprises: determining whether the peripheral IV catheter is properly placed in the vein. 7. The method of claim 1, wherein the measured pressures are distal venous pressures from the vein. | VANDERBILT UNIVERSITY | A61M005/46 A61M005/50 A61B005/021 A61B005/0215
US10278643 | B2 | 2019-05-07 | Belt for electro impedance measurement and method using such belt | 2013-01-28 | An electro impedance measuring belt for placing electrodes around the thorax of a patient comprises an array of a plurality of spaced apart electrodes, and a support structure, on which the electrodes are arranged. The support structure with the electrode array comprises two angulated legs on which the electrodes are lined up, the two legs spread out from an apex at an angle, such that, when the belt is put around the thorax of a patient, the array of electrodes extends from the back of the patient, where the apex of fee angulated legs is to be located, essentially parallel to the ribs to the lower part of the breastbone of the patient. | 1. An electro impedance measuring system, comprising: a belt for placing electrodes around the thorax of a patient, the belt comprising;an electrode array comprising a plurality of spaced apart electrodes for electro impedance imaging; anda support structure comprising a belt, on which the electrode array is arranged, having two angulated legs on which the plurality of spaced apart electrodes are aligned, the two angulated legs spread out from an apex of the support structure at a first angle, such that, when the belt is placed around a thorax of a patient, the electrode array and the two angulated legs of the support structure extend from a back of the patient with the apex of the support structure located over a thoracic vertebrae of the patient, the two angulated legs of the support structure each extending downward from the apex in an opposite direction to one another and wrapping around the thorax to the front of the patient and over a lower part of a breastbone of the patient, the electrode array having a first portion extending along a first of the two angulated legs from proximate the apex of the support structure around the thorax of the patient to proximate the lower part of the breastbone of the patient and a second portion extending along a second of the two angulated legs from proximate the apex of the support structure around an opposite side of the thorax of the patient to proximate the lower part of the breastbone of the patient, the first and second portions of the electrode array positioned substantially parallel to the patient's ribs; and a processor configured for electro impedance imaging coupled to the electrode array. 2. The system of claim 1, wherein the first angle formed between the legs is between 80 and 170 degrees. 3. The system of claim 1, wherein the legs are connected by a transverse middle part and wherein a second angle between a longitudinal axis of the middle part and a longitudinal axis of each leg is between 15 and 35 degrees. 4. The system of claim 1, wherein the legs comprise an electrode band, and further comprising a first fastener proximate a first end and second end of the electrode band for connecting the first and second ends together. 5. The system of claim 1, further comprising an attachment structure for holding the support structure and the array of electrodes in position relative to a patient so that relative movement of the electrodes and a body of the patient is substantially limited during breathing. 6. The system of claim 5, wherein the attachment structure is configured to be coupled to the body of the patient and also to the support structure. 7. The system of claim 5, wherein the attachment structure comprises a harness configured to hold the support structure in position. 8. The system of claim 7, wherein the harness comprises a vest-like structure configured to position and carry the support structure and the electrode array. 9. The system of claim 8, wherein the vest-like struct... | SWISSTOM AG | A61B005/04 A61B005/00 A61B005/053 A61B005/08 F24C015/20 A61B005/0295
US10278598 | B2 | 2019-05-07 | Method for determining the stroke volume of a heart, method for determining the electrode positions therefor, and sheet shaped device therefor | 2010-01-11 | Method for determining the stroke volume of a heart comprising: attaching electrodes to the front legs or arms or head, and the hind legs of the body; connecting an alternating current source to the left pair of front legs/arms or head, and hind legs; connecting an alternating current source to the right pair of front legs/arms or head, and hind legs; attaching a number of electrode pairs to the thoracic skin, such that the electrodes are in contact with the skin of the thorax at predetermined positions, wherein the electrode pairs are each connected to an independent input of a data acquisition/calculation device; determining the beginning the cardiac cycle and measuring with the number of electrode pairs on the thorax the voltage at the beginning of the cardiac cycle at the predetermined positions; measuring during the cardiac cycle with the number of electrode pairs on the thorax the voltages at the predetermined positions and determining the voltage changes Vmeas(τ) compared to the voltage at the beginning of the cardiac cycle; decomposing the vector of voltage changes Vmeas(τ) into an atrial component α(τ), and ventricular component ψ(τ), wherein both components are proportional to the vector of measured thorax voltages Vmeas(τ) by a weight factor WA and Wv respectively; converting the ventricular component ψ(τ) to a ventricular stroke volume, by multiplying the ventricular component with a constant, the constant being a predetermined volume change Vcalib divided by a ventricular component φcalib of a predetermined calibration measurement. | 1. A method for decomposing a vector of measured thorax voltages during a cardiac cycle of a heart of a human or animal body, wherein the heart is comprised in a thorax of the body, and wherein the body comprises a plurality of appendages including a head, two front legs or two arms, and two hind legs or two legs, the method comprising: attaching one or more electrodes to the front legs or the arms or the head, and the hind legs or legs of the body;connecting an alternating current source to a first pair of appendages, wherein the first pair of appendages includes a left front leg or a left arm or the head, and a left leg or a left hind leg;connecting an alternating current source to a second pair of appendages, wherein the second pair of appendages includes a right front leg or a right arm or the head, and a right leg or a right hind leg;attaching a plurality of electrode pairs to a thoracic skin surface of the body, such that the electrodes are in contact with the thoracic skin surface of the body at a plurality of predetermined positions;decomposing a vector of thorax voltages into an atrial component and a ventricular component;determining a beginning of a cardiac cycle and measuring with the number of electrode pairs on the thoracic skin surface a voltage at the beginning of the cardiac cycle at the predetermined positions;measuring during the cardiac cycle with the number of electrode pairs on the thoracic skin surface a plurality of voltages at the predetermined positions and determining a plurality of voltage changes vmeas(τ) compared to the voltage at the beginning of the cardiac cycle to determine a vector of thorax voltages;analyzing the vector of thorax voltages to decompose the vector into an atrial component α(τ) and a ventricular component ψ(τ) using an algorithm that includes a plurality of standardized in-vitro atrial and ventricular fingerprint data as well as an atrial weight factor wA and a ventricular weight factor wV; andmultiplying the ventricular component with a constant, the constant being a predetermined volume change Vcalib divided by a ventricular component (pcalib of a predetermined calibration measurement, to obtain a measure of ventricular stroke volume. 2. The method according to claim 1, further comprising: determining a respiration cycle; andignoring a cardiac cycle that occurs when a lung volume change exceeds a threshold. 3. The method according to claim 1, comprising: attaching in the proximity of at least part of the electrodes a further number of electrodes to the thoracic skin surface of the body, wherein the further number of electrodes are connected to a switching member, which switching member is adapted to select an optimal sub-set of electrodes for a particular patient under examination. 4. The method according to claim 1, further comprising: directly or indirectly calculating a first or second order time-derivative of the multiplied ventricular component;minimizing an oscillatory energy using the ... | Hemologic B.V. | A61B005/029 A61B005/0408 A61B005/053 A61B005/0295
US10293189 | B2 | 2019-05-21 | Ultrasonic apparatus, a therapeutic system and a method of increasing a workflow | 2008-02-18 | An ultrasonic apparatus (10) includes a support (2) for accommodating a portion of a patient (14). The support includes a first reservoir (8) with a transmission medium. The support further includes an ultrasonic wave source (9) having an emitting surface (7) being conceived to be oriented towards the portion of the patient (14) in use. The ultrasonic apparatus further includes a substantially transparent aperture (26) arranged in the support (2) for enabling an inspection of the first reservoir. A therapeutic system increases a workflow of the ultrasonic apparatus. | 1. A method of increasing a workflow of an ultrasonic apparatus, the method comprising: providing an ultrasonic apparatus comprising a first reservoir filled with a transmission medium and closed on one face by a contact surface;positioning a gel pad between the contact surface and a portion of the patient to receive ultrasound treatment;with a camera, inspecting at least the contact surface for bubbles;in response to the inspection finding an absence of bubbles, treating the portion of the patient with an ultrasound beam directed from an ultrasound transducer directed through the transmission medium and the gel pad to the portion of the patient and, in response to the inspection finding bubbles, eliminating the bubbles before treating the portion of the patient. 2. The method according to claim 1, wherein the inspecting includes inspecting an area around the portion of the patient to receive the ultrasound treatment. 3. The method according to claim 1, further including: wherein the inspecting includes inspecting for bubbles between the first reservoir and the gel pad and in response to finding bubbles, repositioning the portion of the patient and the gel pad. 4. The method according to claim 1, further including: with a magnetic resonance device, measuring a temperature distribution in the portion of the patient;controlling the ultrasound transducer based on the measured temperature distribution. 5. An ultrasonic apparatus comprising: an ultrasonic transducer configured to produce ultrasonic waves;a first reservoir containing a transmission medium configured to conduct the ultrasonic waves toward a portion of a patient to be treated;a flexible membrane connected to the first reservoir disposed between the transmission medium and the portion of the patient to be treated;a window defined in the first reservoir configured to enable a camera to inspect the first reservoir for bubbles between the portion of the patient and the ultrasound transducer; andfurther including:a gel pad filled with a coupling medium and positioned between the portion of the patient and the flexible membrane. 6. An ultrasonic apparatus comprising: an ultrasonic transducer configured to produce ultrasonic waves;a first reservoir containing a transmission medium configured to conduct the ultrasonic waves toward a portion of a patient to be treated;a flexible membrane connected to the first reservoir disposed between the transmission medium and the portion of the patient to be treated;a window defined in the first reservoir configured to enable a camera to inspect the first reservoir for bubbles between the portion of the patient and the ultrasound transducer; andfurther including: a contact surface defined between the first reservoir and a gel pad. 7. A therapeutic system comprising: a support configured to accommodate a portion of a patient;a first reservoir containing a transmission medium;a flexible membrane disposed between the transmission medium and the accommodat... | KONINKLIJKE PHILIPS N.V. | A61B008/00 A61N007/02 A61B005/00 A61B005/055 A61B017/00 A61B017/225 G01R033/48 A61B090/50 A61B090/00
US10306017 | B2 | 2019-05-28 | Wear system and method for providing service | 2016-11-23 | The present disclosure provides a wear system for providing a service. The wear system may comprise a wear device configured to detect authentication information regarding a user wearing the wear device in a first state, to transmit the authentication information to a server, and if authentication of the user is complete through the server, to detect user data of the wear device in a second state and to transmit the user data to the server and the server, upon detecting identification information regarding the user using the authentication information received from the wear device, to complete the authentication of the user, to generate a user profile based on the user data received from the wear device, to store the user profile corresponding to the identification information, and to provide service information related to the user to the wear device. | 1. A wear device comprising: a communication module comprising communication circuitry; anda first controller configured to: detect authentication information regarding a user wearing the wear device in a first state which is a low-power standby state,transmit, through the communication module, the authentication information to a server,receive, through the communication module, authentication complete information generated based on the authentication information and identification information regarding the user from the server, andwake up a second controller and switch into a sleep state in response to the receiving the authentication complete information,the second controller configured to: after being woken up by the first controller, detect user data of the wear device in a second state, and transmit the user data to the server. 2. The wear device of claim 1, wherein the first controller is configured to detect the authentication information and wearing of the wear device using at least one sensor among a plurality of sensors in the first state;wherein the second controller in the second state is configured to detect the user data of the wear device using the plurality of sensors, upon detecting taking off the wear device using the at least one sensor, wake up the first controller and switching into the sleep state;wherein the plurality of sensors is configured to detect the wearing and taking off the wear device, the authentication information, and the user data. 3. The wear device of claim 2, wherein the at least one sensor of the plurality of sensors is configured to detect a bio signal of the user wearing the wear device, and wherein the authentication information includes the bio signal. 4. The wear device of claim 1, wherein the first controller is further configured to: perform an operation of authenticating the user through the server using an electronic device connected with the wear device,transmit the user data to the server, andreceive service information related to the user from the server. 5. The wear device of claim 1, wherein the second controller is further configured to: transmit configuration information regarding the wear device to the server upon completing the authentication of the user through the server, andreceive service information corresponding to the configuration information regarding the wear device from the server,wherein the service information corresponding to the configuration information regarding the wear device includes at least one application available on the wear device. 6. The wear device of claim 1, wherein the second controller is further configured to: store the user data in the wear device or an electronic device connected via the communication module if the wear device has not established a communication connection with the server, andtransmit the user data stored in the wear device or the electronic device to the server to be synced if a communication connection with the server is establish... | Samsung Electronics Co., Ltd. | H04L029/08 H04L029/06 H04B001/3827 H04W012/06 H04W012/08 A61B005/0205 A61B005/117 A61B005/00 A61B005/04 A61B005/11
US10285594 | B2 | 2019-05-14 | Electric motor capable of reducing cogging torque | 2017-09-08 | An electric motor including a rotor including magnetic pole units and a stator including slots facing an outer peripheral surface of the rotor. Each of the magnetic pole units is bulged to an outside in a radial direction so that a waveform of a magnetic flux density generated from the rotor is a sine wave shape, and a concave part or convex part which is small enough to prevent changing of a waveform cycle of cogging torque determined by a least common multiple of the number of slots and the number of magnetic poles of the rotor, is formed at a central part in a circumferential direction of an outer peripheral surface in each of the magnetic pole units. | 1. A method of reducing cogging torque in a synchronous electric motor comprising: providing a rotor including a plurality of magnetic pole units, each magnetic pole unit having the same shape wherein each magnetic pole unit has an outer peripheral surface and each of the magnetic pole units has a magnetic pole center P1; andproviding a stator including slots facing the outer peripheral surface of the rotor, wherein,correcting the outer peripheral surface of each of the magnetic poles by adding a correction amount based on a sine function to a reference surface to create a corrected outer peripheral surface, the reference surface having a rotor radius given by: R=a−b/cos(cθ)and the correction amount is given by: ΔR=d sin(eθ),wherein, the corrected outer peripheral surface has a rotor radius given by: R+ΔR=a−b/cos(cθ)+d sin(eθ),wherein, a is a radius of an inner peripheral surface of the stator,b is a minimum gap between the rotor and the stator,c is a coefficient,θ is a mechanical angle between about −7.5° and about 7.5°,d is a maximum correction amount, ande is a coefficient set so that eθ is about 180° when the mechanical angle is at its maximum value and about −180° when the mechanical angle is at its minimum value,wherein the corrected outer peripheral surface of each of the magnetic pole units is bulged to an outside in a radial direction so that a waveform of a magnetic flux density generated from the rotor is a sine wave shape, anda concave part is formed at a central part in a circumferential direction of an outer peripheral surface in each of the magnetic pole units, the concave part being small enough to prevent changing of a waveform cycle of cogging torque determined by a least common multiple of the number of slots and the number of magnetic poles of the rotor. 2. The method according to claim 1, wherein the least common multiple of the number of magnetic poles of the rotor and the number of slots is equal to or less than 100. 3. A method of reducing cogging torque in a synchronous electric motor comprising: providing a rotor including a plurality of magnetic pole units, each magnetic pole unit having the same shape wherein each magnetic pole unit has an outer peripheral surface and each of the magnetic pole units has a magnetic pole center P1; andproviding a stator including slots facing the outer peripheral surface of the rotor, wherein,correcting the outer peripheral surface of each of the magnetic poles by adding a correction amount based on a hyperbolic cosine function to a reference surface to create a corrected outer peripheral surface, the reference surface having a rotor radius given by: R=a−b/cos(cθ)and the correction amount is given by: ΔR=d/cos h(eθ)wherein, the corrected outer peripheral surface has a rotor radius given by: R+ΔR=a−b/cos(cθ)+d/cos h(eθ)wherein, a is a radius of an inner peripheral surface of the stator,b is a minimum gap between the rotor and the stator,c is a coefficient,θ is a mechanical angle between... | FANUC CORPORATION | H02K001/27 H02K021/12 H02K021/14 H02K029/03 A61B003/00 A61B005/00 H02K001/16 H02K001/24 A61B003/10 G01B009/02
US10292624 | B2 | 2019-05-21 | Method and system for generating a three-dimensional scan of an object | 2015-01-19 | A method and system for generating a three-dimensional scan of an object using a handheld scanner is disclosed. The method involves obtaining images of the object from a successive plurality of handheld scanner positions with respect to the object, and processing the images to generate a respective 3D frame for each of the plurality of handheld scanner positions. Each 3D frame includes data representing locations of a plurality of 3D points on a surface of the object. The method further involves comparing each successive 3D frame with at least one preceding 3D frame, determining whether a result of the comparison meets a correspondence criterion associated with generation of a 3D representation of the surface of the object, and initiating a recovery process when the correspondence criterion is not met. | 1. A method for generating a three-dimensional (3D) scan of an object using a handheld scanner, the method comprising: obtaining images of the object from a successive plurality of handheld scanner positions with respect to the object;processing the images to generate a respective 3D frame for each of the plurality of handheld scanner positions, each 3D frame including data representing locations of a plurality of 3D points on a surface of the object;designating at least one preceding 3D frame as a reference frame;comparing each successive 3D frame with at least one preceding 3D frame;determining whether a result of the comparison meets a correspondence criterion associated with generation of a 3D representation of the surface of the object; andinitiating a recovery process when the correspondence criterion is not met by: comparing a subsequent 3D frame with a 3D frame preceding the 3D frame that caused initiation of the recovery process; andif a result of the comparison does not meet the correspondence criterion, comparing at least one of the subsequent 3D frame and the 3D frame that caused initiation of the recovery process with the reference frame and resuming the scan of the object if a result of the comparison with the reference frame meets the correspondence criterion. 2. The method of claim 1 wherein determining whether the result of the comparison meets the correspondence criterion comprises determining whether 3D points associated with the 3D frame can be transformed to align with 3D points in the preceding 3D frame within a reference tolerance. 3. The method of claim 1 wherein initiating the recovery process comprises: if a result of the comparison meets the correspondence criterion, resuming the scan of the object. 4. The method of claim 3 wherein resuming the scan of the object comprises resuming the scan without operator intervention. 5. The method of claim 2 further comprising comparing the subsequent 3D frame with the 3D frame that caused initiation of the recovery process and further comprising one of: retaining the frame if a result of the comparison meets the correspondence criterion; anddiscarding the frame if the result of the comparison does not meet the correspondence criterion. 6. The method of claim 1 wherein comparing at least one of the subsequent 3D frame and the 3D frame that caused initiation of the recovery process with the reference frame comprises comparing each of the subsequent 3D frame and the 3D frame that caused initiation of the recovery process with the reference frame. 7. The method of claim 1 wherein said designating comprises designating at least one preceding 3D frame that meets a frame quality criterion as a reference frame, wherein the frame quality criterion is based on at least one of: the presence of topological content of the frame;the presence of discernable features within the frame; anda data point density within the frame. 8. The method of claim 1 wherein said designating comprises desig... | Vorum Research Corporation | A61B005/00 A61B034/10 A61B005/107 G01B011/25 G06T017/10 G06T007/521
US10300151 | B2 | 2019-05-28 | Methods and systems for noninvasive fluorescence-based functional imaging of kidneys | 2016-09-12 | Methods and systems for evaluating renal function of a live subject. The method includes intravenously administering nanoparticles of a noble metal to the kidney of the live subject, followed by illuminating the kidney with a near infrared excitation wavelength such that the nanoparticles in the kidney fluoresce, and finally detecting presence or absence of nanoparticle fluorescence in the kidney. Detecting presence or absence of nanoparticle fluorescence includes obtaining at least one image of the kidney through the subject's skin. | 1. A non-invasive method for evaluating renal function of an individual kidney in a living subject, the method comprising: a) intravenously administering nanoparticles of noble metal to a kidney of the live subject;b) illuminating the kidney with a near infrared excitation wavelength such that the nanoparticles in the kidney fluoresce; andc) detecting presence or absence of nanoparticle fluorescence in the kidney of the live subject, wherein detecting presence or absence of nanoparticle fluorescence includes obtaining at least one image of the kidney through the subject's skin. 2. The method of claim 1, wherein taking at least one image of the kidney includes taking sequential images within an evaluation time window. 3. The method of claim 2, wherein the length of the evaluation time window is between 1 second and 10 hours. 4. The method of claim 2, further comprising: d) plotting a time-fluorescence intensity curve (TFIC) for the kidney, wherein an axis of the time-fluorescence intensity curve is time and another axis of the time-fluorescence intensity curve is kidney fluorescence intensity. 5. The method of claim 1, wherein the nanoparticles fluoresce at a near infrared emission wavelength. 6. The method of claim 1, wherein the noble metal is selected from a group consisting of gold, silver, copper, or combinations thereof. 7. The method of claim 1, wherein the nanoparticles have a core size of less than 6 nm. 8. The method of claim 1, wherein the nanoparticles have a core size between 1 nm and 4 nm. 9. The method of claim 1, wherein the nanoparticles have a hydrodynamic diameter less than 10 nm. 10. The method of claim 1, wherein the nanoparticles have a hydrodynamic diameter between 1 nm and 6 nm. 11. The method of claim 1, wherein the nanoparticles are coated with ligands selected from glutathione, thiol-functionalized polyethylene glycol, cysteamine, cysteine, homocysteine, dipeptides containing cysteine, dipeptides containing homocysteine, dipeptides, tripeptides, and combinations thereof. 12. The method of claim 11, wherein dipeptides containing cysteine includes cysteine-glycine and cysteine-glutamic acid and dipeptides containing homocysteine includes homocysteine-glycine and homocysteine-glutamic acid. 13. The method of claim 1, wherein the nanoparticles are coated with glutathione. 14. A system for non-invasive evaluation of renal function of an individual kidney in a living subject comprising: a) intravenous administration of nanoparticles of a noble metal to a kidney of the live subject;b) illumination of the kidney with a near infrared excitation wavelength such that the nanoparticles in the kidney fluoresce; andc) detection of presence or absence of nanoparticle fluorescence in the kidney of the live subject, wherein detection includes obtaining at least one image of the kidney through the subject's skin. 15. The system of claim 14, wherein taking at least one image of the kidney includes taking sequential images wit... | BOARD OF REGENTS, THE UNIVERSITY OF TEXAS SYSTEM | A61K049/00 A61B005/00
US10299682 | B1 | 2019-05-28 | Pulsed ultrasound modulated optical tomography with increased optical/ultrasound pulse ratio | 2017-12-15 | A system and method of performing ultrasound modulated optical tomography. Ultrasound is delivered into a target voxel in an anatomical structure, and sample light is delivered into the anatomical structure, whereby a portion of the sample light passing through the target voxel is scattered by the biological tissue as signal light, and a portion of the sample light not passing through the target voxel is scattered by the anatomical structure as background light. The ultrasound and sample light are pulsed in synchrony, such that only the signal light is frequency shifted by the ultrasound. Multiple pulses of the sample light are delivered into the anatomical structure for each pulse of the ultrasound delivered into the target voxel. Reference light is combined with the signal light and background light to generate an interference light pattern, which is sequentially modulated to generate different interference light patterns, which are detected. | 1. An ultrasound modulated optical tomography (UOT) system, comprising: an acoustic assembly configured for delivering ultrasound into a target voxel in an anatomical structure;an interferometer configured for delivering sample light into the anatomical structure, whereby a portion of the sample light passing through the target voxel is scattered by the anatomical structure as signal light, and another portion of the sample light not passing through the target voxel is scattered by the anatomical structure as background light that combines with the signal light to create a sample light pattern, the interferometer further configured for combining reference light with the sample light pattern to generate an interference light pattern;a controller configured for operating the acoustic assembly and the interferometer to pulse the ultrasound and the sample light in synchrony, such that only the signal light is frequency shifted by the ultrasound, wherein a duration of each pulse of the ultrasound delivered into the target voxel is within a decorrelation time of the target voxel, and wherein multiple pulses of the sample light are sequentially delivered into the anatomical structure for each pulse of the ultrasound delivered into the target voxel, the controller further configured for operating the interferometer to sequentially modulate the interference light pattern to generate a plurality of different interference light patterns;at least one detector configured for detecting the different interference light patterns; anda processor configured for determining a physiologically-dependent optical parameter of the target voxel based on the detected interference light patterns. 2. The UOT system of claim 1, wherein the at least one detector comprises an array of detectors configured for respectively detecting spatial components of each different interference light pattern, wherein the processor is configured for determining the physiologically-dependent optical parameter of the target voxel based on the detected spatial components. 3. The UOT system of claim 2, wherein each detector, in response to external trigger signals generated by the controller, is configured for respectively storing a plurality of values in a plurality of data storing bins representative of the respective spatial components of the interference light patterns, wherein the processor is configured for determining the physiologically-dependent optical parameter of the target voxel based on the plurality of values stored in the data storing bins of each detector. 4. The UOT system of claim 1, wherein the physiologically-dependent optical parameter is the level of deoxygenated and/or oxygenated hemoglobin concentration or relative abundance. 5. The UOT system of claim 1, wherein the physiologically-dependent optical parameter is the level of water concentration or relative water concentration of brain matter. 6. The UOT system of claim 5, wherein the wavelength of the sample light ... | HI LLC | A61B005/00 G01N021/17 G01N021/45 A61B005/1455
US10279179 | B2 | 2019-05-07 | Transcutaneous electrical nerve stimulator with automatic detection of user sleep-wake state | 2014-04-15 | Apparatus for transcutaneous electrical nerve stimulation in a user, the apparatus comprising: a housing;stimulation means for electrically stimulating at least one nerve;an electrode releasably mounted to the housing and connectable to the stimulation means for electrical stimulation of the at least one nerve;monitoring means for monitoring the user's body orientation and movement;analysis means for analyzing said orientation and movement; andcontrol means for controlling the output of the stimulation means in response to said analysis of said orientation and movement. | 1. Apparatus for transcutaneous electrical nerve stimulation in a user, the apparatus comprising: a housing;stimulation means for electrically stimulating at least one nerve;an electrode releasably mounted to the housing and connectable to the stimulation means for electrical stimulation of the at least one nerve;monitoring means for monitoring the user's body orientation and movement;analysis means for analyzing said body orientation and movement monitored by the monitoring means to determine a state of the user when the body orientation of the user is recumbent; andcontrol means for automatically modifying the output of the stimulation means in response to the determination of the state of the user when the body orientation of the user is recumbent. 2. Apparatus according to claim 1 wherein the body orientation and movement are used to determine whether the user is in a sleep state or a wake state. 3. Apparatus according to claim 1 wherein the body orientation and movement are used to estimate the user's activity level. 4. Apparatus according to claim 1 wherein the body orientation and movement are used to classify the user's activity type. 5. Apparatus according to claim 1 wherein said monitoring of the user's body orientation and movement is accomplished with at least one accelerometer. 6. Apparatus according to claim 5 wherein the axis directions of the accelerometer are known and fixed with respect to a specific anatomical location of the user when a tight mechanical coupling is established between the monitoring means and the anatomical location. 7. Apparatus according to claim 6 wherein the anatomical location is the upper calf area of the user. 8. Apparatus according to claim 6 wherein the required tight mechanical coupling between the monitoring means and the anatomical location is created when a strap holds the housing, monitoring means, and electrode at the anatomical location. 9. Apparatus according to claim 8 wherein the strap includes a tension gauge to measure tightness between the monitoring means and the anatomical location. 10. Apparatus according to claim 9 wherein the tight mechanical coupling between the monitoring means and the anatomical location is confirmed through a comparison of the tension measured by the tension gauge with a tension threshold. 11. Apparatus according to claim 8 wherein the tight mechanical coupling between the monitoring means and the anatomical location is confirmed by detecting contact of said electrode with the skin of the user. 12. Apparatus according to claim 5 wherein the analysis means maps acceleration measurements from the accelerometer to the user's body orientation and body movement. 13. Apparatus according to claim 12 wherein the user's body orientation is determined by analyzing the projection value of the earth gravity acceleration vector on at least one axis of the accelerometer. 14. Apparatus according to claim 13 wherein the estimated projection value of the earth gravit... | Neurometrix, Inc. | A61N001/36 A61N001/08 A61B005/11 A61B005/00 A61N001/04
US10299732 | B2 | 2019-05-28 | System and method for removing speckle from a scene lit by a coherent light source | 2014-03-14 | The disclosure extends to methods, devices, and systems for removing speckle from a coherent light source, such as laser light. The methods, devices, and systems help eliminate or reduce speckle introduced from a coherent light source, such as laser light, by utilizing the teachings and principles of the disclosure. | 1. A system for removing speckle from an image frame of a surgical site comprising: an imaging device comprising a CMOS image sensor, wherein the CMOS image sensor comprises a pixel array;an endoscopic device;a pulsing coherent light source for providing light to a surgical site, wherein the light source is pulsed at an interval that corresponds to the operation and functionality of the pixel array of the CMOS image sensor;a control unit comprising circuitry for sending data to the CMOS image sensor and receiving data from the CMOS image sensor to create an image frame of the surgical site;a display that allows a user to visualize the surgical site;a fiber optic bundle connected to the coherent light source, the fiber optic bundle comprising a first fiber optic bundle and a second fiber optic bundle coupled at a junction; anda vibrating mechanism including a vibrating device disposed in a cavity formed in a connector attached to the fiber optic bundle proximal to the junction where the first fiber optic bundle and the second fiber optic bundle are coupled by the connector, wherein the vibrating mechanism is the only vibrating mechanism coupled along a path of the first fiber optic bundle and the second fiber optic bundle that vibrates both the first fiber optic bundle and the second fiber optic bundle and causes the light to lose coherence momentarily as the geometry of its path is changed by vibration;wherein the coherent light source pulses light in a plurality of electromagnetic partitions, such that the pixel array receives electromagnetic energy and produces a data set that corresponds in time with each specific electromagnetic partition. 2. The system of claim 1, wherein the introduction of a vibration stimulus to the fiber optic bundle introduces a series of changes in path geometry. 3. The system of claim 2, wherein the series of changes are performed at a high frequency so that the observable speckle pattern is substantially removed, such that a human eye cannot detect the speckle pattern when the video is output to the display. 4. The system of claim 1, wherein the imaging device is in electronic communication with the control unit. 5. The system of claim 1, wherein the connector includes a sleeve. 6. The system of claim 5, wherein the vibrating device is selected from a group consisting of a small mechanical motor, a piezoelectric crystal, an oscillator, and a resonator component. 7. The system of claim 5, wherein the sleeve is a plurality of sleeves comprising a first sleeve and a second sleeve for attaching to the first fiber optic bundle and the second fiber optic bundle respectively. 8. The system of claim 1, wherein the CMOS image sensor is a monochromatic CMOS image sensor. 9. The system of claim 1, wherein the coherent light source is a pulsing laser light source for use in illuminating an object and producing an image in a light deficient environment. 10. The system of claim 1, wherein the CMOS image sensor is a monoch... | DePuy Synthes Products, Inc. | A61B001/00 A61B005/00 A61B001/07 A61B001/06 G02B023/24 G02B027/48 A61B001/045
US10300011 | B1 | 2019-05-28 | 3D navigation of nanoparticles via induction of metastable diamagnetic response | 2018-09-14 | Methods and devices for three-dimensional navigation of magnetic nanoparticles are provided. A method can comprise introducing high-anisotropy magnetic nanoparticles to a mammal and directing the high-anisotropy magnetic nanoparticles towards a target region of the mammal. Direction control is achieved by subjecting the high-anisotropy magnetic nanoparticles to an alternating signal comprising a uniform magnetic field pulse having a strength greater than a coercivity of the high-anisotropy magnetic nanoparticles and a magnetic gradient pulse having a highest strength that is less than the coercivity of the high-anisotropy magnetic nanoparticles and a location of a lowest strength at the target region of the mammal, and the direction of the uniform magnetic field pulse being in an opposite direction of the magnetic gradient pulse. | 1. A method of three-dimensional navigation of magnetic nanoparticles, the method comprising: introducing high-anisotropy magnetic nanoparticles to a mammal; anddirecting the high-anisotropy magnetic nanoparticles towards a target region of the mammal by: subjecting the high-anisotropy magnetic nanoparticles to an alternating signal comprising a uniform magnetic field pulse having a strength greater than a coercivity of the high-anisotropy magnetic nanoparticles and a magnetic gradient pulse having a highest strength that is less than the coercivity of the high-anisotropy magnetic nanoparticles, a location of a lowest strength of the magnetic gradient pulse being initially at the target region of the mammal,the direction of the uniform magnetic field pulse being opposite of the direction of the magnetic gradient pulse. 2. The method according to claim 1, a time duration of the uniform magnetic field pulse being equal to a time duration of the magnetic gradient pulse. 3. The method according to claim 1, a respective time duration of each of the uniform magnetic field pulse and the magnetic gradient pulse being equal to a time duration required for the high-anisotropy magnetic nanoparticles to physically rotate 180 degrees inside the mammal. 4. The method according to claim 1, further comprising: altering a direction of the high-anisotropy magnetic nanoparticles by adjusting the location of the lowest strength of the magnetic gradient pulse. 5. The method according to claim 1, the uniform magnetic field pulse and the magnetic gradient pulse being applied by an electromagnet comprising a conductive wire wrapped in a coil. 6. The method according to claim 5, the conductive wire being wrapped around a magnetic core. 7. The method according to claim 1, the high-anisotropy magnetic nanoparticles comprising L10-phase nanostructures. 8. The method according to claim 1, the high-anisotropy magnetic nanoparticles comprising Co-based iron oxides. 9. The method according to claim 1, the high-anisotropy magnetic nanoparticles comprising a dielectric shell. 10. The method according to claim 1, each high-anisotropy magnetic nanoparticle of the high-anisotropy magnetic nanoparticles comprising a dielectric shell. 11. The method according to claim 1, the high-anisotropy magnetic nanoparticles being alloys, polycrystalline structures, or crystal structures. 12. The method according to claim 1, a time duration of the uniform magnetic field pulse being equal to a time duration required for the high-anisotropy magnetic nanoparticles to physically rotate 180 degrees inside the mammal. 13. The method according to claim 1, a time duration of the magnetic gradient pulse being equal to a time duration required for the high-anisotropy magnetic nanoparticles to physically rotate 180 degrees inside the mammal. 14. A method of three-dimensional navigation of magnetic nanoparticles, the method comprising: introducing high-anisotropy magnetic nanoparticles to a mamm... | The Florida International University Board of Trustees | A61K009/00 A61B005/00 A61B005/055 A61N002/00 B82Y005/00
US10278590 | B2 | 2019-05-07 | Medical device including manipulable portion with connected elongate members | 2018-05-14 | A medical system may include a shaft member and a structure physically coupled to the shaft member. A portion of the shaft member may be sized to be delivered through a bodily opening leading to a bodily cavity. The structure may include at least two flexible couplings, each flexible coupling extending transversely from an intermediate portion of a respective one of at least two elongate members of the structure. The flexible coupling extending transversely from the intermediate portion of a first one of the at least two elongate members forms at least a part of a first closed loop arranged to receive a portion of the flexible coupling of a second one of the at least two elongate members therethrough to limit a spacing between the intermediate portions of the first and the second ones of the at least two elongate members. | 1. A medical system comprising: a shaft member including a portion sized to be delivered through a bodily opening leading to a bodily cavity; anda structure physically coupled to the shaft member, the structure including a plurality of elongate members, the structure selectively moveable between a delivery configuration in which the structure is suitably sized to be deliverable through the bodily opening to the bodily cavity, and an expanded configuration in which the structure has a size too large to be deliverable through the bodily opening to the bodily cavity,wherein each of at least one elongate member of the plurality of elongate members comprises a respective plurality of material layers,wherein a first subset of the respective plurality of material layers of the one elongate member contacts a second subset of the respective plurality of material layers of the one elongate member, an external surface of the first subset of the respective plurality of material layers of the one elongate member forming part of a first surface of the one elongate member, an external surface of the second subset of the respective plurality of material layers of the one elongate member forming at least part of a second surface of the one elongate member, and the first surface of the one elongate member and the second surface of the one elongate member forming opposing surfaces on opposite sides of the one elongate member,wherein the first subset of the respective plurality of material layers of the one elongate member includes a notch that exposes a surface of the second subset of the respective plurality of material layers of the one elongate member, the surface of the second subset of the respective plurality of material layers of the one elongate member that is exposed by the notch forming a portion of the first surface of the one elongate member, andwherein an aperture interrupts a region of the second surface of the one elongate member opposing the surface of the second subset of the respective plurality of material layers of the one elongate member that is exposed by the notch. 2. The medical system of claim 1, wherein each elongate member of the plurality of elongate members comprises a proximal end, a distal end, and a respective intermediate portion positioned between the proximal end and the distal end, andwherein the notch is located within the respective intermediate portion of the one elongate member. 3. The medical system of claim 1, wherein the notch extends from an edge of the one elongate member, the edge between the first and second surfaces of the one elongate member. 4. The medical system of claim 1, wherein the notch has a trapezoidal shape. 5. The medical system of claim 1, wherein the aperture interrupts the surface of the second subset of the respective plurality of material layers of the one elongate member that is exposed by the notch. 6. The medical system of claim 5, wherein the surface of the second subset of the respective plu... | KARDIUM INC. | A61B018/18 A61B005/04 A61B005/01 A61B018/14 A61N001/05 A61B005/00 A61B005/042 A61B018/00
US10278603 | B2 | 2019-05-07 | System and method for secure physiological data acquisition and storage | 2018-04-30 | A system and method for secure physiological data acquisition and storage. An identifier of a physiological monitoring patch is obtained by a programming wand, the patch configured to store the identifier within a cryptographic circuit. A password for accessing physiological monitoring data collected using that patch is generated based on at least a portion of the identifier, the password is encrypted using a secret key, and the encrypted password is loaded into the cryptographic circuit. The key is loaded onto a monitor recorder that couples with the patch and obtains the physiological monitoring data using the patch, wherein the monitor recorder offloads the data together with the identifier and the decoded password. The identifier and the password are reported to a server that stores the offloaded physiological monitoring data using the identifier within a secure database and grants access to the data upon receipt of the decoded password. | 1. A system for secure physiological data acquisition and storage, comprising: a programming wand configured to: obtain an identifier of a physiological monitoring patch that is configured to store the identifier within a cryptographic circuit on that patch;generate a password for accessing physiological monitoring data collected using that patch from an at least one server based on at least a portion of the identifier, to encrypt the password using a secret key, and to load the encrypted password into the cryptographic circuit;load the secret key onto a monitor recorder that is configured to couple with the patch and that is configured to obtain the physiological monitoring data using the patch, wherein the monitor recorder retrieves the identifier and the password from the patch, decodes the password, and offloads the physiological monitoring data together with the identifier and the decoded password; andreport the identifier and the password within the cryptographic circuit to the at least one server; andthe at least one server, wherein the server is configured to store the offloaded physiological monitoring data using the identifier within a secure database and to grant access to the physiological monitoring data upon receipt of the decoded password from a user. 2. A system according to claim 1, further comprising: the programming wand further configured to require a calibration after a preset number of times of password generation prior to performing further password generation. 3. A system according to claim 1, wherein the identifier is pre-loaded into the cryptographic circuit or the programming wand generates the identifier and loads the identifier into the cryptographic circuit. 4. A system according to claim 1, further comprising: the at least one server further configured to track whether the offloaded physiological monitoring data has been received based on the report. 5. A system according to claim 1, wherein the programming wand wirelessly interfaces with the at least one server, the physiological monitoring patch and the monitor recorder. 6. A system according to claim 1, further comprising: a hashing function stored within the programming wand, wherein the programming wand encrypts at least a portion of the identifier using the hashing function to generate the password and further generates additional data for inclusion into the password. 7. A system according to claim 6, wherein the additional data comprises pseudorandomly generated numbers. 8. A system according to claim 1, further comprising: the at least one server further configured to: obtain an ECG trace generated based on the physiological monitoring data; andperform an automated over-read of the ECG trace; andprovide a recommendation based on the automated over-read. 9. A system according to claim 8, wherein the at least one server is further configured to: identify one or more features of the ECG trace;compare the identified features to known ECG trace features i... | Bardy Diagnostics, Inc. | A61B005/0408 A61B005/0432 A61B005/04 A61B005/00 A61B005/044 A61B005/0452 A61B005/0402 G06F021/60 G06F021/62 G16H040/63 A61B005/046 A61B005/0464 A61B005/0472 A61B090/90 A61B090/96
US10278581 | B2 | 2019-05-07 | Wireless pregnancy monitor | 2014-07-31 | A apparatus for automatically detecting a pregnancy status of a patient include a patch for adhering to human skin, a uterine contraction sensor, such as electromyography (EMG), coupled to the patch with at least two electrodes, and an inertial sensor for sensing fetal movement, or Fetal Heart Rate (FHR) sensor, such as Fetal EKG or a Doppler Ultrasound. An electronic circuit is coupled to the patch, the EMG sensor and the inertial sensor, and/or FHR sensor. The circuit provides an output based on a uterine contraction signal from the EMG sensor (or Doppler ultrasound) correlated in time to a fetal movement, and/or fetal heart rate. The apparatus may include a thermometer to aid in automatically providing an indication of a pregnancy complication or ovulation status of the patient, based on the output. | 1. An apparatus for automatically detecting a pregnancy status of a patient, the apparatus comprising: a patch of material having a proximal side configured for adhering to human skin and a distal side opposite to the proximal side;a uterine contraction monitor coupled to the patch of material and configured for sensing uterine contractions when the proximal side is adhered to skin of a patient;a fetal heart rate (FHR) sensor coupled to the patch of material and configured for detecting a FHR signal when the proximal side is adhered to skin of the patient; andan electronic circuit coupled to the patch of material, the uterine contraction monitor, and the FHR sensor, the electronic circuit comprising a processor, wherein the apparatus is configured to: detect contractions from a signal received from the uterine contraction monitor;analyze a strength, a duration, and a frequency of the contractions;detect an FHR from the FHR signal received from the FHR sensor;determine whether there is an early deceleration, a late deceleration, an acceleration, a variable deceleration, or a change in the FHR signal;correlate, based on time, the signal from the uterine contraction monitor to the FHR signal from the FHR sensor; andautomatically output to the patient an indication of a pregnancy status and one or more of fetal movement, normal fetal status, and fetal distress based on said correlation. 2. The apparatus of claim 1, wherein the electronic circuit comprises a wireless transmitter for wirelessly transmitting signals to a remote device. 3. The apparatus of claim 2, wherein the electronic circuit comprises a wireless receiver configured for receiving the pregnancy status from the remote device. 4. The apparatus of claim 1, wherein the patch of material comprises separate pieces, wherein each of the separate pieces includes at least one component coupled to the electronic circuit. 5. The apparatus of claim 1, wherein the processor is coupled to a memory, the memory holding instructions that when executed by the processor cause the electronic circuit to analyze the detected contractions. 6. The apparatus of claim 1, further comprising an inertial sensor coupled to the patch of material and configured for sensing fetal movement when the proximal side is adhered to skin of the patient. 7. The apparatus of claim 6, wherein the processor is further configured to provide an output based on an inertial motion signal from the inertial sensor. 8. The apparatus of claim 1, further comprising a temperature sensor, wherein the processor is further configured to provide an output based on a temperature signal from the temperature sensor. 9. The apparatus of claim 1, wherein the FHR sensor is selected from: a Doppler ultrasound probe, an optical sensor providing output signal for photoplethysmography, and a set of electrodes arranged for providing an electrocardiographic (EKG) signal. 10. The apparatus of claim 1, further comprising a housing enclosing the elec... | Bloom Technologies NV | A61B005/00 A61B005/0444 A61B008/02 A61B008/08 A61B005/024 A61B005/0492 A61B005/0488
US10293162 | B2 | 2019-05-21 | Method and system for providing electrical stimulation to a user | 2018-04-25 | A method for providing electrical stimulation to a user, the method comprising: providing an electrical stimulation device, in communication with a controller, at a head region of the user; with the electrical stimulation device, providing a stimulation treatment having a waveform configured for neuromodulation in the user; with the controller, performing an adjustment to the stimulation treatment, wherein performing the adjustment includes: generating a transformed waveform with application of a transfer function to the waveform, wherein the transfer function scales the waveform and selectively attenuates extreme waveform values while maintaining a frequency characteristic of the waveform in the transformed waveform; and applying the transformed waveform with the electrical stimulation device, thereby modulating the stimulation treatment. | 1. A method for providing electrical stimulation to a user, the method comprising: providing an electrical stimulation device, at a head region of the user;with the electrical stimulation device, providing a stimulation treatment having a waveform configured for neuromodulation in the user; wherein the waveform comprises a superposed waveform including superposition of two or more components, at least one of the components comprising a frequency below 625 Hertz;determining an adjustment to the stimulation treatment;in near-real time and in response to the adjustment, generating a transformed waveform with application of a transfer function to the waveform; andapplying the transformed waveform with the electrical stimulation device, thereby modulating the stimulation treatment in near-real time. 2. The method of claim 1, wherein the transfer function scales the waveform and selectively attenuates extreme waveform values while maintaining a characteristic of the waveform in the transformed waveform. 3. The method of claim 1, further comprising characterizing a neurological state of a user, wherein the adjustment is determined based on the neurological state of the user. 4. The method of claim 1, wherein the electrical stimulation device is in communication with a controller executing on a user device, wherein the adjustment to the stimulation treatment is determined at the controller based on a user input received at the user device. 5. The method of claim 4, wherein the adjustment comprises at least one of a ramping up and a ramping down in amplitude of the stimulation treatment. 6. The method of claim 1, wherein the two or more components further comprises at least one of: delta-band, theta-band, alpha-band, gamma-band, and beta-band components. 7. The method of claim 1, further comprising monitoring a biological parameter of the user indicative of a cognitive state of the user, and automatically generating the transformed waveform in response to a comparison between the biological parameter and a threshold condition. 8. The method of claim 1, wherein providing the stimulation treatment comprises providing one or more of: direct current (DC) stimulation, alternating (AC) current stimulation, pseudorandom noise stimulation, band-limited random noise stimulation, and stimulation with composite superposed waveforms. 9. The method of claim 1, wherein applying the transformed waveform with the electrical stimulation device comprises applying the transformed waveform with the electrical stimulation device proximal to a frontal lobe region of the user. 10. The method of claim 9, further wherein the transformed waveform is applied proximal to a prefrontal cortex region of the user. 11. A method for providing electrical stimulation to a user, the method comprising: providing an electrical stimulation device at a head region of the user;with the electrical stimulation device, providing a stimulation treatment having a transformed waveform configu... | Halo Neuro, Inc. | A61N001/05 A61N001/36 A61B005/16 A61B005/00 A61B005/0205 A61B005/0476 A61B005/0488 A61B005/0496 A61N001/04
US10285631 | B2 | 2019-05-14 | Light source device for endoscope and endoscope system | 2015-08-28 | A band limiter comprises an optical filter, which has first and second filter sections, and a filter moving mechanism for moving the optical filter to place the first or second filter section in a light path of blue light. A passband where transmittance of the first filter section is greater than or equal to half a peak value thereof is defined as a first transmission band. The first transmission band includes a peak wavelength, at which an absorption coefficient of hemoglobin is at its peak. A passband where transmittance of the second filter section is greater than or equal to half a peak value thereof is defined as a second transmission band. The second transmission band does not include an isosbestic wavelength (in the order of 450 nm), at which an absorption coefficient of oxyhemoglobin equals or crosses an absorption coefficient of deoxyhemoglobin. | 1. An endoscope system comprising: a light source device including: a blue light source for emitting blue light having a peak wavelength within a range of 450 to 460 nm;a first band limiter having a first transmission band that is defined as a passband where transmittance of the first band limiter is greater than or equal to half a peak value of the transmittance of the first band limiter, the first transmission band including a peak wavelength, at which an absorption coefficient of hemoglobin is at a peak;a second band limiter having a second transmission band that is defined as a passband where transmittance of the second band limiter is greater than or equal to half a peak value of the transmittance of the second band limiter, the second transmission band not including an isosbestic wavelength in the order of 450 nm, at which an absorption coefficient of oxyhemoglobin equals an absorption coefficient of deoxyhemoglobin; anda controller for selectively switching the first band limiter and the second band limiter;an image sensor for imaging an object of interest illuminated by the light source device to output an image signal; anda processor configured to produce an image based on the image signal,wherein the first transmission band is on a shorter wavelength side than the second transmission band,wherein the first transmission band is wider than the second transmission band and partially overlaps with the second transmission band,wherein the endoscope system is configured to execute a normal observation using an image in which blood vessel contrast is enhanced, and an observation of oxygen saturation levels,wherein the controller is configured to place the first band limiter in a light path of the blue light in the normal observation to generate first blue light in which intensity of the blue light in a wavelength range of greater than or equal to the peak wavelength of the blue light is reduced, andwherein the controller is configured to place the second band limiter in the light path of the blue light in the observation of the oxygen saturation levels to generate second blue light in which intensity of the blue light in a wavelength range of less than or equal to the peak wavelength of the blue light is reduced. 2. The endoscope system according to claim 1, the light source device further comprising an optical filter having the first band limiter and the second band limiter, wherein the controller moves the optical filter to place one of the first and second band limiters in the light path of the blue light. 3. The endoscope system according to claim 1, the light source device further comprising: a green light source for emitting green light;a red light source for emitting red light; anda light source controller for generating first illumination light containing the first blue light, the green light, and the red light, and for generating second illumination light containing the second blue light. 4. The endoscope system according to claim ... | FUJIFILM Corporation | A61B005/1455 A61B001/00 A61B005/1459 A61B001/06 A61B005/00 A61B005/07
US10292592 | B2 | 2019-05-21 | Method and apparatus for optical recording of biological parameters in freely moving animals | 2015-11-12 | A system and method for monitoring biological parameters in freely moving animals that, in the illustrative embodiment, comprises a two-color optical measurement/recording system that is combined with a fluorescent protein reporter of cellular membrane potentials and a fluorescent protein that is insensitive to such cellular membrane potentials. The two wavelengths are used to un-mix physiological artifacts in recordings that occur in freely moving animals. | 1. A method comprising: delivering, to a target tissue, excitation light having a first wavelength and a second wavelength, wherein the target tissue contains a sensor and a reference;collecting optical domain responses from the sensor and the reference, the response from the sensor includes information pertaining to a biological parameter of interest as well as information pertaining to physiological artifacts and the response from the reference includes information pertaining to the physiological artifacts but not the biological parameter; andextracting the information pertaining to the biological parameter free of physiological artifacts. 2. The method of claim 1 wherein extracting a signal representative of a biological parameter further comprises unmixing the physiological artifacts from the response of the sensor using information contained in the response of the reference. 3. The method of claim 1 wherein delivering excitation light further comprises generating first light having the first wavelength from a first light source and generating second light having the second wavelength from a second light source. 4. The method of claim 3 and further comprising modulating the first light via a first modulation frequency. 5. The method of claim 4 and further comprising modulating the second light via the first modulation frequency and shifting phase of the second light relative to the first light. 6. The method of claim 3 and further comprising measuring the intensity of the first light and the second light. 7. The method of claim 1 wherein delivering excitation light to target tissue further comprises propagating the excitation light to a waveguide that is in optical communication with the target tissue. 8. The method of claim 7 wherein collecting optical domain responses from the sensor and the reference further comprises receiving the optical domain responses in the waveguide. 9. The method of claim 1 and further comprising separating the optical domain responses from the sensor and the reference. 10. The method of claim 1 and further comprising converting the optical domain responses from the sensor and the reference into electrical domain analogues thereof. 11. The method of claim 1 wherein extracting the information further comprises: generating an estimate of hemodynamic artifacts present in the response from the sensor; andgenerating a linear unmixing matrix for sorting the biological parameter of interest from the physiological artifacts using the estimate of hemodynamic artifacts. 12. The method of claim 11 wherein the linear unmixing matrix is generated using independent component analysis. 13. The method of claim 1 wherein the sensor is a first fluorescent protein and the reference is a second fluorescent protein. 14. The method of claim 1 wherein the biological parameter is membrane voltage of a neuron. 15. The method of claim 1 and further comprising delivering the sensor and the reference to the target tissue. 16. A... | The Board of Trustees of the Leland Stanford Junior University | A61B005/00
US10299681 | B2 | 2019-05-28 | Implantable medical device system with lead conductor antenna and filter | 2017-07-14 | The invention relates to an implantable medical device system comprising an active medical device having or connected to at least one electrode and circuitry connected to the electrode. The active medical device comprises a telemetry unit. The circuitry connected to the electrode comprises at least one single conductor that provides a radio frequency antenna for the telemetry unit. The implantable medical device system further comprises at least one electronic filter that is arranged between the single conductor of circuitry connected to the electrode and the telemetry unit. The least one electronic filter comprises at least one inductor having a core that comprises a ferromagnetic material with saturating behavior when exposed to an external magnetic field. | 1. An implantable medical device system comprising an active medical device having or connected to at least one electrode and circuitry connected to the electrode, the system comprising: a telemetry unit;at least one conductor provided in the circuitry that is connected to the electrode, the at least one conductor providing a radio frequency antenna for the telemetry unit; andat least one electronic filter arranged between the at least one conductor and the telemetry unit, the at least one electronic filter comprising at least one inductor having a core or a bead that comprises a ferromagnetic material with saturating behavior when exposed to an external magnetic field. 2. The implantable medical device system according to claim 1, wherein the electronic filter is a high pass filter, a low pass filter or a band pass filter. 3. The implantable medical device system according to claim 1, wherein the electronic filter is arranged and configured to provide low attenuation of electromagnetic fields when the inductor core is not saturated and to provide high attenuation of electromagnetic fields when the inductor core is saturated. 4. The implantable medical device system according to claim 3, wherein the low attenuation is provided for RF magnetic or electromagnetic fields in a first frequency range and wherein the high attenuation is provided for RF magnetic or electromagnetic fields in a second frequency range. 5. The implantable medical device system according to claim 4, wherein the first frequency range has a lower limit of about 400 MHz. 6. The implantable medical device system according to claim 4, wherein the first frequency range encompasses a frequency subrange from 401 MHz to 457 MHz. 7. The implantable medical device system according to claim 4, wherein the second frequency range encompasses at least: a frequency of 128 MHz and/or at least one other frequency associated with the high frequency magnetic field of an MRI machine; or a frequency range from 120 MHz to 136 MHz; or a frequency range from 50 MHz to 150 MHz and/or a frequency range from 60 MHz to 68 MHz. 8. The implantable medical device system according to claim 4, wherein a level of low attenuation of the electronic filter is less than 20 dB and/or a level of high attenuation of the electronic filter is in the range of 20 dB or greater. 9. The implantable medical device system according to claim 1, wherein the electronic filter is a one pole filter or a multi pole filter. 10. The implantable medical device system according to claim 1, wherein the ferromagnetic material is a ferrite or a Mu-metal or a combination of both. 11. The implantable medical device system according to claim 1, wherein the core of the inductor is configured to saturate in a magnetic field with a magnetic flux density that amounts to a value between 1 mT and at least 150 mT. 12. The implantable medical device system according to claim 1, wherein the radio frequency antenna is adapted for wireless ... | Biotronik SE & Co. KG | A61B005/0428 A61B005/00 A61B005/02 A61N001/18 A61N001/37 A61N001/372 A61N001/08 A61N001/05
US10278578 | B2 | 2019-05-07 | System and methods for promoting eye contact in children with autism spectrum disorder | 2017-09-13 | A therapeutic methodology for improving eye contact in children with ASD. A plurality of pairs of contact lenses is provided to an adult, typically a therapist or a parent of a child, where the contact lenses have an image of a subject of interest to the child imprinted on the contact lens. The plurality of the pairs of contact lenses provides a series of pairs of contact lenses where the image is gradually faded. An adult interacting with the child begins by wearing contact lenses having an image of greatest intensity. Through a series of therapy sessions with the therapist uses the contact lenses, as the child's duration and frequency of eye contact improves, the therapist will then use lenses with the image of the subject of interest to the child that are gradually faded. When therapeutic goal of the targeted duration and frequency of eye contact is reached, therapy using the contact lenses can be terminated. | 1. A method of promoting eye contact between an adult and a child with autism spectrum disorder comprising: providing a plurality of pairs of contact lenses, each of the plurality of pairs of contact lenses having an image depicting a subject of interest to the child, the image having an image intensity,evaluating the child, by the adult, in an initial therapy session,wherein a duration and a frequency of eye contact is measured during the initial therapy session;setting a therapeutic goal, by the adult, the therapeutic goal comprising a target duration and a target frequency of eye contact between the adult and the child;performing a plurality of therapy sessions until the duration and the frequency of eye contact between the adult and the child reaches the therapeutic goal, each of the plurality of sessions comprising the steps of:selecting one of the plurality of pairs of contact lenses based on the duration and a frequency of eye contact between the adult and the child;wearing, by the adult, the selected one of the plurality of pairs of contact lenses;interacting, by the adult, with the child,determining, by the adult, the duration and the frequency of eye contact between the adult and the child. | - | A61B005/16 A61B003/125 A61B003/00 A61B005/11 A61B005/00
US10283120 | B2 | 2019-05-07 | Method and apparatus for producing output indicative of the content of speech or mouthed speech from movement of speech articulators | 2015-09-15 | A method of producing output indicative of the content of speech or mouthed speech from movement of speech articulators is described. The method may including fixing a plurality of magnets respectively to a plurality of speech articulators of a human individual. Providing a support. Providing a plurality of signal magnetic field sensors. Providing at least three reference magnetic field sensors orientated differently from one another with respect to the Earth's magnetic field. The signal and reference magnetic field sensors being fixed to the support which holds the sensors in fixed spatial relationships to one another. Producing, over a period of time, a respective signal from each signal magnetic field sensor and a respective signal from each reference magnetic field sensor. Obtaining, over the period of time, for each said signal magnetic field sensor signal, a respective correction value. | 1. A method of producing output indicative of the content of speech or mouthed speech from movement of speech articulators, comprising: fixing a plurality of magnets respectively to a plurality of speech articulators of a human individual;providing a support;providing a plurality of signal magnetic field sensors, each said signal magnetic field sensor being located so as to be able to sense a respective magnetic field intensity comprising a component produced by at least one of the magnets and a component produced by the Earth's magnetic field;providing at least three reference magnetic field sensors orientated differently from one another with respect to the Earth's magnetic field, each said reference magnetic field sensor being located so as to be able to sense a respective magnetic field intensity produced at least partially by the Earth's magnetic field;the signal and reference magnetic field sensors being fixed to the support which holds the sensors in fixed spatial relationships to one another;producing, over a period of time, a respective signal from each signal magnetic field sensor and a respective signal from each reference magnetic field sensor, each signal being indicative of a respective magnetic field intensity sensed by the corresponding magnetic field sensor, wherein over said period of time the signals from the signal and reference magnetic field sensors change in response to movement of the support relative to the Earth's magnetic field, and the signals from the signal magnetic field sensors, and optionally also the signals from the reference magnetic field sensors, change in response to movement of the articulators; andobtaining, over said period of time, for each said signal magnetic field sensor signal, a respective correction value, each correction value being indicative of the component that is produced by the Earth's magnetic field in the magnetic field intensity sensed by the corresponding signal magnetic field sensor and each correction value changing over said time period as the component that is produced by the Earth's magnetic field in the magnetic field intensity sensed by the corresponding signal magnetic field sensor changes as the support moves;wherein each correction value is calculated using the signals from the at least three reference magnetic field sensors, and also using a respective spatial transformation, each spatial transformation relating the orientations of each of said at least three reference magnetic field sensors to the orientation of the corresponding signal magnetic field sensor. 2. The method as claimed in claim 1, and further including estimating said spatial transformations. 3. The method as claimed in claim 2, wherein each said spatial transformation is estimated using a least squares method using the signals from the at least three reference magnetic field sensors and the signal from the signal magnetic field sensor to which the transformation relates, said signals which are used for said ... | The University of Hull | G10L015/24 G10L015/25 A61B005/00 G10L013/04 A61B005/05 A61B005/11 G01R033/02
US10285616 | B2 | 2019-05-14 | Myoelectric potential measurement device and myoelectric potential measurement method | 2015-07-01 | Provided is a myoelectric potential measurement device that recognizes a user arm movement, including a bracelet having a plurality of electrodes, at least one memory, and a processor. The processor: uses the bracelet having the plurality of electrodes, which come into contact with the arm of the user, to measure a myoelectric potential at each of the plurality of electrodes; detects a measurement state when the each myoelectric potential is being measured; specifies at least one preferred electrode, which has a portion of the arm of the user positioned vertically thereunder, from among the plurality of electrodes in accordance with the measurement state, and weights the each myoelectric potential measured by the specified at least one preferred electrode, with respect to the each myoelectric potential measured by electrodes other than the preferred electrode from among the plurality of electrodes; and uses the weighted myoelectric potential to recognize the movement of the user, and outputs a recognition result. | 1. A myoelectric potential measurement method comprising: (a) by using a bracelet having a plurality of electrodes that come into contact with the arm of the user, measuring a myoelectric potential at each of the plurality of electrodes;(b) detecting an orientation of the bracelet when the myoelectric potential is being measured;(c) specifying at least one preferred electrode, vertically under which a portion of the arm of the user is positioned, from the plurality of electrodes in accordance with the orientation of the bracelet, and weighting the myoelectric potential measured by the at least one specified preferred electrode, with respect to the each myoelectric potential measured by electrodes other than the at least one preferred electrode from the plurality of electrodes; and(d) by using the weighted myoelectric potential, recognizing the movement of the arm of the user, and outputting a recognition result,wherein at least one of the (a) to (d) is performed by a processor. 2. The myoelectric potential measurement method according to claim 1, wherein, in the (a), the each myoelectric potentials is measured in a time-sequential manner for each of the plurality of electrodes, and,in the (d), reference is made to a recognition model that includes a plurality of types of movements of the arm and time-sequential changes in the myoelectric potentials associated with each of the types of movements, to recognize a movement of the arm of the user that corresponds to the time-sequential changes in the each measured myoelectric potential. 3. The myoelectric potential measurement method according to claim 2, wherein the plurality of types of movements of the arm includes a movement of a hand of the user. 4. The myoelectric potential measurement method according to claim 1, wherein, in the (b), a direction of gravity is detected, and the orientation of the bracelet is an orientation with respect to the direction of gravity. 5. The myoelectric potential measurement method according to claim 4, wherein the bracelet is provided with a display unit that shows the recognition result obtained in the (d), and,in the (b), the orientation of the bracelet is an orientation of the display unit with respect to the direction of gravity. 6. The myoelectric potential measurement method according to claim 2, wherein, in the (d), one recognition model is selected from a plurality of different recognition models in accordance with the measurement state detected in the (b), and,in the (d), the selected recognition model is used to recognize the movement of the arm. 7. The myoelectric potential measurement method according to claim 6, wherein the plurality of recognition models include a first recognition model indicating a myoelectric potential change pattern for a movement of the arm with which an anterior-side myoelectric potential is likely to occur, and a second recognition model indicating a myoelectric potential change pattern for a movement of the arm with whic... | Panasonic Intellectual Property Management Co., Ltd. | A61B005/00 G06F003/01 A61B005/0492
US10292643 | B2 | 2019-05-21 | Real time brain trauma treatment | 2015-10-08 | Systems and methods are provided for rapidly introducing treatment to patients suffering traumatic brain injuries. A wearable map of the brain electroencephalography (EEG) points is worn in a headscarf, helmet, or other headgear for providing real-time information on a wearer's brain condition. The overall system includes an application (app) or program software that may run on a tablet, portable communication device, or computing device that processes the data from the EEG sensors and interprets the data in real time. If there is an accident or other stress forces experienced by the wearer that mimics a concussion, the system initiates the real-time ejection of a cooling agent within the headgear to provide a reduction in the victim's brain temperature with the helmet cooling system. A drug intervention system and injury detection app for expedited treatment of a potential brain injury during the critical early phases of the injury is also provided. | 1. An automated method for rapidly introducing treatment to patients suffering traumatic brain injuries, said method comprising: providing in advance of injury, a helmet containing a wearable array of one or more electroencephalography (EEG) sensors and a real-time process controlled cooling system, in electrical communication with a processor that controls a cooling mechanism and a communications capability;detecting whether there is an accident or other stress forces experienced by a wearer that mimics a concussion to the wearer's brain with stress forces in real time with at least one of accelerometers, strain gauges, gyroscopes, or force sensors interpreted by software that both determines an event occurance and at least one of said wearable array of EEG sensor or said at least one of accelerometers, strain gauges, gyroscopes, or force sensors initiating process controlled cooling; andreleasing a coolant in a series of tubes of the cooling mechanism to cool the wearer's brain in response to a detected accident or stress event. 2. The method of claim 1 wherein the wearer's brain is cooled from 2 to 4 degrees Fahrenheit. 3. The method of claim 1 wherein the temperature of the brain is lowered in a time frame that ranges in some seconds to a couple of minutes, depending upon severity of the accident or other stress forces experienced by the wearer. 4. The method of claim 1 wherein said wearable array is built into the helmet. 5. The method of claim 1 wherein said communications capability provides two-way data transmission utilizing at least one of Wi-fi, Bluetooth, cellular, or digital radio. 6. The method of claim 1 further comprising analyzing a set of data collected from said wearable array of one or more electroencephalography (EEG) sensors and making observations and recommendations including: type of injury predicted based on EEG and/or stress force analyses, hookup of a peripheral damage detection system, patient movement precautions, and interventional neuro-protective drug strategies to be introduced based on the EEG readings and locations of a brain injury. 7. The method of claim 1 further comprising alerting others that said coolant has been released. | ASTROCYTICAL, INC. | A61B005/00 A61F007/00 A61F007/10 A61B090/00 A61B005/0476
US10305544 | B2 | 2019-05-28 | System for supply chain management | 2017-04-20 | A system for tracking a product from origin to destination is disclosed. The system includes a probe that comprises two plates, a power source and a processor. The power source is controlled by the processor to produce an oscillating output at the plates. Using the oscillating voltage, the probe interrogates a device through capacitive coupling. The device includes a control unit, a memory unit, and first and second materials physically associated with the device for communication using capacitive coupling. Information associated with the device is transferred from the device to the probe through capacitive coupling between the first and second materials and the first and second plates, respectively. | 1. An ingestible device configured to be tested using a probe located external from the ingestible device, the ingestible device comprising: a substrate comprising a control unit and a memory for storing information; andfirst and second materials physically associated with the substrate, the first and second materials being dissimilar materials;a third material deposited on a surface of the first material, the third material being an electrically conductive material;an electrically insulative layer formed on the first material and the substrate; anda fourth material physically associated with the substrate and disposed on the electrically insulative layer, the fourth material being an electrically conductive material;wherein third material is configured to communicatively couple to a first probe plate and the fourth material is configured to communicatively couple to a second probe plate, such that information can be communicated between the third material and the first probe plate and information can be communicated between the fourth material and the second probe plate, wherein the first and second probe plates are located external from the ingestible device. 2. The ingestible device of claim 1, wherein the first and second dissimilar materials form a partial power source for the ingestible device, wherein when the first and second dissimilar materials generate a voltage potential to power the ingestible device when the first and second dissimilar materials contact an electrically conductive fluid. 3. The ingestible device of claim 1, wherein third and fourth materials receive energy transferred by capacitive coupling to the first and second probe plates when the first and second probe plates are powered by an oscillating voltage source and are brought proximate to the third and fourth materials. 4. The ingestible device of claim 3, wherein when the voltage source isolates, the energy transferred to the third material and the fourth material varies accordingly and is stored on the ingestible device. 5. The ingestible device of claim 3, wherein as the voltage source is reduced to zero, the device switches from receiving energy to sending energy to the probes using capacitive coupling. 6. The ingestible device of claim 1, further comprising at least one transistor to electrically connect the third material to the second material. 7. The ingestible device of claim 6, wherein the control unit is configured to control the at least one transistor to connect and disconnect the third material between the second material and the first material to create an oscillating energy source for the ingestible device. 8. The ingestible device of claim 7, wherein as the third material changes energy levels from a high voltage to a low voltage, information can be transferred to the first and second probe plates. 9. The ingestible device of claim 1, wherein the ingestible device is configured to transfer energy to the first and second probe plates during a p... | PROTEUS DIGITAL HEALTH, INC. | G06K007/01 H04B005/00 G06Q010/06 A61B005/06
US10285595 | B2 | 2019-05-14 | Interframe energy normalization in an optoacoustic imaging system | 2016-09-19 | An optoacoustic imaging system includes a handheld probe and first and second pulsed light sources having a common output. The first and second light sources generate pulses of light at first and second predominant wavelengths, respectively. The handheld probe includes an ultrasound transducer array having an active end located at the distal end of the handheld probe for receiving an optoacoustic return signal. A sensor measures a portion of the light transmitted along the light path. A data acquisition samples the ultrasound transducer array during a predetermined period of time after a pulse of light from the first light source and during a predetermined period of time after a pulse of light from the second light source. The sampled data is stored. An image processing unit reconstructs a first optoacoustic image based on the sampled data corresponding to a pulse of light from the first light source and reconstructs a second optoacoustic image based on the sampled data corresponding to a pulse of light from the second light source. An energy normalizing unit computes a normalization factor based on a measurement from each sensor in the array and applies the normalization factor to data corresponding to the pulse of light. | 1. An optoacoustic imaging system comprising: a light subsystem having a first and a second light source the first light source configured to generate at least one pulse of light at a first predominant wavelength and the second light source configured to generate at least one pulse of light at a second predominant wavelength;a probe having a distal end and a proximal end, the probe comprising: i) ultrasound transducer array having an active end located at the distal end of the handheld probe, the ultrasound transducer array capable of receiving an optoacoustic return signal; andii) optical window located at the distal end of the probe;light path adapted to direct light from the first and second light sources to the optical window of the probe and a volume of tissue;at least one sensor adapted to measure a portion of the light transmitted along the light path;data acquisition subsystem adapted to sample the ultrasound transducer array for optoacoustic return signals from the volume of tissue during a predetermined period of time after a first pulse of light from the first light source and during a predetermined period of time after a second pulse of light from the second light source and to store sampled data associated with the optoacoustic return signals;image processing subsystem adapted to reconstruct a first optoacoustic image based on the sampled data corresponding to the first pulse of light from the first light source and to reconstruct a second optoacoustic image based on the sampled data corresponding to the second pulse of light from the second light source;energy normalizing subsystem adapted to compute a normalization factor based on a measurement from the at least one sensor and to apply the normalization factor to at least one of the sampled data, the first optoacoustic image or the second optoacoustic image, wherein the normalization factor is based upon normalizing energy deviation of the first and second pulses of light with respect to a calibrated reference level for each of the first and second light sources; anddisplay for outputting at least one reconstructed optoacoustic image. 2. The optoacoustic imaging system of claim 1 wherein the sampled data is stored in a sinogram, and the energy normalizing subsystem is adapted to apply the normalization factor to data stored in a sinogram. 3. The optoacoustic imaging system of claim 2 wherein the normalization factor is computed by dividing a nominal light source energy by the measurement from the sensor times a constant, and wherein the normalization factor is applied by multiplying each sample in the sinogram by the normalization factor. 4. The optoacoustic imaging system of claim 1 wherein the energy normalizing subsystem is adapted to apply the normalization factor to the reconstructed image. 5. The optoacoustic imaging system of claim 1 wherein the sampled data is processed prior to being reconstructed into an optoacoustic image, and wherein the energy normalizing subsystem... | Seno Medical Instruments, Inc. | G06K009/00 A61B005/00 A61B008/08 A61B008/00 A61B005/145 A61B008/14
US10285623 | B2 | 2019-05-14 | Hybrid registration method | 2016-02-29 | A registration method whereby a sensor-based approach is used to establish initial registration and whereby upon the commencement of navigating an endoscope, image-based registration methods are used in order to more accurately maintain the registration between the endoscope location and previously-acquired images. A six-degree-of-freedom location sensor is placed on the probe in order to reduce the number of previously-acquired images that must be compared to a real-time image obtained from the endoscope. | 1. A method of registering sensor location data to images of at least one body lumen, comprising: generating location data corresponding to a location of a sensor;registering the location of the sensor relative to a previously acquired image selected from a memory of a computing device storing a plurality of previously acquired images of at least one body lumen in a patient based on the location data;parsing the plurality of previously acquired images based on the location data corresponding to the location of the sensor to generate a subgroup of the plurality of previously acquired images based on the location data; andupdating the registered location of the sensor based on an image selected from the subgroup. 2. The method according to claim 1, further comprising placing a probe including the sensor disposed thereon relative to the at least one body lumen. 3. The method according to claim 2, further comprising: projecting a virtual beam from the probe to a landmark of the at least one body lumen; anddetermining a location of the landmark relative to the at least one body lumen based on a display of the virtual beam. 4. The method according to claim 3, further comprising registering the location of the landmark relative to a previously acquired image selected from the plurality of previously acquired images of the at least one body lumen. 5. The method according to claim 1, further comprising sensing an electromagnetic field generated by an electromagnetic field generator. 6. The method according to claim 5, wherein generating location data includes generating location data corresponding to the location of the sensor in the electromagnetic field. 7. The method according to claim 1, further comprising selecting an image from the subgroup based on the location of the sensor. 8. The method according to claim 1, further comprising selecting an image from the subgroup that most accurately corresponds to the location of the sensor. 9. The method according to claim 1, wherein updating the registered location of the sensor includes performing an image-based registration. 10. The method according to claim 1, wherein registering the location of the sensor includes: imaging a landmark of the at least one body lumen during at least one breathing cycle;determining a position of at least one patient sensor disposed on the patient;generating data corresponding to the landmark based on at least one of the image of the landmark, the position of the at least one patient sensor, and the location data; andcorrelating the location of the sensor to a previously acquired image selected from the plurality of previously acquired images of the at least one body lumen based on the data corresponding to the landmark. 11. A system for registering sensor location data to images of at least one body lumen, comprising: at least one sensor configured to generate location data corresponding to a location of the sensor relative to at least one body lumen in a patient; a... | COVIDIEN LP | A61B005/06 A61B034/20 A61B001/267 A61B005/00 G06T007/00 G06T007/33 A61B090/00 A61B017/00
US10302460 | B2 | 2019-05-28 | Liquid metal sensor | 2017-06-01 | Described herein is a sensor including a sensing electrode structure and a motion-responsive structure in capacitive communication with the sensing electrode structure, the sensing electrode structure and the motion-responsive structure being separated by a first dielectric layer, the motion-responsive structure comprising a liquid metal mass within a matrix in which the liquid metal mass is movable based upon movement of the sensor, and the sensing electrode structure comprising a first electrode, and a second electrode spaced from the first electrode to form a capacitor. | 1. A sensor, comprising: a sensing electrode structure and a motion-responsive structure in capacitive communication with the sensing electrode structure, the sensing electrode structure and the motion-responsive structure being separated by a first dielectric layer,the motion-responsive structure comprising a liquid metal mass within a matrix in which the liquid metal mass is movable based upon movement of the sensor, andthe sensing electrode structure comprising a first electrode, and a second electrode spaced from the first electrode to form a capacitor. 2. The sensor of claim 1, further comprising a second dielectric layer between the first electrode and the second electrode. 3. The sensor of claim 1, further comprising a first passivating layer on a first side of the sensor, and a second passivating layer on a second side of the sensor. 4. The sensor of claim 1, wherein one or more of the first electrode and the second electrode comprises a liquid metal comprising gallium. 5. The sensor of claim 1, wherein the matrix comprises a surfactant. 6. The sensor of claim 1, wherein the matrix comprises glycerol. 7. The sensor of claim 1, further comprising a radiofrequency antenna in communication with the first electrode and the second electrode. 8. The sensor of claim 7, wherein the radiofrequency antenna is formed at least partially from liquid metal. 9. The sensor of claim 1, wherein the sensor is stretchable. | MICROSOFT TECHNOLOGY LICENSING, LLC | G01D005/241 A61B005/00 A61B005/11 G01P015/125 H01G005/013 G01C009/18
US10292631 | B1 | 2019-05-21 | Enhanced cancer detection through probe modification | 2015-12-03 | Body-mountable devices are provided to detect the presence or status of a tumor in a body by detecting one or more properties of a probe located in subsurface vasculature of the body. A wearable body-mountable device can be worn for a protracted period of time to detect a probe in the vasculature at low concentrations and/or at low rates. A body-mountable device can detect properties of the probe that are indicative of whether the probe has interacted with a tumor of the body and determine the presence or status of a tumor in the body based on such detected properties. Additionally or alternatively, the probe could be introduced into the body as a probe aggregate and released from if the probe aggregate is absorbed by a tumor. The presence of released probes could be detected to determine a presence or status of a tumor in the body. | 1. A body-mountable device comprising: a sensor configured to be mounted to an external body surface of a body proximate a portion of subsurface vasculature, wherein the sensor is configured to detect a probe in the portion of subsurface vasculature, wherein the probe has a property indicative of whether the probe has interacted with a tumor of the body, and wherein the probe is capable of entering the cardiovascular circulation of the body from the tumor of the body;a controller operably coupled to the sensor, wherein the controller comprises a computing device programmed to perform controller operations comprising: operating the sensor to detect the probe, wherein detecting the probe comprises measuring the property indicative of whether the probe has interacted with a tumor of the body; anddetermining whether a tumor is present in the body at a location other than the portion of subsurface vasculature based on the measured property. 2. The body-mountable device of claim 1, wherein the property indicative of whether the probe has interacted with a tumor of the body comprises a fluorescence property of a first fluorophore of the probe, wherein the fluorescence property of the first fluorophore is related to whether a quenching moiety of the probe has been cleaved from the probe or deactivated due to exposure of the probe to a tumor environment. 3. The body-mountable device of claim 2, wherein exposure of the probe to a tumor environment comprises exposure of the probe to a pH that is characteristic of the tumor environment. 4. The body-mountable device of claim 2, wherein exposure of the probe to a tumor environment comprises exposure of the probe to a protease that is characteristic of the tumor environment. 5. The body-mountable device of claim 2, wherein the fluorescence property of the first fluorophore comprises a fluorescence intensity. 6. The body-mountable device of claim 2, wherein the probe comprises a second fluorophore, wherein the second fluorophore has a fluorescence property that is substantially unrelated to whether the probe has interacted with the tumor of the body, wherein detecting the probe further comprises measuring the fluorescence property of the second fluorophore, and wherein determining whether a tumor is present in the body comprises comparing the measured fluorescence property of the first fluorophore and the measured fluorescence property of the second fluorophore. 7. The body-mountable device of claim 1, wherein the probe comprises a magnetic nanoparticle, and further comprising: a magnetic flux source configured to be mounted to the external body surface, wherein the magnetic flux source is configured to exert an attractive magnetic force on the magnetic nanoparticle to collect the probe in the portion of subsurface vasculature proximate the sensor. 8. A body-mountable device comprising: a sensor configured to be mounted to an external body surface of a body proximate a portion of subsurface vasculature, w... | Verily Life Sciences LLC | A61B005/1455 A61B005/1459 A61B005/145
US10299705 | B2 | 2019-05-28 | Method and device for estimating sound recognition score (SRS) of a subject | 2016-02-01 | Embodiments of the present disclosure disclose an estimation device for the estimation of Sound Recognition Score. The device estimates a Sound Recognition Score (SRS), to determine the hearing ability of that subject. The device also ascertains the performance of an Augmented Listening Device (ALD). The device comprises a memory unit, in which one or more audio signals and ambient noise signals are stored. The estimation device selects audio signal from the memory unit based on one or more parameters. Further, the device modulates the audio signals with the ambient noise signals and transmits the modulated audio signal to the ALD. Also, the device receives response for the transmitted signals from the ALD and estimates the responses based on the aggregate of values of the read flag data and response flag data. The estimated signal is displayed using a display unit as Sound Recognition Score. | 1. A method for determining performance of an Augmented Listening Device (ALD) by estimating Sound Recognition Score (SRS) of a subject, the method comprising: selecting, by an estimation device, a plurality of audio signals and a plurality of ambient noise signals from a memory associated with the estimation device based on one or more parameters related to speech and environment;generating, by the estimation device, a plurality of stimulus signals by modulating each audio signal with a corresponding ambient noise signal, wherein each stimulus signal is stored in the memory;transmitting, by the estimation device, each stimulus signal to the ALD, wherein the ALD is configured to provide each stimulus signal to the subject, wherein a read counter associated with the memory is updated upon transmitting each stimulus signal to the ALD;receiving, by the estimation device, a response for each stimulus signal transmitted to the ALD, wherein a response counter associated with the memory is updated upon each response received;estimating, by the estimation device, the SRS based on a cumulative sum of values of the read counter and the response counter; anddisplaying the estimated SRS on a display unit. 2. The method as claimed in claim 1, wherein the plurality of audio signals comprise at least one of a phrase, a word, syllables, and a sound across an audible spectra. 3. The method as claimed in claim 1, wherein the one or more parameters comprise language, pitch, and dialect of speech. 4. The method as claimed in claim 1, wherein the plurality of audio signals are regulated based on intensity, frequency, and temporal aspects of speech. 5. An estimating device for determining performance of an Augmented Listening Device (ALD) by estimating Sound Recognition Score (SRS) of a subject, the device comprising: a processor;anda memory communicatively coupled to the processor, wherein the memory stores processor-executable instructions, which, on execution, causes the processor to:select a plurality of audio signals and a plurality of ambient noise signals from the memory based on one or more parameters related to speech and environment;generate a plurality of stimulus signals by modulating each audio signal with a corresponding ambient noise signal, wherein the stimulus signal is stored in the memory;transmit each of the stimulus signals to the ALD, wherein the ALD is configured to provide each stimulus signal to the subject, wherein one or more read counters are associated with the memory and are updated upon each stimulus signal transmitted to the ALD;receive a response for each of the stimulus signals transmitted to the ALD, wherein one or more response counters are associated with the memory and are updated upon each response received;estimate the SRS based on a cumulative sum of values of the read counter and the response counter; anddisplay the estimated SRS on a display unit. 6. The estimation device as claimed in claim 5, wherein the plurality of a... | Centre for Development of Advanced Computing | A61B005/00 A61B005/12 A61B005/0484
US10292581 | B2 | 2019-05-21 | Display device for demonstrating optical properties of eyeglasses | 2017-03-18 | A display device with a retaining device is disclosed, which can be placed on the head of a user. The display device contains a first image generator, which is secured or can be secured to the retaining device, and a first optical imaging system which is secured to the retaining device and which is designed to image an image generated on a first image plane (E) by the first image generator such that the user can perceive the image with a first eye (LA) when the retaining device is placed on the head of the user. The retaining device supports a first refraction determining optical system which is designed to determine the subjective refraction of the first eye (LA) when the retaining device is placed on the head of the user and/or the first optical imaging system is configured to be variable. | 1. A display device comprising: a holding device that can be placed onto the head of a user; a first image generator secured to the holding device and configured to generate an image in a first image plane (E), ora receptacle for receiving the first image generator such that the first image plane (E), in which the image of the first image generator is generated, is arranged in a predetermined position in relation to the holding device; anda first imaging optical unit secured to the holding device and configured to display an image generated by the first image generator in the first image plane (E) such that the user can perceive with a first eye (LA) the image generated by the first image generator and displayed with the first imaging optical unit when the holding device is placed on the head of the user;wherein the holding device carries a first refraction determining optical unit configured to determine a subjective refraction of the first eye (LA) when the holding device is placed on the head of the user,wherein the first refraction determining optical unit has two measuring spectacle lenses displaceable relative to one another in the form of Alvarez lenses, orwherein the first refraction determining optical unit includes a lens having a plurality of adjacent first zones arranged over the lens in a first direction, wherein each first zone has a different average power, where a plurality of adjacent second zones is arranged over the first lens in a second direction perpendicular to the first direction, wherein each second zone has a different cylinder power, wherein the first zones arranged over the first lens in the first direction overlap the second zones arranged over the first lens in the second direction, and wherein the lens is configured to be rotatable, displaceable, or rotatable and displaceable parallel to the first image plane (E), andwherein the first imaging optical unit is arranged between the first image plane (E) and the first refraction determining optical unit. 2. The display device as claimed in claim 1, wherein the first imaging optical unit is configured to be variable. 3. The display device as claimed in claim 1, wherein the first imaging optical unit further includes at least one lens that is configured to be at least one of: displaceable perpendicularly to the first image plane (E), ordisplaceable parallel to the first image plane (E), orrotatable parallel to the first image plane (E). 4. The display device as claimed in claim 1, wherein the first image generator is arranged exchangeably in the first image plane (E). 5. The display device as claimed in claim 1, wherein a second imaging optical unit configured to be variable is secured to the holding device, the second imaging optical unit being configured to image the image generated in the first image plane (E) or an image generated by a second image generator in a second image plane such that the user can perceive the image with the second eye (RA) when the holding... | Carl Zeiss Vision International GmbH Carl Zeiss AG | A61B003/04 A61B003/10 A61B003/02 A61B003/00 A61B003/032 A61B003/103 G02C007/02 A61B003/14 A61B003/06 A61B003/11 A61B005/00 A61B003/113
US10292602 | B2 | 2019-05-21 | Blood flow index calculating method, blood flow index calculating apparatus, and recording medium | 2015-09-23 | A blood flow index calculating method includes: obtaining, by a camera, an image capturing a first site of a living body and a second site of the living body; extracting an area of the first site of the living body and an area of the second site of the living body, by a processor; detecting a pulse wave pattern of the first site of the living body from the area of the first site of the living body and detecting a pulse wave pattern of the second site of the living body from the area of the second site of the living body, by the processor; first calculating a delay amount from the pulse wave pattern of the first site and the pulse wave pattern of the second site, by the processor; and second calculating an index related to blood flow by using the delay amount, by the processor. | 1. A blood flow index calculating method comprising: obtaining, by a camera, an image capturing a first site of a living body and a second site of the living body, the first site being a part of the living body of a subject, and the second site being a site different from the first site;extracting an area of the first site of the living body and an area of the second site of the living body, the areas being included in the image, by a processor;detecting a pulse wave pattern of the first site of the living body from the area of the first site of the living body and detecting a pulse wave pattern of the second site of the living body from the area of the second site of the living body, by the processor;first calculating a delay amount between the pulse wave pattern of the first site of the living body and the pulse wave pattern of the second site of the living body, by the processor; andsecond calculating an index related to blood flow by using the delay amount, by the processor, wherein the detecting includes:extracting a component of a particular frequency band other than a frequency band that pulse waves are possibly in among respective wavelength components, for each of the wavelength components, by the processor, the particular frequency band being any frequency band other than a frequency band that pulse waves are possibly in;calculating a correction coefficient for minimizing a component of the particular frequency band when a difference between signals of representative values of the respective wavelength components is computed by comparison between magnitudes of the components of the particular frequency band of the respective wavelength components, and wherein the component of the particular frequency band is minimized by the correction coefficient after the calculating, by the processor;multiplying a signal value of at least one signal having the representative values as the respective wavelength components by the correction coefficient, by the processor; anddetecting a waveform of a signal in which the components of the particular frequency band have been offset with one another by calculation of the difference between the signals of the representative values of the respective wavelength components after the multiplication by the correction coefficient, by the processor. 2. The blood flow index calculating method according to claim 1, further including third calculating a similarity between the pulse wave pattern of the first site of the living body and the pulse wave pattern of the second site of the living body, by the processor, wherein the first calculating includes executing the calculation of the delay amount when the similarity is equal to or greater than a predetermined threshold, by the processor. 3. The blood flow index calculating method according to claim 2, wherein the third calculating includes calculating the similarity by using a cross correlation function, by the processor. 4. The blood flow index calculating method... | FUJITSU LIMITED | A61B005/021 A61B005/00 A61B005/026 G06T007/00 A61B005/11
US10279192 | B2 | 2019-05-07 | Methods and systems for neural stimulation via visual stimulation | 2017-11-17 | Systems and methods of the present disclosure are directed to systems and methods for treating cognitive dysfunction in a subject in need thereof. The system can include eyeglasses, a photodiode positioned to detect ambient light, light sources, and an input device. The system can include a neural stimulation system that retrieves a profile and selects a light pattern having a fixed parameter and a variable parameter. The neural stimulation system can set a value of the variable parameter of the light pattern, construct an output signal, and then provide the output signal to the light sources to direct light towards the fovea. | 1. A system for treating cognitive dysfunction via brain entrainment in a subject in need thereof, comprising: eyeglasses formed from a wireframe;a photodiode coupled to the wireframe and positioned to detect an ambient light level between the wireframe and a fovea of the subject;a plurality of light sources coupled to the wireframe and positioned to generate and direct light towards the fovea of the subject;an input device to receive an identifier of the subject;a neural stimulation system comprising a processor configured to: retrieve, based on a lookup, a profile corresponding to the identifier of the subject;select, based on the profile, a light pattern having a fixed parameter and a variable parameter;determine a value of the variable parameter of the light pattern based on a policy of the profile and the ambient light level, the value of the variable parameter used to construct an output signal provided to the plurality of light sources to generate light;set the value of the variable parameter responsive to the determination of the value based on the policy and the ambient light level;construct the output signal based on the light pattern, the fixed parameter and the variable parameter that is set responsive to the ambient level; andprovide the output signal to the plurality of light sources to cause the plurality of light sources to generate and direct light towards the fovea of the subject in accordance with the constructed output signal. 2. The system of claim 1, wherein the fixed parameter corresponds to a stimulation frequency, and the variable parameter corresponds to an intensity level. 3. The system of claim 1, comprising: at least one of the plurality of light sources positioned to direct the light towards within 15 degrees of the fovea of the subject. 4. The system of claim 1, comprising: a feedback monitor configured to track, via a feedback sensor, movement of the fovea of the subject; andthe neural stimulation system further configured to adjust, responsive to the movement of the fovea of the subject, at least one of the plurality of light sources to direct the light towards within 15 degrees of the fovea of the subject. 5. The system of claim 1, comprising: a feedback monitor configured to measure physiological conditions using a feedback sensor;the neural stimulation system further configured to: receive the measured physiological conditions from the feedback monitor;determine to adjust the variable parameter to a second value; anddetermine a second value for the variable parameter of the light pattern. 6. The system of claim 1, comprising: a feedback monitor configured to measure a heart rate of the subject using a pulse rate monitor;the neural stimulation system further configured to: receive the heart rate measured by the feedback monitor;compare the heart rate with a threshold;determine, based on the comparison, that the heart rate exceeds the threshold;adjust, responsive to the determination that the heart rate exce... | Cognito Therapeutics, Inc. | A61N005/06 A61N001/36 A61M021/00 G02C011/00 H05B037/02 A61B005/0484 A61B005/16 A61B005/00 A61N001/04 A61B003/113 A61B005/024 A61B005/0482 A61B005/0496 A61B005/05
US10279167 | B2 | 2019-05-07 | System to deliver adaptive epidural and/or subdural electrical spinal cord stimulation to facilitate and restore locomotion after a neuromotor impairment | 2017-09-27 | The present disclosure provides a closed-loop system for real-time control of epidural and/or subdural electrical stimulation comprising electrodes for applying to a subject neuromodulation with adjustable stimulation parameters, the electrodes being operatively connected with a real-time monitoring component comprising sensors continuously acquiring feedback signals from said subject, said signals being neural signals and/or signals providing features of motion of said subject, said system being operatively connected with a signal processing device receiving said feedback signals and operating real-time automatic control algorithms, said signal processing device being operatively connected with the electrodes said and providing the electrodes with new stimulation parameters, with minimum delay. The system of the disclosure improves consistency of walking in a subject with a neuromotor impairment. A Real Time Automatic Control Algorithm is used, comprising a feedforward component employing a single input-single output model (SISO), a multiple input-single output (MISO) model, or a multiple input-multiple output (MIMO) model. | 1. A system for determining optimal stimulation parameters for a subject suffering from a neuromotor impairment and undergoing a process for facilitating locomotor functions comprising: an epidural and/or subdural electrical stimulation device for applying electrical stimulation with adjustable stimulation parameters;one or more sensors;a real-time monitoring system; anda signal processing device, operating a program comprising an automatic control algorithm that interfaces simultaneously with a data flow from the real-time monitoring system and the epidural and/or subdural electrical stimulation device to: acquire feedback signals from said real-time monitoring system, where said real-time monitoring system receives signals from said sensors, said signals being neural signals and/or signals providing features of motion of said subject;calculate stimulation parameters via the automatic control algorithm; andprovide instructions to the epidural and/or subdural electrical stimulation device for applying an electrical stimulation with calculated stimulation parameters to said subject, where the automatic control algorithm comprises a feedback component and a feedforward component and wherein the automatic control algorithm is developed based on a linear relationship between a frequency of the electrical stimulation in an epidural and/or subdural space and one or more relevant parameters of gait. 2. The system of claim 1, wherein said stimulation parameters are selected from a group consisting of waveform, amplitude, pulse width, and the frequency. 3. The system of claim 1, wherein the electrical stimulation comprises the frequency between 5 and 120 Hz. 4. The system of claim 1, wherein the epidural and/or subdural electrical stimulation device is configured to provide phasic stimulation or burst stimulation. 5. The system of claim 1, wherein the epidural and/or subdural electrical stimulation device is configured to apply stimulation to at least two stimulation sites, where each stimulation site can be independently turned on or off. 6. The system of claim 1, wherein the epidural and/or subdural electrical stimulation device further comprises one or more electrodes, and wherein the electrical stimulation is time-specific (burst-stimulation), and wherein each of the one or more electrodes can be individually turned ON and OFF in real time based on external trigger signals. 7. The system of claim 1, wherein the automatic control algorithm is a real time automatic control algorithm. 8. The system of claim 7, wherein the real time automatic control algorithm comprises the feedforward component employing one of a single input-single output (SISO) model, or a multiple input-single output (MISO) model, where the SISO model comprises changing one electrical stimulation device stimulation parameter to control one gait feature of the subject, and where the MISO model comprises adjusting multiple electrical stimulation device stimulation parameters to o... | Ecole Polytechnique Federale De Lausanne (EPFL) | A61N001/05 A61B005/11 A61N001/36 A61B005/04 A61B005/0488 A61B005/0476 A61B005/00
US10286207 | B2 | 2019-05-14 | Flanged self-closing microchannel array | 2017-10-12 | Devices and methods for implanting neural interface technology in mammals are provided. A device can include an array of self-closing channels; two flanges that flank the array of channels, the flanges can be used to open the self-closing channels; and a plurality of cuff electrodes disposed at a circumference of each self-closing channel, the plurality of cuff electrodes being optimally disposed to detect a maximum amplitude of an action potential signal. | 1. An implantable device, configured to separate nerve strands in mammals, comprising: an array of tubular self-closing channels, the array having a top side,each self-closing channel being defined by a wall including a channel wall portion with a longitudinal slit along a length of the top side of each channel and perpendicular to the top side with adjacent wall portions being connected and forming an array of slits;each self-closing channel including an aperture at each end; andtwo flanges that flank the array of slits in substantially a common plane with the slits, the flanges being configured to pull the array of slits in opposite directions and simultaneously open all of the longitudinal slits of the array of self-closing channels without substantially bending the flanges relative to one another, such that, when the flanges are pulled to open the slits, nerve strands placed parallel over the longitudinal slits are dropped through the slits and into the channels and, when the flanges are released the slits close, thereby compartmentalizing the nerve strands in the channels. 2. The device of claim 1, the array of the self-closing channels being aligned in parallel. 3. The device of claim 1, the aperture of the closed channels having a diameter of from 50 μm to 500 μm. 4. The device of claim 1, the channel wall being a width of from 20 μm to 100 μm. 5. The device of claim 1, the channels having a length between the apertures of from 1 mm to 10 mm. 6. The device of claim 1, the self-closing channels being adapted to contain at least one of stem cells and Schwann cells. 7. The device of claim 1, the self-closing channels including a biocompatible elastic material. 8. The device of claim 1, the self-closing channels including a porous material. 9. The device of claim 1, further comprising: chemical and/or biological factors to increase and stabilize regeneration including laminin, chondroitinase, and/or a nerve growth factor (NGF). 10. The device according to claim 1, wherein the array comprises three or more self-closing channels. 11. A device for implanting neural interface technology in mammals comprising: an array of tubular self-closing channels, the array having a top side,each self-closing channel being defined by a wall including a channel wall portion with a longitudinal slit along a length of the top side of each channel and perpendicular to the top side with adjacent wall portions being connected and forming an array of slits;each self-closing channel including an aperture at each end; andtwo flanges that flank the array of slits in substantially a common plane with the slits, the flanges being configured to pull the array of slits in opposite directions and simultaneously open all the longitudinal slits of the array of self-closing channels without substantially bending the flanges relative to one another, such that, when the flanges are pulled to open the slits, nerve strands placed parallel over the longitudinal slits are d... | THE FLORIDA INTERNATIONAL UNIVERSITY BOARD OF TRUSTEES | A61N001/05 A61B005/00 A61B005/04
US10302810 | B2 | 2019-05-28 | Use of thermopiles to detect human location | 2017-01-30 | A method of detecting presence and location uses sensor data received from a plurality of thermopiles, each thermopile having a different field of view. In response to detecting a change in the sensor data, stored background values for each field of view are accessed and then the location of a body (e.g. a human or animal) is determined based on differences between the sensor data and sensor values predicted using a forward model and the stored background values for each field of view. Having determined the location, the stored background values are updated based on differences between the sensor data and the predicted sensor values for a body at the determined location. | 1. A method of detecting presence and location of a body using a mobile computing device, the method comprising: receiving sensor data from a plurality of thermopiles coupled to the mobile device, each thermopile having a different field of view;in response to detecting a change in the sensor data, accessing stored background values for each field of view;determining, using a forward model, sensor values corresponding to locations of the body by applying the sensor data to a lookup table within the forward model;determining a location of the body based on differences between sensor values within the sensor data and the determined sensor values from the forward model, and the differences between the sensor data and the stored background values for each field of view; andupdating the stored background values based on differences between the sensor data and the determined sensor values. 2. The method according to claim 1, wherein the location is determined by reducing the differences between the sensor data and sensor values predicted using the forward model and the stored background values for each field of view. 3. The method according to claim 1, wherein the stored background values are updated by changing the stored background values to reduce the differences between the sensor data and sensor values predicted using the forward model and the stored background values for each field of view for the body at the determined location. 4. The method according to claim 3, wherein the stored background values are updated by changing the stored background values to reduce the differences between the sensor data and sensor values predicted using the forward model and the stored background values for each field of view for the body at the determined location. 5. The method according to claim 1, wherein the field of view of one of the plurality of thermopiles partially overlaps the field of view of a different one of the plurality of thermopiles. 6. The method according to claim 1, wherein the location of the body comprises an angular position of the body relative to the plurality of thermopiles or an indication that no body is present. 7. The method according to claim 6, wherein in response to determining that the location comprises an indication that no body is present, updating the stored background values comprises: determining if there is a correlation between the differences between the sensor data and the predicted sensor values for each of the plurality of thermopiles and in response to identifying a correlation, updating the stored background values to be equal to the sensor data. 8. The method according to claim 6, wherein in response to determining that the location comprises an indication that no body is present, updating the stored background values comprises: in response to determining that no body has been present for more than a predefined period of time, updating the stored background values to be equal to the sensor data. 9. The met... | Microsoft Technology Licensing, LLC | G01J005/00 G01J005/12 G01V008/20 A61B005/01
US10290031 | B2 | 2019-05-14 | Method and system for automated retail checkout using context recognition | 2014-07-02 | A gestural checkout system includes a sensor-equipped server programmed with a gestural context application that authenticates a customer's identity upon entry to a retail store. The sensors include cameras. The sensors are identify products and detect gestures of the customer indicating a purchase decisions. Gestures include product pick-up, product movement and product-commit-to-container actions. For bulk items, an Implicit Gestural Scale communicates product identity and volumetric data wirelessly to the implicit gestural checkout. Recognition of shopper locomotion, past a line of demarcation near the exit, automatically authorizes electronic payment. | 1. A method for enabling a customer having an identity to purchase goods from a retail store through the use of implicit gestures and a customer financial account, comprising: providing a server in communication with the retail store, the retail store including a demarcation zone, for enabling check-out, wherein the server includes one or more processors, computer memory with software, the software being programmed for enabling operation of the server to communicate with a plurality of sensors;providing a first and second plurality of sensors, in operable communication with the server, wherein the first plurality of sensors are optical sensors, and the second plurality of sensors are different from the first plurality of sensors;sensing biometric information of the customer with the first plurality of sensors and converting at least some of the biometric information into topological variations, communicating the biometric information to the server to enable the server to authenticate customer identity;tracking movement of the customer within the retail store with the second plurality of sensors;recognizing gestures indicating a purchase decision;tracking the purchase decision in an electronic shopping cart;the topological variations are then animated within a gaming engine having a virtual camera, where the gaming engine's virtual camera is used to capture multiple points-of-view from various locations around the customer, these points of view correspond to the perspectives taken from the first plurality of sensors;and enabling a checkout procedure when the customer is passing the demarcation zone by charging the customer financial account based on the purchase decision. 2. A method as set forth in claim 1, wherein the demarcation zone is positioned adjacent a store exit. 3. A method as set forth in claim 1, wherein the first plurality of sensors include optical sensors enable facial recognition and the server is programmed with facial recognition software to authenticate customer identity. 4. A method as set forth in claim 1, wherein the first plurality of sensors enable gait recognition and facial recognition, and the server is programmed with gait and facial recognition software to authenticate customer identity. 5. A method as set forth in claim 1, wherein the second plurality of sensors include acoustic sensors to track movement of the customer within the retail store and to recognize purchase decisions. 6. A method as set forth in claim 1, wherein each of the plurality of sensors communicate wirelessly with the server and are positioned in an array within the retail store. 7. A method as set forth in claim 1, wherein the customer has a hand, and the store has products placed on shelves, the step of recognizing implicit gestures includes optically recognizing movement of the hand to move a product from the shelf. 8. A method as set forth in claim 7, wherein the retail store provides shopping carts or the shopper brings their own shopp... | - | G06Q030/00 G06Q030/06 A61B005/117 G06K009/00 G07G001/00 G06Q020/20 G06Q020/40 A61B005/1171 A61B005/11
US10285577 | B2 | 2019-05-14 | Cooling of a medical instrument | 2014-09-24 | A medical instrument includes a hermetically tight sheath, a heat source, a surface area thermally coupled to the heat source, a rotor arranged outside the hermetically tight sheath and serving to generate a flow of fluid at the surface, a magnet at the rotor, and means for generating a variable magnetic field in order to move the rotor. The means for generating a variable magnetic field is arranged inside the hermetically tight sheath. | 1. A medical instrument comprising: a liquid-tight sheath having an outer surface;a heat source disposed inside the liquid-tight sheath;a surface area of the outer surface being thermally coupled to the heat source;a rotor arranged around the outer surface of the sheath and configured to generate a flow of fluid at the surface area to remove thermal output generated by the heat source;a magnet disposed on the rotor; anda means for generating a variable magnetic field in order to move the rotor, the means being arranged inside the sheath. 2. The medical instrument as claimed in claim 1, wherein the means for generating a variable magnetic field generates a rotating magnetic field. 3. The medical instrument as claimed in claim 1, wherein the rotor includes a magnetic bearing that is supported free of contact by said means for generating a variable magnetic field. 4. The medical instrument as claimed in claim 3, wherein the rotor does not touch the sheath. 5. The medical instrument as claimed in claim 1, wherein the rotor has blades generating the flow of fluid in a direction from a proximal end to a distal end of the medical instrument when the rotor is rotating. 6. The medical instrument as claimed in claim 1, wherein the rotor has blades to generate the flow of fluid at a distal end of the medical instrument. 7. The medical instrument as claimed in claim 1, wherein the rotor is arranged at or near a distal end of the medical instrument. 8. The medical instrument as claimed in claim 1, wherein the rotor is movable in a direction parallel to a longitudinal axis of the medical instrument. 9. The medical instrument as claimed in claim 8, wherein at least one of: the means for generating a variable magnetic field is movable between several positions along a length of the medical instrument; orthe medical instrument comprises several means for generating a variable magnetic field, each means for generating a variable magnetic field being disposed at one of several positions along the length of the medical instrument;such that the rotor is configured to be driven at each of the several positions. 10. The medical instrument as claimed in claim 1, wherein the rotor is configured to be magnetically decoupled and removed from being concentric with the sheath. 11. The medical instrument as claimed in claim 1, further comprising: a controller controlling at least one of a rotational direction or a rotational speed of the rotor by adjusting the variable magnetic field. 12. The medical instrument as claimed in claim 11, further comprising: means for detecting a temperature of the heat source;wherein the controller is coupled to the means for detecting the temperature and controls at least one of the rotational direction or the rotational speed of the rotor depending on the temperature of the heat source. 13. The medical instrument as claimed in claim 12, wherein said heat source is a first heat source, and said means for detecting a temperature of t... | Karl Storz SE & Co. KG | A61B001/12 A61B005/00 A61B001/00 G02B023/24 A61B001/002 A61B001/06 A61B090/30 A61B090/00
US10304022 | B2 | 2019-05-28 | Determining player performance statistics using gaze data | 2016-06-16 | Systems, methods, and computer-readable media are disclosed for capturing gaze data for a sports participant over the course of a sports match, identifying a key performance indicator (KPI) corresponding to a sports domain with which the sports match is associated, and generating KPI data corresponding to the KPI. Report data indicative of the KPI data may be generated and presented to the sports participant in-match or post-match. KPI data for a player may be aggregated across multiple sports domain KPIs and multiple sports matches and analyzed to determine player activity patterns. The player activity patterns may indicate statistical differences in KPIs for the player in relation to different in-match scenarios. Recommendations may be provided to the player for improving the player's performance with respect to various KPIs. | 1. A computer-implemented method for determining player performance statistics using gaze parameter data, the method comprising: capturing, by an image sensor over a period of time, the gaze parameter data, wherein the gaze parameter data is associated with a participant in a sports match, wherein capturing the gaze parameter data comprises: capturing, at a particular frame rate, a series of image frames of a head of the participant;determining, for each image frame, a respective angle between the head of the participant and the image sensor; anddetermining a scan path based at least in part on the respective angle between the head of the participant and the image sensor determined for each image frame, wherein the scan path indicates a change in gaze direction of the participant over a time period during which the series of image frames are captured;identifying, by a computer processor, a sports domain associated with the sports match;identifying, by the computer processor, a key performance indicator (KPI) corresponding to sports domain;identifying, by the computer processor, one or more sports domain rules associated with the KPI;filtering, by the computer processor, the gaze parameter data to obtain a location/time series of the gaze parameter data that satisfies the one or more sports domain rules;generating, by the computer processor, KPI data associated with the KPI based at least in part on the location/time series of the gaze parameter data; andgenerating, by the computer processor, report data based at least in part on the KPI data. 2. The computer-implemented method of claim 1, further comprising presenting the report data to the participant via a user interface of an output device, wherein presenting the report data comprises at least one of presenting the report data to the participant in real-time during the sports match or presenting the report data to the participant after conclusion of the sports match. 3. The computer-implemented method of claim 1, wherein the KPI corresponds to a type of event that occurs during the sports match, wherein the one or more sports domain rules comprises a rule specifying a predetermined period of time prior to the occurrence of the event that the participant is to be monitored, and wherein filtering the gaze parameter data comprises determining that the location/time series of the gaze parameter data was captured during the predetermined period of time. 4. The computer-implemented method of claim 3, where the rule further specifies that the participant is to be monitored within a predetermined physical region encompassing a physical location of the event, and wherein filtering the gaze parameter data further comprises determining that the location/time series of the gaze parameter data was captured while the participant was located within the predetermined physical region during the predetermined period of time. 5. The computer-implemented method of claim 1, wherein the KPI corresponds to a typ... | INTERNATIONAL BUSINESS MACHINES CORPORATION | G06Q010/06 A61B005/00 G06F003/01
US10285622 | B2 | 2019-05-14 | MR spectroscopy system and method for diagnosing painful and non-painful intervertebral discs | 2017-08-04 | An MR Spectroscopy (MRS) system and approach is provided for diagnosing painful and non-painful discs in chronic, severe low back pain patients (DDD-MRS). A DDD-MRS pulse sequence generates and acquires DDD-MRS spectra within intervertebral disc nuclei for later signal processing and diagnostic analysis. An interfacing DDD-MRS signal processor receives output signals of the DDD-MRS spectra acquired and is configured to optimize signal-to-noise ratio by an automated system that selectively conducts optimal channel selection, phase and frequency correction, and frame editing as appropriate for a given acquisition series. A diagnostic processor calculates a diagnostic value for the disc based upon a weighted factor set of criteria that uses MRS data extracted from the acquired and processed MRS spectra for multiple chemicals that have been correlated to painful vs. non-painful discs. A display provides an indication of results for analyzed discs as an overlay onto a MRI image of the lumbar spine. | 1. A system for providing diagnostic information for a medical condition associated with a region of interest (ROI) in a patient, comprising: an MRS diagnostic processor configured to diagnostically process a magnetic resonance spectroscopy (MRS) spectrum derived from an MRS spectral acquisition series of data generated and acquired via an MRS system from a voxel located within the ROI to generate the diagnostic information at least in part by measuring at least one respective spectral feature of the MRS spectrum for: (a) a first spectral peak region corresponding with proteoglycan (PG) and at least one additional spectral peak region of the MRS spectrum corresponding with each of lactate (LA) and alanine (AL), or(b) at least one spectral peak region corresponding with each of lactate (LA) and alanine (AL), wherein the medical condition comprises pain, or(c) a combined spectral peak region corresponding with both lactate (LA) and alanine (AL); andwherein the MRS diagnostic processor comprises at least one of: (a) at least one computer processor, and(b) software provided in computer readable non-transitory storage and that is configured to be run by at least one computer processor. 2. The system of claim 1, wherein the region of interest comprises at least a portion of an intervertebral disc. 3. The system of claim 2, wherein the MRS diagnostic processor is configured to diagnose the intervertebral disc as painful or non-painful, and to indicate the diagnosis to a user via a user interface. 4. The system of claim 1, wherein the MRS diagnostic processor is configured to generate the diagnostic information based at least in part on a value that represents a volume of the voxel. 5. The system of claim 1, wherein the MRS diagnostic processor is configured to generate the diagnostic information at least in part by measuring the at least one respective spectral feature of the MRS spectrum for the first spectral peak region corresponding with proteoglycan (PG) and the at least one additional spectral peak region of the MRS spectrum corresponding with each of lactate (LA) and alanine (AL). 6. The system of claim 5, wherein the at least one additional spectral peak region comprises a combined spectral peak region corresponding with both lactate (LA) and alanine (AL). 7. The system of claim 5, wherein the at least one additional spectral peak region comprises a second spectral peak region corresponding with lactate (LA) and a third spectral peak region corresponding with alanine (AL). 8. The system of claim 1, wherein the MRS diagnostic processor is configured to generate the diagnostic information at least in part by measuring the at least one respective spectral feature of the MRS spectrum for the at least one spectral peak region corresponding with each of lactate (LA) and alanine (AL), wherein the medical condition comprises pain. 9. The system of claim 8, wherein the at least one spectral peak region comprises a combined spectral peak region co... | Nocimed, Inc. The Regents of the University of California | A61B005/05 A61B005/00 A61B005/055 G01R033/485
US10296754 | B2 | 2019-05-21 | Method for controlling security system and electronic device thereof | 2015-12-18 | A portable electronic device, a wearable device and methods for operating the same are provided. The portable electronic device includes a display, a communication interface that communicates with a wearable device using wireless short-range communication, and a processor that provides, via the display, a menu for controlling data of the wearable device, receives, via the communication interface, a security status from the wearable device, limits access to at least one item in the menu if the security status corresponds to a first security state, and allows access to the at least one item in the menu if the security status corresponds to a second security state. | 1. A portable electronic device comprising: a display;a communication interface configured to communicate with a wearable device using wireless short-range communication; anda processor configured to: establish a connection between the portable electronic device and the wearable device;receive, via the communication interface, a security status of the connected wearable device from the connected wearable device;limit access to at least one setting item among a plurality of setting items included in an application, in response to the security status corresponding to a lock status, the at least one setting item being predefined among the plurality of setting items and relating to a passcode; andallow access to the at least one setting item, in response to the security status corresponding to an unlock status. 2. The portable electronic device of claim 1, wherein the wearable device is a wrist watch having a pulse sensor positioned on a back side of a body of the wrist watch, the pulse sensor being used to determine a wearing status of the wrist watch, and wherein the security status of the wrist watch is changed from the unlock status to the lock status in response to no wearing status information. 3. The portable electronic device of claim 1, wherein the processor is further configured to provide, via the display, a menu for inputting password data of the portable electronic device. 4. The portable electronic device of claim 1, wherein the processor is further configured to detect disconnection of the wireless short-range communication while access to the at least one setting item is allowed, and to limit access to the at least one setting item, in response to the detection of the disconnection of the wireless short-range communication. 5. The portable electronic device of claim 1, wherein the processor is further configured to periodically receive the security status from the wearable device. 6. The portable electronic device of claim 1, wherein a wearing status of the wearable device is detected by a sensor affixed to the wearable device, and the security status is determined based on the detected wearing status. 7. The portable electronic device of claim 6, wherein the wearable device is a wrist watch, and the sensor is a pulse sensor that detects a pulse rate. 8. The portable electronic device of claim 6, wherein, when a user wears the wearable device, the sensor is positioned adjacent to the user's wrist. 9. A method for controlling a portable electronic device, the method comprising: establishing a connection between the portable electronic device and a wearable device;receiving a security status of the connected wearable device from the connected wearable device;limiting access to at least one setting item among a plurality of setting items included in an application, in response to the security status being a lock status, the at least one setting item being predefined among the plurality of setting items and relating to a passcode;... | Samsung Electronics Co., Ltd | G06F021/00 G06F021/62 G06F021/34 G06F021/35 G06F021/32 H04W004/80 A61B005/024 A61B005/00 H04W012/08 H04L029/06
US10292595 | B2 | 2019-05-21 | Systems and methods for endoscopic angle-resolved low coherence interferometry | 2017-06-27 | A method of assessing tissue health comprises the steps of obtaining depth-resolved spectra of a selected area of in vivo tissue, and assessing the health of the selected area based on the depth-resolved structural information of the scatterers. Obtaining depth-resolved spectra of the selected area comprises directing a sample beam towards the selected area at an angle, and receiving an angle-resolved scattered sample beam. The angle-resolved scattered sample beam is cross-correlated with the reference beam to produce an angle-resolved cross-correlated signal about the selected area, which is spectrally dispersed to yield an angle-resolved, spectrally-resolved cross-correlation profile having depth-resolved information about the selected area. The angle-resolved, spectrally-resolved cross-correlation profile is processed to obtain depth-resolved information about scatterers in the selected area. | 1. A method of assessing tissue health, the method comprising the steps of: obtaining depth-resolved spectra of a selected area of in vivo tissue, the step of obtaining depth-resolved spectra of the selected area comprising the steps of directing a sample beam towards the selected area at an angle,receiving an angle-resolved scattered sample beam as a result of the sample beam scattering at a multitude of scattered angles off of the selected area, wherein the angle-resolved scattered sample beam contains the angular scattering distribution of the scattered sample beam,cross-correlating the angle-resolved scattered sample beam with a reference beam to produce an angle-resolved cross-correlated signal about the selected area,spectrally dispersing the angle-resolved cross-correlated signal to yield an angle-resolved, spectrally-resolved cross-correlation profile having depth-resolved information about the selected area at the multitude of scattered angles, andprocessing the angle-resolved, spectrally-resolved cross-correlation profile to obtain depth-resolved information about scatterers in the selected area; andassessing the health of the selected area based on the depth-resolved structural information of the scatterers. 2. The method of claim 1, wherein the step of obtaining depth-resolved spectra of the selected area comprises obtaining depth-resolved spectra at a plurality of locations on the in vivo tissue. 3. The method of claim 1, further comprising the step of collimating the sample beam to produce a collimated sample beam, wherein directing the sample beam towards the selected area at an angle comprises directing the collimated sample beam towards the selected area at an angle. 4. The method of claim 1, further comprising the step of collimating the reference beam to produce a collimated reference beam. 5. The method of claim 1, wherein cross-correlating the angle-resolved scattered sample beam with the reference beam comprises: determining an interference term by measuring the intensity of the angle-resolved scattered sample beam and the reference beam independently; andsubtracting the interference term from the total intensity of the angle-resolved scattered sample beam. 6. The method of claim 1, wherein spectrally dispersing the angle-resolved cross-correlated signal comprises directing the angle-resolved scattered sample beam which has been combined with the reference beam into a spectrograph. 7. The method of claim 6, wherein the spectrograph comprises an imaging spectrograph comprised of a plurality of imaging points, wherein each of the plurality of imaging points corresponds to a specific scattering angle in order to produce the angle-resolved, spectrally-resolved cross-correlation profile about the selected area. 8. The method of claim 6, wherein the spectrograph comprises a multi-channel spectrograph comprising of a plurality of channels, wherein each of the plurality of channels corresponds to a specific scattering angle i... | Duke University | G01B009/02 G01J003/45 A61B005/00 G01N021/31 G01N021/47 A61B001/00
US10285655 | B2 | 2019-05-14 | Imaging system subject support | 2012-03-09 | A method includes receiving a subject support motion disable signal indicative of at least one of power removal of an imaging system, a collision of a horizontally moving tabletop of the imaging system, a decoupling of a horizontal motion drive system configured to horizontally drive the tabletop, or a collision of a vertically moving subject support of the imaging system, wherein a vertical motion drive system drives the subject support vertical motion, and disabling, in response to receiving the subject support motion disable signal, at least one of tabletop horizontal motion or subject support vertical motion. | 1. A method, comprising: receiving a subject support motion disable signal indicative of a need for decoupling of a horizontal motion drive system configured to horizontally drive the tabletop in response to a horizontal collision, wherein the subject support includes a base and the tabletop, which is moveably mounted to base;disabling, in response to receiving the subject support motion disable signal, horizontal motion of the tabletop;sensing with a sensor attached to the tabletop a physical attachment of a subject support accessory to the tabletop where the subject support accessory is not part of the subject support;identifying a type of the subject support accessory based on a mechanism of support accessory that uniquely defines the accessory;retrieving and activating a collision envelope for the subject support based on the identity of the subject support accessory; andreceiving the subject support motion disable signal in response to the subject support moving outside of the collision envelope. 2. The method of claim 1, wherein the motion disable signal is an emergency stop signal, from an emergency stop circuit of the imaging system, indicating power removal, and further comprising: disabling, in response to receiving the motion disable signal, a controller of the horizontal motion drive system from driving a motor of the horizontal motion drive system driving the tabletop, wherein the controller is configured to drive the motor to drive the tabletop in accordance with a tabletop motion profile of subject support; andremoving, in response to receiving the motion disable signal, regenerated electrical current from the motor. 3. The method of claim 2, wherein removing the regenerated electrical current from the motor comprises electrically shorting a coil of the motor to a resistive load. 4. The method of claim 3, further comprising: activating, in response to receiving the motion disable signal, a motor brake; andreleasing the brake after the tabletop has come to a stop, thereby transitioning the tabletop to a free float state in which the tabletop is free to move by applying an external force on the tabletop. 5. The method of claim 2, wherein the tabletop is moving at a velocity between two hundred millimeters per second and one thousand millimeters per second, and, in response to receiving the signal, stopping a moving tabletop within twenty-five millimeters of travel within a half a second from a time of the removal of the power for a tabletop load of one hundred kilograms to five hundred kilograms. 6. The method of claim 2, wherein the tabletop is moving at a velocity between two hundred millimeters per second and one thousand millimeters per second, and, in response to receiving the signal, stopping a moving tabletop within ten millimeters of travel within a half a second from a time of the removal of the power with a tabletop load of one hundred kilograms to five hundred kilograms. 7. The method of claim 1, further comprising: ... | KONINKLIJKE PHILIPS N.V. | A61B006/00 A61B006/03 A61B006/04 A61B006/10 A61B005/055
US10303355 | B2 | 2019-05-28 | Method, graphical interface, and medical apparatus for planning a medical imaging examination | 2016-03-11 | In a method for planning a medical imaging examination, as well as a graphical interface and a medical imaging apparatus and a storage medium for implementing the method, a planning environment for the planning of the medical imaging examination is provided on a touch display of a graphical interface, at least one imaging parameter for the medical imaging examination is specified by a manual input on the touch display, and information is provided on the touch display in response to the manual input, the information being presented haptically on the touch display. | 1. A method for planning a medical imaging examination of an examination subject by operation of a medical imaging apparatus, said method comprising: providing a representation of a planning environment for planning of the medical imaging examination on a touch display of a graphical interface;making a manual input on the touch display that specifies at least one imaging parameter for said medical imaging examination, the at least one imaging parameter specifying a position of the examination subject with respect to an isocenter of said medical imaging apparatus on the touch display; andhaptically providing information on said touch display in response to said manual input. 2. The method as claimed in claim 1, comprising: providing said information on said touch display as feedback dependent on the specification of said at least one imaging parameter. 3. The method as claimed in claim 2, comprising: comparing, using a processor of said graphical interface, the specified image parameter with a parameter range associated with said at least one imaging parameter; andproviding said feedback dependent on a result of said comparing. 4. The method as claimed in claim 3, wherein said parameter range represents a valid parameter range for said at least one imaging parameter, and wherein providing said feedback on said touch display dependent on the result of said comparing to indicates that said at least one specified image parameter is outside of said valid parameter range for said at least one imaging parameter. 5. The method as claimed in claim 4, comprising: providing said feedback continuously until a further specification, made via said touch display, of said at least one imaging parameter is within said valid parameter range. 6. The method as claimed in claim 4, comprising: providing said feedback only once, as soon as said at least one imaging parameter is determined, by said comparing, to be outside of said valid parameter range. 7. The method as claimed in claim 1, wherein said parameter range represents a valid parameter range for said at least one imaging parameter, wherein providing said feedback on said touch display dependent on the result of said comparing indicates that said at least one specified image parameter is outside of said valid parameter range for said at least one imaging parameter, andwherein said valid parameter range is for said isocenter and comprises a region of a body of the examination subject that has been prepared for said medical imaging examination. 8. The method as claimed in claim 7, comprising: detecting a position of at least one accessory item for said medical imaging examination; andpreparing said region of the body of the examination subject for said medical imaging examination dependent on the detected position of said at least one accessory item. 9. The method as claimed in claim 1, comprising: entering said at least one imaging parameter as an extent of a field of view of said medical imaging appara... | Siemens Aktiengesellschaft | G06F003/01 G06F003/0484 A61B005/00 A61B034/10 G06F003/0488 A61B005/055
US10298282 | B2 | 2019-05-21 | Multi-modal sensing wearable device for physiological context measurement | 2016-06-16 | Embodiments of the present disclosure provide techniques and configurations for an apparatus for a user's physiological context measurements. In one instance, the apparatus may include a processing block and first and second piezoelectric sensors coupled with the processing block. The first and second sensors may include respectively first and second electrodes to provide contact with a user's body in response to mounting of the apparatus on the user's body. The processing block may comprise a multi-modal sensing system configured to perform measurements of a user's physiological context during the contact of the user's body with the first and second electrodes, based at least in part on a voltage signal generated by the user's body and provided to the processing block via the first and second electrodes. Other embodiments may be described and/or claimed. | 1. An apparatus, comprising: a sensor array to be coupled with a processing block, wherein the sensor array includes: a first sensor, having: a first electrode to provide a first contact with a user's body, wherein the first electrode is to be coupled with the processing block with a first electrical contact; a first sensing layer comprising piezoelectric material and disposed on top of the first electrode; and a second electrode disposed on top of the first sensing layer, wherein the second electrode is to be coupled with the processing block with a second electrical contact, wherein the first and second electrical contacts are to provide first readings of vibrations produced by the user's body and sensed by the first sensing layer; anda second sensor, having: a third electrode to provide a second contact with the user's body, wherein the second electrode is to be coupled with the processing block with a third electrical contact; a second sensing layer comprising the piezoelectric material and disposed on top of the third electrode, and a fourth electrode disposed on top of the second sensing layer, wherein the fourth electrode is to be coupled with the processing block with a fourth electrical contact, wherein the third and fourth electrical contacts are to provide second readings of vibrations produced by the user's body and sensed by the second sensing layer, wherein the first electrode of the first sensor and the third electrode of the second sensor are to sense a voltage of the user's body, and to provide the sensed voltage to the processing block via the first electrical contact of the first sensor and the third electrical contact of the second sensor, wherein one of the first electrode with the first contact of the first sensor and the third electrode with the third electrical contact of the second sensor serves as reference voltage for another one of the first electrode with the first contact of the first sensor and the third electrode with the third electrical contact of the second sensor,wherein the processing block is to perform first measurements of a user's physiological context, based at least in part on the sensed voltage provided by the first and third electrodes in response to the first and second contacts of the user's body with the first and second sensors, and generate a first output that includes at least electrocardiogram (ECG), from the first measurements; and perform second measurements of the user's physiological context, based at least in part on the first and second readings of vibrations produced by the user's body, and generate a second output indicative of the user's body activity. 2. The apparatus of claim 1, wherein the first electrode is further coupled with the processing block over a fifth electrical contact, wherein the first and fifth electrical contacts comprise a first thermocouple, and wherein the second electrode is further coupled with the processing block over a sixth electrical contact, wherein the se... | Intel Corporation | A61B005/00 H04B001/3827 A61B005/0476 A61B005/0402 A61B005/0488 H04W004/70 A61B005/0205 A61B005/021 A61B005/024 A61B005/053 A61B005/08 A61B005/11
US10299711 | B2 | 2019-05-28 | Flexible electrochemical micro-sensor | 2018-01-17 | A universal electrochemical micro-sensor can be used either as a biosensor or an environmental sensor. Because of its small size and flexibility, the micro-sensor is suitable for continuous use to monitor fluids within a live subject, or as an environmental monitor. The micro-sensor can be formed on a reusable glass carrier substrate. A flexible polymer backing, together with a set of electrodes, forms a reservoir that contains an electrolytic fluid chemical reagent. During fabrication, the glass carrier substrate protects the fluid chemical reagent from degradation. A conductive micromesh further contains the reagent while allowing partial exposure to the ambient biological or atmospheric environment. The micromesh density can be altered to accommodate fluid reagents having different viscosities. Flexibility is achieved by attaching a thick polymer tape and peeling away the micro-sensor from the glass carrier substrate. The final structure is thereby transferred to the polymer tape, providing a flexible product. | 1. A device, comprising: a flexible substrate;a first polymer layer on the flexible substrate;a second polymer layer on the first polymer layer, the second polymer layer having a first surface opposite the first polymer layer;a well extending through the first polymer layer and the second polymer layer, the well having an opening at the first surface of the second polymer layer;a plurality of contacts on the first polymer layer;a plurality of electrodes in the well, the plurality of electrodes extending at least partially over the opening in the well; anda plurality of traces between the first polymer layer and the second polymer layer, each of the traces extending between a respective contact and a respective electrode. 2. The device of claim 1 wherein at least a first trace of the plurality of traces extends between a first contact and a first electrode in a straight line along a first direction. 3. The device of claim 2 wherein at least a second trace of the plurality of traces extends between a second contact and a second electrode in a line having a first portion extending in the first direction and a second portion extending in a second direction that is transverse to the first direction. 4. The device of claim 1, further comprising a fluid chemical reagent contained in the well. 5. The device of claim 1, further comprising a species inlet net partially covering the opening of the well. 6. The device of claim 1 wherein at least one of the plurality of electrodes extends along a sidewall of the well. 7. A micro-sensor, comprising: a flexible substrate;a first polymer layer on the flexible substrate;a second polymer layer on the first polymer layer;a well that extends through the first and second polymer layers, the first and second polymer layers together form sides of the well, the well having a well opening at a surface of the second polymer layer; andmetal electrodes on the surface of the second polymer layer, the metal electrodes extend over at least a portion of the well opening. 8. The micro-sensor of claim 7, further comprising: electrical contacts spaced apart from the well; andmetal traces that electrically couple the electrical contacts to the metal electrodes. 9. The micro-sensor of claim 8 wherein the micro-sensor includes three metal electrodes, three electrical contacts, and three metal traces that electrically couple respective ones of the metal electrodes to respective ones of the electrical contacts, each of the metal electrodes extend over respective portions of the well opening. 10. The micro-sensor of claim 9 wherein the well opening is circular. 11. The micro-sensor of claim 9 wherein the metal traces are disposed between the first polymer layer and the second polymer layer. 12. The micro-sensor of claim 7, further comprising a volume of a fluid chemical reagent contained in the well. 13. The micro-sensor of claim 7 wherein the flexible substrate is a polymer tape. 14. A device, comprising: a substrate;a fir... | STMICROELECTRONICS PTE. LTD. | G01N027/327 A61B005/1473 A61B005/145 A61B005/1468
US10299725 | B2 | 2019-05-28 | Positioning a wearable device for data collection | 2017-03-27 | Wearable devices are described herein including at least two photodetectors and a mount configured to mount the at least two photodetectors to an external surface of a wearer. The at least two photodetectors are configured to detect alignment between the wearable device and a target on or in the body of the wearer (e.g., to detect the location of vasculature within the body of the wearer relative to the at least two photodetectors). Alignment of the at least two photodetectors relative to the target could enable detection of one or more physiological properties of the wearer. For example, the wearable device could include a sensor configured to detect a property of the target when the sensor is above the target, and alignment of the target relative to the at least two photodetectors could include the sensor being located above the target. | 1. A wearable device, comprising: a first light emitter to illuminate a target via an external body surface;a second light emitter to illuminate the target via the external body surface;a photodetector to detect data corresponding to a first property of the target in response to illumination by the first light emitter and data corresponding to a second property of the target in response to illumination by the second light emitter, the first property being indicative of a first relative location of the target with respect to the first light emitter, the second property being indicative of a second relative location of the target with respect to the second light emitter; anda controller configured to: operate the first and second light emitters;receive data from the photodetector; anddetermine whether the target is aligned based on the first and second relative locations of the target, wherein the target is aligned when the target is within a specified region between the first light emitter and the second light emitter. 2. The wearable device of claim 1, wherein the photodetector is located between the first and second light emitters. 3. The wearable device of claim 1, further comprising a mount configured to position the first light emitter, the second light emitter, and the photodetector proximate to the target. 4. The wearable device of claim 1, further comprising: an actuator, wherein the controller is configured to operate the actuator to control locations of the first and second light emitters relative to the target. 5. The wearable device of claim 1, further comprising: a user interface configured to indicate information relating to adjustment of the wearable device to align the first and second light emitters relative to the target. | Verily Life Sciences LLC | A61B005/00 G01B011/14
US10292591 | B2 | 2019-05-21 | Electronic device for adjusting power to an earphone transmitter | 2016-09-23 | At least one processor is configured to control transmission of infrared rays from an infrared transmitter. A signal reception unit is configured to receive waveform signals of the infrared rays received by an infrared receiver. The at least one processor is configured to measure pulses of a user who wears an earphone based on the waveform signals and to control a transmission pattern of the infrared rays from the infrared transmitter based on which of accuracy in measurement of pulses and power saving is prioritized. | 1. An electronic device configured to control an earphone which includes an infrared transmitter and an infrared receiver, the electronic device comprising: at least one processor configured to control transmission of infrared rays from the infrared transmitter; anda reception unit configured to receive waveform signals of the infrared rays received by the infrared receiver,the at least one processor being configured to measure pulses of a user who wears the earphone based on the waveform signals and to control a transmission pattern of the infrared rays from the infrared transmitter based on which of accuracy in measurement of the pulses and power saving is prioritized, wherein accuracy in measurement is prioritized when the earphone is not properly attached to the user's ear as indicated by the received infrared rays including external light. 2. The electronic device according to claim 1, wherein the at least one processor is configured to increase transmission power of the infrared rays when the accuracy in measurement is prioritized and to decrease transmission power of the infrared rays when the power saving is prioritized. 3. The electronic device according to claim 1, wherein the at least one processor is configured to make an interval between transmission pulses of the infrared rays shorter when the accuracy in measurement is prioritized and to make an interval between transmission pulses of the infrared rays longer when the power saving is prioritized. 4. The electronic device according to claim 1, wherein the at least one processor is configured to stop transmission of the infrared rays when the power saving is prioritized. 5. The electronic device according to claim 1, wherein the at least one processor is configured to successively transmit transmission pulses of the infrared rays when the accuracy in measurement is prioritized and to measure the pulses by using an average value of reflection pulses corresponding to the respective transmission pulses of the infrared rays. 6. The electronic device according to claim 1, wherein the at least one processor is configured to prioritize the accuracy in measurement when attachment of the earphone to an ear is confirmed or when probability of attachment of the earphone to the ear is determined as relatively high and to prioritize the power saving when probability of attachment of the earphone to the ear is determined as relatively low. 7. The electronic device according to claim 6, wherein the at least one processor is configured to prioritize the accuracy in measurement when reflected light of the infrared rays transmitted from the infrared transmitter is included in the received infrared rays. 8. The electronic device according to claim 6, wherein the at least one processor is configured to prioritize the accuracy in measurement during a certain period immediately after connection of the earphone to the electronic device as compared with a period outside the certain period. 9. The el... | KYOCERA CORPORATION | A61B005/00 A61B005/024
US10292588 | B2 | 2019-05-21 | Body structure imaging | 2014-01-24 | A method of medical image processing for images of body structures, comprising: receiving anatomical data to reconstruct an anatomical image of a region of a body of a patient, said region comprises a portion of at least one internal body part which borders or is spaced apart from a target tissue; receiving functional data from a functional imaging modality which images at least said portion of the region of the body of the patient; processing said anatomical image to generate at least one image mask corresponding to the zone outside of the wall of said at least one internal body part; correlating the at least one generated image mask with the functional data for guiding a reconstruction of a functional image depicting said target tissue; and providing the reconstructed functional image. | 1. A method of medical image processing for images of nerve tissue of an autonomic nervous system (ANS) of a heart, comprising: receiving an anatomical image of heart structures innervated by the ANS;receiving functional data from a functional imaging modality which images at least the heart structures innervated by the ANS according to an imaging agent with affinity to the ANS;selecting at least one image mask by processing the anatomical image, the at least one image mask is selected to correspond in dimensions to heart chamber walls containing nerve tissues;applying the at least one image mask with the functional data for reconstructing a functional image depicting ganglionic plexi (GPs);providing the reconstructed functional image; andidentifying GPs based on at least one predefined rule comprising calculated activity above a predefined threshold;wherein: the predefined threshold is based on a predefined factor times a calculated standard deviation of activity within the image mask above a calculated average activity within the image mask, anda calculated adjacent activity surrounding an active region is lower than half of the activity of the active region. 2. The method of claim 1, wherein the at least one image mask is oversized compared to the heart wall chamber. 3. The method of claim 1, wherein the at least one image mask is generated based on preselected anatomical regions of the heart that contain target nerve tissue that have intensity activity registered within the functional data. 4. The method of claim 1, wherein the at least one image mask is generated based on templates that define the location of GPs in proximity to heart chamber walls. 5. The method of claim 1, wherein the at least one image mask is generated based on templates that define the location of GPs within heart chamber walls. 6. The method of claim 1, wherein the at least one image mask is generated based on templates that define the location of GPs that are located more than about 2 mm from the heart chamber walls. 7. The method of claim 1, further comprising adjusting a shape of the image mask based on functional data readings from corresponding regions of blood chambers and/or vessels that do not include GPs. 8. The method of claim 1, further comprising cancelling functional data denoting noise according to a signal to noise ratio, from inside blood filled chambers and/or vessels of the heart based on the anatomical data. 9. The method of claim 1, wherein the anatomical images are obtained during a cardiac cycle, wherein different spatiotemporal image masks are selected for at least some images obtained during the cardiac cycle, the different spatiotemporal image masks are synchronized with the cardiac cycle to correspond to the same location of the heart. 10. The method of claim 1, wherein the anatomical image is an average image composed of the end diastolic volume image and the end systolic volume image. 11. The method of claim 1, wherein a first set ... | Tylerton International Holdings Inc. | G06K009/00 A61B005/00 A61B006/03 A61B006/00 A61B008/08 A61B018/14 A61B005/055 G06T007/00 G06T011/00 G06T011/60 G06T007/11 G06T007/174 A61B018/00
US10299730 | B2 | 2019-05-28 | Host of physiological detection system and physiological detection device with high accuracy | 2015-06-02 | There is provided a physiological detection system including a physiological detection device and a host. The physiological detection device is configured to transmit a physiological data series to the host according to a local oscillation frequency. The host is configured to calculate a physiological value according to the physiological data series and determine a correction parameter according to a receiving data parameter and a reference data parameter, wherein the correction parameter is configured to correct the physiological value, process the physiological data series or adjust the local oscillation frequency of the physiological detection device. | 1. A host of a physiological detection system, the host comprising a clock generator and configured to receive a physiological data series sent from a physiological detection device, wherein the physiological data series is sent according to a local oscillation frequency of the physiological detection device,calculate a physiological value according to the physiological data series,calculate a ratio between a receiving data parameter associated with the received physiological data series and a reference data parameter associated with a host oscillation frequency provided by the clock generator of the host to determine a correction parameter, andcorrect the calculated physiological value according to the correction parameter when the local oscillation frequency of the physiological detection device is different from the host oscillation frequency. 2. The host as claimed in claim 1, wherein the physiological value is a heart rate. 3. The host as claimed in claim 1, wherein the reference data parameter is a reference oscillating number of the host oscillation frequency of the host within a predetermined time interval, the receiving data parameter is a receiving data number of the host receiving the physiological data series sent from the physiological detection device within the predetermined time interval, andthe correction parameter is associated with a ratio of the reference oscillating number and the receiving data number. 4. The host as claimed in claim 1, wherein the host is configured to transmit the correction parameter every predetermined correction interval. 5. The host as claimed in claim 4, wherein the transmitted correction parameter is configured to adjust the local oscillation frequency of an adjustable oscillator of the physiological detection device. 6. The host as claimed in claim 1, wherein each physiological data of the physiological data series is a detected value of a single pixel or a sum of detected values of a plurality of pixels of a CMOS sensor. 7. A host of a physiological detection system, the host comprising a clock generator and configured to receive a physiological data series sent from a physiological detection device, wherein the physiological data series is sent according to a local oscillation frequency of the physiological detection device,calculate a ratio between a receiving data parameter associated with the received physiological data series and a reference data parameter associated with a host oscillation frequency provided by the clock generator of the host so as to determine a correction parameter,process the received physiological data series according to the correction parameter, andcalculate a physiological value according to the processed physiological data series to improve accuracy of calculating the physiological value when the local oscillation frequency of the physiological detection device is different from the host oscillation frequency. 8. The host as claimed in claim 7, wherein the phys... | PIXART IMAGING INC. | A61B005/00 A61B005/024 A61B005/1455
US10285601 | B2 | 2019-05-14 | Detection and monitoring of atrial fibrillation | 2018-05-22 | A real-time arrhythmia discrimination method is used in smartphones, which can discriminate between NSR, AF, PACs and PVCs using pulsatile time series collected from a smartphone's camera. To increase the sensitivity of AF detection and add the new capabilities of PVC and PAC identification, the arrhythmia discrimination method of these teachings combines Root Mean Square of Successive RR Differences (RMSSD), Shannon Entropy (ShE) and turning point ratio (TPR), with the Poincare plot, and utilizes the features of pulse rise/fall time and amplitude for arrhythmia discrimination. | 1. A system for discriminating between normal sinus rhythm without premature ventricular contractions or premature atrial contractions and atrial fibrillation and premature ventricular contractions (PVC) and premature atrial contractions (PACs), the system comprising: one or more processors; the one or more processors being configured to: obtain root mean squared of successive differences, Shannon entropy and turning point ratio for peak-to-peak (PPI) interval data;compare the root mean square of successive differences to a first predetermined threshold;compare the Shannon entropy to a second predetermined threshold;compare the turning point ratio to a third predetermined threshold; anddetermine, when each of the root mean square of successive differences, the Shannon entropy, and the turning point ratio is less than a corresponding predetermined threshold, a subject under test has normal sinus rhythm without PAC or PVC. 2. A system for discriminating between atrial fibrillation and premature ventricular contractions (PVC) and premature atrial contractions (PACs) and normal sinus rhythm, the system comprising: one or more processors; the one or more processors being configured to:obtain root mean squared of successive differences, Shannon entropy and turning point ratio for peak-to-peak (PPI) interval data;compare the root mean square of successive differences to a first predetermined threshold;compare the Shannon entropy to a second predetermined threshold;compare the turning point ratio to a third predetermined threshold;determine, whether each of the root mean square of successive differences, the Shannon entropy, and the turning point ratio is less than a corresponding predetermined threshold;wherein not each of the root mean square of successive differences, the Shannon entropy, and the turning point ratio is less than a corresponding predetermined threshold; demarcate boundaries in a Poincare plot space; the Poincare plot space being a space of time interval between consecutive pulses obtained by sensing variability in heart rate signal;construct a Poincare plot of time interval data from the PPI data; the time interval being a time interval between consecutive pulses obtained by sensing variability in heart rate signal from the subject under test;identify repeating patterns in the Poincare plot;obtain updated data by subtracting the repeating patterns from the time interval data from the subject under test;obtain root mean squared of successive differences, Shannon entropy and turning point ratio for the updated data;compare the root mean square of successive differences for the updated data to the first predetermined threshold;compare the Shannon entropy for the updated data to a second predetermined threshold; compare the turning point ratio for the updated data to the third predetermined threshold; anddetermine, when each of the root mean square of successive differences, the Shannon entropy, and the turning point ratio for the updated... | Worcester Polytechnic Institute | A61N005/02 A61B005/024 A61B005/00 A61B005/0464
US10285651 | B2 | 2019-05-14 | On-demand heart rate estimation based on optical measurements | 2016-06-30 | Activity monitors and smart watches utilizing optical measurements are becoming widely popular, and users expect to get an increasingly accurate estimate of their heart rate (HR) from these devices. These devices are equipped with a light source and an optical sensor which enable estimation of HR using a technique called photoplethysmography (PPG). One of the main challenges of HR estimation using PPG is the coupling of motion into the optical PPG signal when the user is moving randomly or exercising. The present disclosure describes a computationally feasible and fast HR estimation algorithm to be executed at instances of little or no motion. Resulting HR readings may be useful on their own, or be provided to systems that monitor HR continuously to prevent the problem of such systems being locked on an incorrect HR for long periods of time. Implementing techniques described herein leads to more accurate HR measurements. | 1. A system for determining a heart rate from a heartbeat signal present in a first signal generated by a heartbeat sensor, the system comprising: means for computing an autocorrelation of data samples of the first signal over a first time period;means for processing a second signal to evaluate motion of the heartbeat sensor during the first time period, the second signal indicative of a motion of the heartbeat sensor with respect to one or more directions;means for determining whether the data samples of the first signal over the first time period pass a set of confidence checks, the set of confidence checks comprising at least determining whether the motion of the heartbeat sensor during the first time period satisfies a motion-related criteria;means for computing a first estimate of the heart rate from the autocorrelation of the data samples of the first signal over the first time period upon determination that the data samples of the first signal over the first time period pass the set of confidence checks;means for computing a Discrete Fourier Transform (DFT) for data samples of the first signal over a second time period;means for computing a second estimate of the heart rate from the DFT; andmeans for determining the heart rate based on a comparison of the first estimate and the second estimate. 2. The system according to claim 1, wherein the second time period is greater than and includes the first time period. 3. The system according to claim 2, further comprising means for determining whether the data samples of the first signal over the second time period pass the set of confidence checks, wherein the DFT is computed upon determination that the data samples of the first signal over the second time period pass the set of confidence checks. 4. The system according to claim 3, further comprising means for computing a series of autocorrelations of the data samples of the first signal within the second time period, each autocorrelation computed over a period that is equal to the first time period, wherein the set of confidence checks further comprises determining whether the outcome of the each autocorrelation satisfies an autocorrelation-related criteria. 5. The system according to claim 4, wherein computing the autocorrelation of the data samples of the first signal over the second time period comprises performing iterations of adding a contribution due to a new data sample to an autocorrelation of a previous iteration and subtracting a contribution due to a former data sample for each new data sample of data samples between a last data sample of the data samples of the first signal over the first time period and a last data sample of the data samples of the first signal over the second time period. 6. The system according to claim 1, wherein the set of confidence checks is a first set of confidence checks, and the system further includes means for determining whether the data samples of the first signal over the first time period pas... | ANALOG DEVICES, INC. | A61B005/00 A61B005/024 A61B005/11
US10299694 | B1 | 2019-05-28 | Method of classifying raw EEG signals | 2018-02-05 | The method of classifying raw EEG signals uses a classification method based on nuclear features extracted as dominant singular values from an EEG signal segment using singular value decomposition (SVD) and a class means-based minimum distance classifier (CMMDC) to classify a patient's EEG signals. From a mean EEG signal, a set of zero-centered EEG signals are calculated, and from the zero-centered EEG signals and a standard deviation of the EEG signals, a unit variance is calculated for each component. Using the standardized component signals a nuclear matrix is calculated, to which singular value decomposition is applied to generate a set of singular values. The CMMDC is applied to class means associated with first and second classes and a nuclear feature vector to classify the patient's EEG signals as belonging in either the first or second class. | 1. A computer implemented method of classifying raw electroencephalogram (EEG) signals by extracted features for the detection of high ability and low ability with regard to fluid intelligence in a patient, comprising the steps of: placing a set of electrodes on the patient's scalp, wherein the placement includes at least the frontal-left and frontal-right and the parietal-left and the parietal-right brain regions;providing a computer system, the computer system including a processor and a memory device having instructions stored thereon, wherein the instructions in response to executions by the processor cause the processor to: receive a set of raw EEG signals directly from a set of EEG channels associated with the brain regions of the patient, wherein the raw EEG signals are associated with a brain state activated by an event, the set of raw EEG signals being represented as x1, x2, x3, . . . , xn, where n represents a total number of the EEG channels;calculate a mean EEG signal, x, wherein the step of calculating the mean EEG signal comprises calculating x asx_=1n⁢∑1n⁢xi;calculate a standard deviation of the set of EEG signals, std, asstd=1n⁢∑1n⁢(xi-x_)2;calculate a set of zero-centered EEG signals, wherein an ith one of the zero-centered EEG signals, yi, is calculated as yi=xi−x for i=1, 2, 3, . . . , n;calculate a unit variance for each of the zero-centered EEG signals, wherein an ith one of the unit variances, ϕi, is calculated asϕi=yistd and constitutes a transformed signal; calculate a nuclear matrix, N, as N=ATA, wherein A is a matrix representing the transformed signals and being formed as A=[ϕ1 ϕ2 . . . ϕn], further wherein the matrix represents either high ability or low ability; apply singular value decomposition to the nuclear matrix to generate a set of singular values, such that N=UDVT, where U and V are unitary matrices and D is a diagonal matrix formed from a set of singular values, wherein an ith one of the singular values is represented as σi for i=1, 2, 3, . . . , n, σ1 and σ2 being defined as dominant singular values such that a nuclear feature vector, F, is defined as F=[σ1, σ2]T;use a class means based minimum distance classifier (CMMDC) to calculate a first distance, d1, as d1=¦F−Cμ1¦, wherein Cμ1 represents a mean nuclear feature vector of a first class of a sample dataset established through prior EEG readings of a sample set of test subjects measuring fluid intelligence;use a class means based minimum distance classifier (CMMDC) to calculate a second distance, d2, as d2=¦F−Cμ2¦, wherein Cμ2 represents a mean nuclear feature vector of a second class of the sample dataset;classify the set of raw EEG signals of the patient as being in the second class if d1>d2, and otherwise classifying the set of EEG signals of the patient as being in the first class, wherein the first class represents low ability and the second class represents high ability;input the set of raw EEG signals directly from the set of EEG channels associated... | King Saud University | A61B005/04 A61B005/0476 G16H050/20 A61B005/00
US10300306 | B2 | 2019-05-28 | High-intensity focused ultrasound irradiation | 2014-02-11 | The present invention provides n ultrasonic treatment device (10) for heating a portion of a subject of interest, comprising a ultrasonic irradiation unit (12) for generating high-intensity focused ultrasonic irradiation, whereby a beam path of the ultrasonic irradiation is movable along a trajectory for depositing ultrasonic energy within a target zone (22) of the subject of interest, and a control unit (20) for controlling the ultrasonic irradiation unit (12) to move the beam path of the ultrasonic irradiation along the trajectory and to apply an ultrasonic dose to the target zone (22), wherein the control unit (20) is adapted to receive temperature information of the target zone (22) and to control the ultrasonic irradiation unit (12) based on the received temperature information, and the control unit (20) is adapted to control the ultrasonic irradiation unit (12) based on the temperature of a current (26) and at least one previous direction (28) of the beam path of the ultrasonic irradiation along the trajectory. The invention further provides a corresponding method for ultrasonic treatment and an ultrasonic treatment system, comprising the above ultrasonic treatment device (10) and a diagnostic imaging device for providing temperature information of a target zone (22) of the subject of interest, wherein the control unit (20) of the ultrasonic treatment device (10) is adapted to receive the temperature information from the diagnostic imaging device. By looking at the temperature or a thermal dose distribution along a previous direction of the beam path of the ultrasonic irradiation along the trajectory where the heating has been completed, an improved control of the treatment is achieved. Even if this previous sonication was different to the one currently applied, it represents a good indicator of the tissue and ultrasound system behavior. | 1. An ultrasonic treatment device comprising: an ultrasonic irradiation unit arranged to generate an ultrasonic irradiation, wherein a beam path of the ultrasonic irradiation is movable along a trajectory for depositing ultrasonic energy within a target zone within a portion of a subject, anda controller programmed to:control the ultrasonic irradiation unit to control movement of the beam path of the ultrasonic irradiation along the trajectory and to apply an ultrasonic dose to the target zone,receive temperature information of the target zone, andcontrol the ultrasonic irradiation unit to perform temperature-driven feedback control of the ultrasonic dose to the target zone using the temperature of a current beam path and a maximum temperature of at least one previous direction of the beam path of the ultrasonic irradiation along the trajectory wherein the temperature-driven feedback control of the ultrasonic dose to the target zone includes using a minimal movement speed when the maximum temperature is lower than a target temperature and using a maximum movement speed when the maximum temperature is not lower than the target temperature. 2. The ultrasonic treatment device according to claim 1, wherein the ultrasonic irradiation unit comprises an ultrasonic transducer for generating the ultrasonic irradiation and an actuator for moving the beam path of the ultrasonic irradiation. 3. The ultrasonic treatment device according to claim 2, wherein the ultrasonic transducer is a rotatable transducer and the actuator is a rotating actuator and the temperature-driven feedback control of the ultrasonic dose to the target zone includes using a minimum rotation rate for the rotatable transducer when the maximum temperature is lower than a target temperature and using a maximum rotation rate for the rotatable transducer when the maximum temperature is not lower than the target temperature. 4. The ultrasonic treatment device according to claim 2, wherein the ultrasonic transducer is an axially movable transducer and the actuator is a lineal actuator. 5. The ultrasonic treatment device according to claim 1, wherein the ultrasonic irradiation unit comprises an ultrasonic transducer,wherein the ultrasonic transducer comprises an array of transducer elements,wherein the beam path of the ultrasonic irradiation is movable by electronically steering the relative phases of the transducer elements. 6. The ultrasonic treatment device according to claim 1, wherein the ultrasonic irradiation unit comprises multiple ultrasonic transducers,wherein the controller is programmed to control the multiple ultrasonic transducers individually based on the temperature of a current beam path and of at least one previous direction of the beam path of the ultrasonic irradiation along the trajectory of each transducer. 7. The ultrasonic treatment device according to claim 2, wherein the ultrasonic irradiation unit comprises multiple ultrasonic transducers, andwherein the control... | KONINKLIJKE PHILIPS N.V. | A61B005/00 A61N007/02 A61B005/01 A61B005/055 A61B008/13 A61B034/10 A61B017/00 A61N007/00
US10278707 | B2 | 2019-05-07 | Resection line guide for a medical procedure and method of using same | 2014-12-17 | The present invention relates to apparatuses and methods of using a resection line guide in various medical procedures. A resection line guide may include a first clamp member and a second clamp member configured to be positioned on a first side and a second side generally opposite that of the first side of an anatomical structure, such as, for example, a stomach. The clamp members may be configured to provide a clamping force on the stomach to secure the guide to the stomach. Further, at least one flexible member may be operatively coupled to the clamp members. The flexible member may be configured to be tensioned so as to provide at least a portion of the clamping force on the stomach. | 1. A clamp for a medical procedure on a stomach, the clamp comprising: a first clamp member configured to be positioned on a first side of the stomach, the first clamp member having a first end and a second end;a second clamp member configured to be positioned on a second side of the stomach generally opposite that of the first side, the second clamp member having a first end and a second end; anda hinge, the hinge coupling the first ends of the first and second clamp members such that the first clamp member is pivotable relative to the second clamp member;a biasing member, the biasing member coupling the second ends of the first and second clamp members, wherein the biasing member is configured to apply a first clamping force in a first stage, and a second clamping force in a second stage, wherein the second clamping force is greater than the first clamping force;a handle;a shaft, the shaft having a proximal end and a distal end, wherein the distal end of the shaft and the biasing member are fixedly coupled with at least one of the first clamp member and the second clamp member and the proximal end of the shaft is coupled with the handle;an actuator, the actuator being coupled with the handle and operatively coupled with the biasing member such that the actuator selectively tensions the biasing member to provide the first clamping force in the first stage and the second clamping force in the second stagea first position in which the distal end of the shaft is fixedly coupled with at least one of the first clamp member or the second clamp member such that the clamp is operably configured for insertion into the stomach in accordance with the medical procedure;a second position in which the distal end of the shaft is fixedly coupled with at least one of the first clamp member or the second clamp member such that the clamp is operably configured to clamp the stomach in accordance with the medical procedure;a third position in which the distal end of the shaft is fixedly coupled with at least one of the first clamp member or the second clamp such that the clamp is operably configured for extraction from the stomach after performance of the medical procedure, andwherein the first stage comprises the first clamping force being from about 0.5 g/mm2 to about 4 g/mm2. 2. The clamp of claim 1, wherein the hinge is a spring. 3. The clamp of claim 2, wherein the spring is extensible such that the first end of the first clamp member and the first end of the second clamp member are spaced apart by a variable gap. 4. The clamp of claim 1, wherein each of the first clamp member and the second clamp member have a rigid unitary construction. 5. The clamp of claim 1, wherein the second stage comprises the second clamping force being from about 4 g/mm2 to about 12 g/mm2. 6. The clamp of claim 1, wherein the biasing member extends through at least a portion of the first clamp member and the second clamp member. 7. The clamp of claim 1, where in the biasing memb... | STANDARD BARIATRICS, INC. | A61B017/122 A61B017/00 A61B017/12 A61F005/00 A61B017/068 A61B017/072 A61B017/29 A61B017/32 A61B005/107 A61B090/00
US10285608 | B2 | 2019-05-14 | Magnetic resonance safe cable for biopotential measurements | 2013-05-27 | A cable for use in biopotential measurements in a magnetic resonance (MR) environment comprises a flexible plastic or polymer sheet (32, 40) extending as a single unitary structure from a first end to an opposite second end, and an electrically conductive trace (38, 58) disposed on the flexible plastic or polymer sheet and running from the first end to the opposite second end. The electrically conductive trace has sheet resistance of one ohm/square or higher, and may have a hatching or checkerboard pattern. The cable may further include an electrically insulating protective layer (50, 70) disposed on the substrate and covering the electrically conductive trace, an electrode (30) disposed on the electrically conductive trace at the second end, an edge connector (74) at the first end, or various combinations of such features. | 1. A device for use in biopotential measurements in a magnetic resonance (MR) environment, the device comprising: a cable including: a flexible plastic or polymer sheet extending as a single unitary structure from a first end to an opposite second end;an electrically conductive trace disposed on the flexible plastic or polymer sheet and running from the first end to the opposite second end, the electrically conductive trace having sheet resistance of one ohm/square or higher, the electrically conductive trace having a hatching or checkerboard pattern; andan electrode patch disposed on the electrically conductive trace at the second end, the electrode patch comprising a plurality of electrodes, the electrodes including: a layer of electrically conductive material disposed on the electrically conductive trace at the second end that is more electrically conductive than the material comprising the electrically conductive trace, andan attachment layer disposed on the layer of electrically conductive material and configured to attach the electrode to human skin, the attachment layer comprising silver chloride;wherein the cable and the electrode patch are attachable and detachable to each other via a mating connector disposed on one of the cable and the electrode patch. 2. The device of claim 1, wherein the layer of electrically conductive material of the electrode comprises a silver layer. 3. The device of claim 1, wherein the attachment layer is adapted to adhere to human skin to effect attachment of the electrode to human skin. 4. The device of claim 1, further comprising: a connector disposed at the first end and configured to connect with a monitor or receiver unit, the electrically conductive trace conducting biopotential measurements from the electrode to the connector. 5. The device of claim 1, wherein the electrically conductive trace is an electrically conductive carbon trace. 6. The device of claim 1, further comprising: an electrically insulating protective layer disposed on the flexible plastic or polymer sheet and covering the electrically conductive trace but not the electrode, the electrically insulating protective layer including a plurality of openings. 7. A biopotential measurement apparatus comprising: a monitor or receiver unit configured to receive biopotential measurements; anda device as set forth in claim 1 connecting the electrode patch with the monitor or receiver unit. 8. The biopotential measurement apparatus of claim 7, wherein the monitor or receiver unit is an electrocardiography (ECG) instrument. 9. A device for use in biopotential measurements in a magnetic resonance (MR) environment, the device comprising: a cable, including: a flexible plastic or polymer sheet extending as a single unitary structure from a first end to an opposite second end;an electrically conductive trace formed by vacuum evaporation or screen printing on the flexible plastic or polymer sheet and running from the first end to the opposite se... | KONINKLIJKE PHILIPS N.V. | A61B005/0408 A61B005/0428 A61B005/055 A61B005/00 H01B001/02 H01B003/30 H01B007/17
US10285606 | B2 | 2019-05-14 | Methods and apparatus for the on-line and real time acquisition and analysis of voltage plethysmography, electrocardiogram and electroencephalogram for the estimation of stroke volume, cardiac output, and systemic inflammation | 2014-12-15 | Apparatus for determining stroke volume, cardiac output and systemic inflammation by fuzzy logic combination of features extracted from a voltage measured over the thorax, electrocardiogram and electroencephalogram comprising a) sensor for measuring electroencephalogram; b) sensor for measuring the electrocardiogram; c) calculating the heart rate variability from the electrocardiogram; d) two electrodes (1, 2) for measuring the voltage generated by a constant current generator in two other electrodes (1, 2); e) calculating the area under the curve of voltage for each heart-beat; f) calculating the derivative of the voltage curve; g) calculating the transfer entropy between EEG and ECG; h) combining at least 3 extracted parameters using an Adaptive Neuro Fuzzy inference system (ANFIS) or any other fuzzy reasoner into a final index of cardiac output; i) combining at least 3 extracted parameters using an Adaptive Neuro Fuzzy Inference System or any other fuzzy reasoner into a final index of systemic inflammation. | 1. An apparatus for determining systemic inflammation in a subject; said apparatus comprises: a. at least one sensor for receiving electroencephalogram (EEG) data and at least one sensor for receiving electrocardiogram (ECG) data;b. at least one processor; and,c. at least one non-transitory computer readable medium coupled to said at least one processor, said at least one non-transitory computer readable medium comprises an operation executed by said at least one processor, said operation is calculating root mean square differences between successive RR intervals (RMSSDI) from said ECG data, high frequency (HF) from said ECG data, and transfer entropy between said EEG data and said ECG data;wherein said at least one non-transitory computer readable medium additionally comprises an operation of combining said RMSSD, HF, and transfer entropy by an adaptive neuro fuzzy inference system (ANFIS) into an initial index of systemic inflammation an operation of extracting qCON hypnotic effect index from said EEG data, an operation of correcting said initial index of systemic inflammation by said qCON hypnotic effect index to give a final index of systemic inflammation, and an operation of outputting the final index of systemic inflammation. 2. The apparatus according to claim 1, wherein the at least one sensor for receiving EEG data consists of at least 3 electrodes, wherein said at least 3 electrodes are positioned on a forehead of said subject. 3. The apparatus according to claim 1, wherein the at least one sensor for receiving ECG data consists of at least two electrodes, wherein said at least two electrodes are positioned on a thorax of said subject. 4. The apparatus according to claim 1, wherein said transfer entropy between said EEG data and ECG data is calculated by a symbolic transfer entropy from said EEG data to said ECG data via a vagal nerve. 5. The apparatus according to claim 1 wherein the operation of correcting comprises combining said initial index of system inflammation and said qCON hypnotic effect index by another adaptive neuro fuzzy inference system (ANFIS) to give said final index of systemic inflammation. 6. The apparatus according to claim 1 wherein the operation of outputting the final index of systemic inflammation comprises displaying the final index of inflammation. 7. An apparatus for determining stroke volume in a subject; said apparatus comprises: a. (i) at least one sensor for receiving electroencephalogram (EEG) data, and (ii) at least one sensor for receiving electroacardiogram (ECG) data and voltage curve data generated by a constant current generator for each heart-beat of a subject;b. at least one processor; and,c. at least one non-transitory computer readable medium coupled to said at least one processor, said at least one non-transitory computer readable medium comprises an operation executed by said at least one processor, said operation is calculating an area under said voltage curve for each heart-beat, a d... | QUANTIUM MEDICAL S.L. | A61B005/02 A61B005/04 A61B005/00 A61B005/024 A61B005/0245 A61B005/0295 A61B005/0476 A61B005/0205 G16H040/63 G16H050/30 G16H050/20
US10288578 | B2 | 2019-05-14 | Methods and systems for detecting the hydration of sensors | 2017-12-21 | A sensor system includes a sensor and a sensor electronics device. The sensor includes a plurality of electrodes. The sensor electronics device includes a connection detection device, a power source, and a delay circuit. The connection detection device determines if the sensor electronics device is connected to the sensor and transmits a connection signal. The delay circuit receives the connection signal, waits a preset hydration time, and couples the regulated voltage from the power source to an electrode in the sensor after the preset hydration time has elapsed. Alternatively, the sensor electronics device may include an electrical detection circuit and a microcontroller. The electrical detection circuit determines if the plurality of electrodes are hydrated and generates an interrupt if the electrodes are hydrated. A microcontroller receives the interrupt and transmits a signal representative of a voltage to an electrode of the plurality of electrodes. | 1. A sensor system, comprising: a glucose sensor, the sensor including a plurality of electrodes that are configured to be implanted or disposed subcutaneously within a patient's body so as to be in continuous contact with the patient's bodily fluids; anda sensor electronics device that is coupled to the sensor and includes; a detection circuit that receives a first signal and generates a first interrupt after receipt of the first signal, said first signal being indicative of the level of hydration of said electrodes; anda microcontroller that receives the first interrupt and sets a first indicator indicating the sensor is hydrated, transmits a second signal, the second signal being representative of a sequence of voltages to be applied to the sensor over a stabilization timeframe lasting 10 minutes, 15 minutes, or 20 minutes to stabilize the sensor, and sets a second indicator after said sequence of voltages has been applied to the sensor, wherein said sequence of voltages includes a first voltage applied for a first period of time and a second voltage different from the first voltage and applied for a second period of time, wherein the microcontroller receives a sensor signal from the sensor, and wherein, when the first and second indicators are set, the microcontroller utilizes said sensor signal representing measurement of the patient's blood glucose level. 2. The sensor system of claim 1, the sensor electronics device further including an AC source coupled to an electrode of the plurality of electrodes and supplying the electrode with said first signal, wherein, when the detection circuit detects a level of attenuation in the first signal that is higher than a threshold, the detection circuit generates the first interrupt. 3. The sensor system of claim 1, the sensor electronics device further including a DC source coupled to an electrode of the plurality of electrodes and supplying said first signal to the electrode, wherein, when the detection circuit detects a level of attenuation in the first signal that is higher than a threshold, the detection circuit generates the first interrupt. 4. The sensor system of claim 1, wherein the sensor electronics device further includes a digital-to-analog converter (DAC) that receives said second signal and applies said sequence of voltages to the sensor. 5. The sensor of claim 1, wherein said first voltage has a magnitude of 0.535 volts. 6. The sensor of claim 1, wherein said second voltage has a magnitude of 1.07 volts. 7. The sensor of claim 1, wherein said first period of time and said second period of time have different durations. 8. A program code storage device, comprising: a computer-readable medium; andnon-transitory computer-readable program code, stored on the computer-readable medium, the computer-readable program code having instructions, which when executed cause a controller to: receive an interrupt from a detection circuit indicating that a glucose sensor is hydrated, said sensor ... | MEDTRONIC MINIMED, INC | G01N027/403 A61B005/145 G01N027/327 G01N027/416 A61B005/1473 C12Q001/00
US10292648 | B2 | 2019-05-21 | Energy expenditure device | 2014-08-21 | Athletic activity may be tracked and monitored while providing encouragement and maintaining an individual's interest in continuing to perform athletic activity. For example, energy expenditure values and energy expenditure intensity values may be calculated based on the duration and type of activity performed by an individual. These values and other movement data may be displayed on an interface in a manner to motivate the individual and maintain the individual's interest. Other individuals (e.g., friends) may also be displayed on an interface through which a user's progress is tracked. This may allow the user to also view the other individuals' progress toward completing an activity goal and/or challenge. | 1. A computer-implemented method comprising: receiving, by a computing device, movement data of a user along a plurality of axes for a first time period and a second time period while the user performs a specific activity;using at least the movement data and an activity template, calculating a first energy expenditure intensity value for the first time period and a second energy expenditure intensity value for the second time period, wherein the activity template comprises a set of actions associated with the specific activity;determining, by the computing device, that the first energy expenditure intensity value exceeded a first threshold and the second energy expenditure intensity value exceeded a second threshold;displaying, in response to the determining that the first energy expenditure intensity value exceeded the first threshold, the first energy expenditure intensity value as a function of time, wherein the first value is displayed as a first variation of a display characteristic based upon exceeding the first threshold;displaying, in response to the determining that the second energy expenditure intensity value exceeded the second threshold, the second energy expenditure intensity value as a function of time, wherein the second value is displayed as a second variation of the display characteristic based upon exceeding the second threshold; andvisually representing virtual objects indicating the first energy expenditure intensity value and the second energy expenditure intensity value, wherein the virtual objects are overlaid on geographic locations where the first energy expenditure intensity value and the second energy expenditure intensity value were earned. 2. The method of claim 1, wherein the display characteristic relates to at least one of: color, size, or shape. 3. The method of claim 1, wherein the first variation of the display characteristic is a first color and the second variation of the display characteristic is a second color. 4. The method of claim 1, wherein the movement data is received from a sensor embedded in a mobile electronic device. 5. The method of claim 1, wherein the first time period and the second time period are both within a unitary time frame comprising a plurality of time periods, the method further comprising: determining a quantity of time periods within the time frame associated with energy expenditure intensity values that exceeded the first threshold. 6. The method of claim 5, further comprising: visually modifying a representation of a virtual object indicating a time period within the time frame associated with energy expenditure intensity values that exceeded the first threshold. 7. The method of claim 1, further comprising: providing the user an activity recommendation based at least in part on the first threshold or the second threshold. 8. The method of claim 1, further comprising: using at least the movement data, determining a first total energy expenditure value for the first time pe... | NIKE, Inc. | A61B005/00 G06F019/00 A43B003/00 A61B005/11 A61B005/103
US10292606 | B2 | 2019-05-21 | System and method for determining performance capacity | 2015-11-05 | Systems and methods are provided for determining performance capacity. One such system includes a wearable device having a biosensor that measures biometrics and a motion sensor that monitors activity. The system also includes a processor coupled to the biosensor and the motion sensor, and a non-transitory computer-readable medium operatively coupled to the processor and storing instructions that, when executed, cause the processor to execute specific functions. The instructions are executed to cause the processor to generate biometric data from the biometrics and activity data from the activity. Further, the instructions are executed to create a response profile based on one or more of a heart rate variability (HRV) score based on the biometric data, a fatigue score based on the activity data, a predicted HRV score based on the biometric and activity data, and a predicted fatigue score based on the biometric data and/or the activity data. | 1. A system for determining performance capacity, the system comprising: a wearable device, comprising: a biosensor configured to measure biometrics including a heart rate of a user; anda motion sensor configured to monitor activity of the user;a processor coupled to the biosensor and the motion sensor, the processor configured to process electronic signals generated by the biosensor and the motion sensor; anda non-transitory computer-readable medium operatively coupled to the processor and storing instructions that, when executed, cause the processor to: generate biometric data including a heart rate variability (HRV) of the user from the biometrics of the user measured by the biosensor;generate activity data from the activity of the user monitored by the motion sensor;generate a predicted HRV score of the user when a signal for determining the heart rate of the user from the biosensor is unavailable, wherein the predicted HRV score is based on the generated biometric data and the generated activity data;generate a fatigue score from the generated activity data;create a response profile for the user based on the fatigue score and the predicted HRV score; andprovide the response profile to the user, wherein the response profile indicates a capacity of the user to perform an activity. 2. The system of claim 1, wherein the wearable device comprises one of earphones and a band, andthe biosensor comprises finger and wrist biosensors or an optical heartrate sensor. 3. The system of claim 1, wherein the non-transitory computer-readable medium further stores instructions that, when executed, cause the processor to: determine a fatigue value based on the combination of a previous fatigue value with a first difference calculated by the processor, the first difference being between a previous activity value and the previous fatigue value, the first difference being scaled by a fatigue decay, the previous activity value being derived from the activity data;calculate an average fatigue value based on a set of the fatigue values previously determined;calculate a fatigue value variation based on the set of the fatigue values previously determined;calculate the fatigue score based on a second difference calculated by the processor, the second difference being between the average fatigue value and the fatigue value, the second difference being scaled by the fatigue value variation; andprovide the fatigue value to the user. 4. The system of claim 3, wherein the non-transitory computer-readable medium further stores instructions that, when executed, cause the processor to: maintain, for a previous measuring period, an aggregation of the calculated fatigue scores and an aggregation of the activity data;create a fatigue model derived from a correlation of the aggregation of calculated fatigue scores with the aggregation of the activity data; anduse the fatigue model to generate the predicted fatigue score based on the activity data. 5. The system of claim 1, fur... | Logitech Europe, S.A. | A61B005/024 A61B005/11 A61B005/00 A61B005/0205
US10292612 | B2 | 2019-05-21 | Electro-physiology mapping catheter loop having atraumatic tip section | 2016-09-08 | An electro-physiology mapping catheter is disclosed which includes an elongated body having opposed proximal and distal end portions and defining a longitudinal axis therebetween, the distal end portion of the body forming a generally circular mapping loop that extends through a plane oriented generally perpendicular to the longitudinal axis of the elongated body, the circular mapping loop having an inwardly bent distal tip section. | 1. An electro-physiology mapping catheter for insertion within a heart comprising: a) an elongated body having opposed proximal and distal end portions and defining a longitudinal axis therebetween;b) a generally circular mapping loop operatively associated with the distal end portion of the body, the mapping loop extending through a plane oriented generally perpendicular to the longitudinal axis of the elongated body, and having a distal tip section bent radially inward toward a center of the circular mapping loop, wherein the distal tip section includes an atraumatic tip positioned in a central area of the circular mapping loop within the plane of the mapping loop, wherein the mapping loop includes a plurality of circumferentially spaced apart electrode bands, and wherein the distal tip section extends along a radius of the mapping loop. 2. An electro-physiology mapping catheter as recited in claim 1, wherein the circular mapping loop has an arcuate length that is about 450 degrees. | Oscor Inc. | A61B005/042 A61B005/00
US10303845 | B2 | 2019-05-28 | Biological information processing method and device, recording medium and program | 2011-06-28 | Provided is a biological information processing method and a device, a recording medium and a program that are able to predict and control changes in the state of an organism. The expression level of molecules in an organism is measured over a specific time interval; the measured time-series data is divided into a periodic component, an environmental stimulus response component and a baseline component; constant regions of the time-series data are identified from variations in the baseline component or from the amplitude or periodic variations of the periodic component; and causal relation between the identified constant regions is identified. The relation between the external environment and variations in the internal environment is identified and from the identified causal relation between the constant regions, changes in the state of the organism are inferred. | 1. A biological information processing method comprising the steps of: measuring an extracellular expression level of biological molecules in an organism over a predetermined time interval;creating time-series data y(t) showing changes in the measured extracellular expression level over the predetermined time interval;creating baseline data b(t) by extracting from the time-series data y(t) at least one of a periodic component of the measured extracellular expression level of the time series data y(t) and an environmental stimulus response component of the measured extracellular expression level of the time series data y(t);dividing the baseline data b(t) into a plurality of constant regions based on changes in magnitude of the baseline data over the predetermined time interval;creating a matrix of data having a p×n matrix size, where n represents the constant regions for p types of biological molecules;predicting onset of a disease based on a pattern of change across nodes of the matrix, the pattern determined from measured expression levels of biological molecules known to have the disease; andtreating for the predicted disease,wherein the time-series data y(t) is expressed by the following Equation 1: y(t)=s(t)+x(t)+b(t)+v(t) Equation 1,where s(t) is the periodic component, x(t) is the environmental stimulus response component, b(t) is the baseline data, and v(t) is an observational error. 2. The biological information processing method according to claim 1, wherein the environmental stimulus response component includes one or more change in magnitude of the measured extracellular expression level of the time series data y(t) caused by an external environment. 3. The biological information processing method according to claim 1, wherein the measuring step comprises measuring a glucose level. 4. The biological information processing method according to claim 1, wherein the molecules are blood molecules of the organism. 5. The biological information processing method according to claim 1, wherein the molecules are molecules associated with metabolic syndrome. 6. The biological information processing method according to claim 1, wherein the molecules are molecules in a culture medium. 7. The biological information processing method according to claim 1, wherein the environmental stimulus response component is formulated using the following multilinear model expressed by Equation 2: x(t)=F(t)×(t−1)+vx(t) Equation 2,where x(t) is the environmental stimulus response component, F(t) represents a conversion function of an output with respect to an environmental stimulus, and vx(t) represents a change of an environmental stimulus. 8. The biological information processing method according to claim 1, wherein the baseline data is expressed by the following Equation 3: b(t)=H(t,t−1)b(t−1)+V(t,t−1) Equation 3,where b(t) is the baseline data, H(t, t−1) is an m×m matrix, and V(t, t−1) is a matrix associated with m-dimensional noise. 9. The biologic... | Sony Corporation | G01N033/48 G01N033/50 G06F019/10 A61B005/145 A61B005/00 G06F019/24 G06F019/18
US10278629 | B2 | 2019-05-07 | Implantable biocompatible SiC sensors | 2013-03-12 | In one embodiment, an implantable biosensor includes a sense antenna comprising a silicon carbide substrate and a radiating electrode formed on the substrate. | 1. An implantable subcutaneous blood glucose level biosensor comprising: a controller configured to generate a known input signal;a sense antenna controlled by the controller that is configured to transmit the known input signal into surrounding biomaterial and receive a reflected peak radiation frequency signal from the surrounding biomaterial that is indicative of a blood glucose level within the biomaterial, the sense antenna being a patch antenna comprising a semi-insulating single-crystal silicon carbide substrate composed of 4H-SiC, a radiating electrode comprising a flat rectangular silicon carbide patch formed on a first side of the semi-insulating single-crystal silicon carbide substrate, a feed line extending across the first side of the semi-insulating single-crystal silicon carbide substrate to the radiating electrode, and a ground plane formed on a second side of the semi-insulating single-crystal silicon carbide substrate, wherein the sense antenna is not encased in protective material;a transmission antenna configured to transmit the reflected peak radiation frequency signal to an external device; anda power source that provides power to the controller. 2. The implantable biosensor of claim 1, wherein the radiating electrode is composed of doped polycrystalline silicon carbide. 3. The implantable biosensor of claim 1, wherein the radiating electrode is composed of doped 3C-SiC. 4. The implantable biosensor of claim 3, wherein the sense antenna further comprises a polysilicon seed layer provided between the radiating electrode and the silicon carbide substrate. 5. The implantable biosensor of claim 1, wherein the radiating electrode is a doped 4H-SiC homo-epitaxial layer. 6. The implantable biosensor of claim 1, wherein the radiating electrode comprises ion-implanted 4H-SiC. | University of South Florida Mississippi State University | A61B005/1473 A61B005/00 A61B005/053 A61B005/07 A61B005/145 H01Q009/04 H01Q001/38
US10292679 | B2 | 2019-05-21 | Doppler ultrasound based fetal monitoring | 2011-10-17 | A fetal movement monitoring method that limits the ultrasound radiation to safe levels and conforms to the ALARA principle is disclosed. The disclosed method of monitoring fetal movements by Doppler ultrasound comprises accumulating the time for which ultrasound is radiated into a subject, comparing the accumulated time with a first reference total time, counting the number of fetal movements in the subject, comparing the number of movements with a reference number, deciding at least one of a further action of the device and an action to be recommended to the subject and conveying at least one of a further action of the device, an information to the subject about the counted fetal movements and an action recommended to the subject. A Doppler ultrasound device for monitoring fetal movements in a subject is also disclosed. | 1. A Doppler ultrasound device for monitoring a fetus in a subject and limiting ultrasound radiation to the fetus, the device comprising: an ultrasound transducer;a computer; andcomputer readable media storing instructions readable and executable by the computer to perform a fetus wellbeing assessment method, said instructions stored on the computer readable media including: instructions readable and executable by the computer to estimate an adequacy of acoustic coupling between the ultrasound transducer and the subject, accumulate a time duration for which ultrasound is radiated into the subject starting when the estimate indicates adequacy of the acoustic coupling, detect a movement of the fetus based on reflected ultrasound radiation, and count the number of detected fetal movements;instructions readable and executable by the computer to stop the ultrasound radiation and disable further ultrasound radiation for a predetermined time duration upon the occurrence of the number of counted fetal movements equaling a reference number;instructions readable and executable by the computer to stop the ultrasound radiation and disable further ultrasound radiation for a predetermined time duration upon the occurrence of the accumulated time duration equaling a reference time duration and the number of counted fetal movements equaling zero, andinstructions readable and executable by the computer to stop the ultrasound radiation and disable further ultrasound radiation for a predetermined time duration upon the occurrence of the accumulated time duration equaling the sum of the reference time duration and a predefined extended time duration; anda user interface configured to convey information to the subject including at least a result of the fetus wellbeing assessment. | KONINKLIJKE PHILIPS N.V. | A61B005/00 A61B008/08 A61B008/00
US10303197 | B2 | 2019-05-28 | Terminal device including reference voltage circuit | 2018-01-12 | A reference voltage circuit is provided. The reference voltage circuit includes a first current bias circuit including a first node; a second current bias circuit including a plurality of NMOS transistors and a second node, and an amplifier configured to output a reference voltage having same value as the second voltage. The plurality of NMOS transistors include a first NMOS transistor and a second NMOS transistor, the first NMOS transistor is connected to the first node, and the plurality of NMOS transistors are connected to the second node and configured to perform a sub-threshold operation based on a first voltage of the first node so that a second voltage is generated at the second node. | 1. A reference voltage circuit comprising: a first current bias circuit comprising a first node;a second current bias circuit comprising a plurality of NMOS transistors and a second node, wherein the plurality of NMOS transistors comprises a first NMOS transistor and a second NMOS transistor, the first NMOS transistor is connected to the first node, and each of the plurality of NMOS transistors are connected to the second node and configured to perform a sub-threshold operation based on a first voltage of the first node so that a second voltage is generated at the second node; andan amplifier configured to output a reference voltage having same value as the second voltage. 2. The reference voltage circuit of claim 1, wherein the first current bias circuit is configured to generate the first voltage of the first node based on a first current having a complementary to absolute temperature (CTAT) current characteristic. 3. The reference voltage circuit of claim 1, wherein the first current bias circuit comprises a PNP bipolar transistor comprising an emitter, a base, and a collector, wherein the emitter is connected to the first node and the base and the collector are connected to a ground voltage, and wherein a base-emitter voltage of the PNP bipolar transistor is provided as the first voltage of the first node. 4. The reference voltage circuit of claim 1, wherein the first current bias circuit comprises a diode comprising an anode, to which the first node is connected, and a cathode, to which a ground voltage is connected, and wherein a forward direction voltage of the diode is provided as the first voltage of the first node. 5. The reference voltage circuit of claim 1, wherein the amplifier is further configured to generate an output current having a same value as a current flowing in the first current bias circuit. 6. The reference voltage circuit of claim 1, wherein a first current path comprises the second node, and wherein the amplifier comprises a second current path comprising a third node, which is symmetrical to the second node and which is an output node of the reference voltage circuit and outputs the reference voltage. 7. The reference voltage circuit of claim 1, wherein the second current bias circuit is configured to generate the second voltage based on a current having a proportional to absolute temperature (PTAT) characteristic. 8. The reference voltage circuit of claim 1, wherein the first NMOS transistor comprises a first NMOS transistor gate, to which the first node is connected, a first NMOS transistor drain, to which a power voltage is connected, and a first NMOS transistor source, and wherein the second NMOS transistor comprises a second NMOS transistor gate, a second NMOS transistor drain, and a second NMOS transistor source, to which a ground voltage is connected, wherein the first NMOS transistor source is connected to the second NMOS transistor gate and the second NMOS transistor drain. 9. The reference voltage ci... | SAMSUNG ELECTRONICS CO., LTD. | G05F003/26 H04B001/40 A61B005/00
US10304568 | B2 | 2019-05-28 | Decomposition of non-stationary signals into functional components | 2014-10-13 | A method of signal processing and, in particular, a method of decomposing non-stationary signals representative of a physiological phenomenon into functional components, and to estimate parameters characterizing each of those functional components. The method utilises means for estimating dynamic and baseline trends in the time course of the signal, means for dividing the non-stationary signal into the segments over which the functional components are developed and means for compensating for overlap from QGK matched to preceding functional components to form an ECK. The compensation comprises means for transforming the ECK to a frequency domain, means for estimating the weight and dispersion parameters of the QGK, and validation of the parameter reliability, means for estimating the onset time of the QGK, means for expansion of the model of the non-stationary signal after each cycle of recursion, means for removal of unfavourable QGKs and rearrangement of remaining QGKs and means for creating partial models of the non-stationary signal with parameters belonging to predefined classes. | 1. A computer implemented method of extracting functional components of a non-stationary biomedical signal selected from one or more of an electrocardiogram (ECG) signal, an electroencephalogram (EEG) signal and an electromyogram signal, with a Quasi-Gaussian Kernel as a basis element, thereby enabling improved detection and analysis of clinical and/or functional information contained therein, and for estimating parameters characterizing respective functional components, the method comprising the steps of: (a) applying multiple-pass moving average filters to estimate dynamic and baseline trends in a time course of the biomedical signal;(b) using the dynamic and baseline trends to construct a guide function indicative of signal fragments over which the functional components are developed;(c) adaptive segmenting of the guide function using zero-crossings and global and local minimums of a modulus of the guide function as segmentation points;(d) dividing the non-stationary biomedical signal into regions of component development, the non-stationary biomedical signal being segmented at points corresponding to the points of segmentation of the guide function;(e) compensating for overlap from Quasi-Gaussian Kernels matched to preceding functional components to form an Empirical Component Kernel, using the recursive sub-steps of: (i) transforming the Empirical Component Kernel to a frequency domain using a similar basis function algorithm;(ii) estimating weight and distribution parameters and validating parameter reliability in terms of predefined categorical grades by finding and assessing a best match between a normalized amplitude spectrum of the Empirical Component Kernel and the frequency domain template with a Gaussian profile; and(iii) estimating an onset time of the Quasi-Gaussian Kernel with the estimated weight and distribution parameters from an imaginary part of the Empirical Component Kernel complex spectrum by finding characteristic points that correspond to defined values of the phase spectrum;(f) on completion of the preceding cycles of recursion, expanding a model of the non-stationary biomedical signal composed from the sum of Quasi-Gaussian Kernels identified on the preceding cycles of recursion by adding the newly identified Quasi-Gaussian Kernel;(g) determining a categorization parameter (ξ) for each of the Quasi-Gaussian Kernels, wherein the categorization parameter for each Quasi-Gaussian Kernel is dependent upon an amplitude spectrum at a boundary angular frequency for the same Quasi-Gaussian Kernel;(h) removal of unfavorable Quasi-Gaussian Kernels using the categorization parameter (ξ) for assessment of identification results;(i) re-arranging the remaining identified components; and(j) creating a partial non-stationary signal model by selection of Quasi-Gaussian Kernel ensembles the parameters of which belong to the predefined categorical grades . 2. The method according to claim 1 wherein the categorization parameter (ξ) takes ... | KAOSKEY Pty Ltd. | A61B005/00 A61B005/04 G06K009/00 G06F017/11 G06F017/14 G16H050/50 G01R023/167 G06F019/00
US10286255 | B2 | 2019-05-14 | Flight time | 2014-12-02 | Systems and methods for monitoring athletic performances include determining “flight time,” e.g., the amount of time both feet are off the ground, and optionally “flight time” resulting from different types of activities, such as jogging, running, sprinting, jumping, etc. “Flight time” may help a player or coach better understand the effort the athlete is putting out, compare efforts of two or more players, gauge the athlete's performance change over time, and/or identify conditioning needs and/or areas for improvement. Such systems and methods also may generate and display various athletic performance metrics, such as: instantaneous flight time; average flight time; cumulative flight time during an athletic performance or other time period; instantaneous jump height; average jump height; cumulative jump height during an athletic performance or other time period; and comparisons of any flight time and/or jump height metric(s) of one player against another player and/or against himself/herself; etc. | 1. A system for monitoring an athletic performance, comprising: an input system for: receiving right foot launch input data from a right foot sensor system relating to a plurality of right foot launch events, wherein the right foot launch input data includes at least a timestamp associated with each right foot launch event indicating a time that respective right foot launch event occurred;receiving left foot launch input data from a left foot sensor system relating to a plurality of left foot launch events, wherein the left foot launch input data includes at least a timestamp associated with each left foot launch event indicating a time that respective left foot launch event occurred;receiving right foot strike input data from the right foot sensor system relating to a plurality of right foot strike events, wherein the right foot strike input data includes at least a timestamp associated with each right foot strike event indicating a time that respective right foot strike event occurred; andreceiving left foot strike input data from the left foot sensor system relating to a plurality of left foot strike events, wherein the left foot strike input data includes at least a timestamp associated with each left foot strike event indicating a time that respective left foot strike event occurred; anda processor system programmed and adapted to: define a first set of disqualifying events;discard, based on the first set of disqualifying events and at least one of the received launch events, one or more portions of the right foot launch, left foot launch, right foot strike, or left foot strike input data, resulting in filtered input data; andidentify, based on the filtered input data, a first set of timestamps, wherein the first set of timestamps includes temporally adjacent right foot launch, left foot launch, right foot strike, and left foot strike events;determine if at least timestamp information associated with the first set of timestamps corresponds to one or more templates, of a predetermined set of templates, the templates corresponding to different types of activity;determine that a first template is associated with at least the timestamp information based on one or more other athletic activity events detected within a predetermined temporal proximity to the timestamp information; anddetermine a first flight time associated with the first set of timestamps based on the first template, wherein the first flight time is based at least in part on a first time duration included by the first set of timestamps when both the left foot and the right foot are simultaneously not in contact with a surface; andan output system that outputs output data including information containing or derived from the first flight time. 2. A system according to claim 1, wherein the processor system is further programmed and adapted to determine a first jump height for an event associated with the first flight time based, at least in part, on the determined first flight time.... | NIKE, Inc. | A61B005/11 A63B024/00 G01P013/00 G04G021/00 A43B003/00 G06F019/00 G01P015/00 G16H020/30 G16H040/63
US10286089 | B2 | 2019-05-14 | Ascorbate formulations and methods of use as contrast agents | 2017-03-17 | A sterile aqueous composition suitable for use as an MRI contrast agent includes 100 to 600 mM ascorbate; and 100-600 mM sodium, meglumine, or a combination thereof. The composition preferably has an osmolarity of 200 to 1400 mOsm/L. | 1. A sterile aqueous composition suitable for use as an MRI contrast agent, said composition comprising: 100-600 mM ascorbate; and100-600 mM of a combination of sodium and meglumine, wherein said composition comprises meglumine ascorbate and sodium ascorbate in a molar or millimolar (mM) ratio of from 10:90, to 90:10 (meglumine ascorbate:sodium ascorbate), and wherein said composition has an osmolarity of 200-1400 mOsm/L. 2. The composition of claim 1, wherein said composition further comprises carbonate and/or phosphate. 3. The composition of claim 1, wherein said composition comprises a reducing sugar. 4. The composition of claim 1, wherein said composition comprises a non-reducing sugar. 5. The composition of claim 1, wherein said composition has an osmolarity of 200-1200 mOsm/L. 6. The composition of claim 1, wherein said composition has a pH of from 6.5 to 7.5. 7. The composition of claim 1, wherein said composition further comprises a stability agent. 8. The composition of claim 1, wherein said composition is provided in unit dosage form. 9. The composition of claim 8, wherein said unit dosage form comprises from 10 to 100 grams of ascorbate. 10. The composition of claim 1, wherein said composition comprises meglumine ascorbate and sodium ascorbate in a molar or millimolar (mM) ratio of from 30:70 to 70:30 (meglumine ascorbate:sodium ascorbate). 11. A powder composition comprising: ascorbate; and a combination of sodium and meglumine;optionally, carbonate and/or phosphate; andoptionally, a reducing or non-reducing sugar,said powder composition suitable for use, upon addition of a sterile liquid carrier, in enhancing a magnetic resonance imaging (MRI) image of a body or body region such as an organ or organ region in a subject,wherein upon addition of the sterile liquid carrier, the powder composition may produce a sterile aqueous composition comprising: 100-600 mM ascorbate; and 100-600 mM of the combination of sodium and meglumine, said sterile aqueous composition comprising meglumine ascorbate and sodium ascorbate in a molar or millimolar (mM) ratio of from 10:90, to 90:10 (meglumine ascorbate:sodium ascorbate). 12. The composition of claim 11, wherein said powder composition comprises carbonate and/or phosphate. 13. The composition of claim 11, wherein said powder composition comprises a reducing sugar. 14. The composition of claim 11, wherein said powder composition comprises a non-reducing sugar. 15. The composition of claim 11, wherein said sterile aqueous composition has an osmolarity of 200-1200 mOsm/L. 16. The composition of claim 11, wherein said sterile aqueous composition has a pH of from 6.5 to 7.5. 17. The composition of claim 11, wherein said powder composition further comprises a stability agent. 18. The composition of claim 11, wherein said powder composition comprises meglumine ascorbate and sodium ascorbate in a molar or millimolar (mM) ratio of from 20:80 to 80:20 (meglumine ascorbate:sodium ascorbate). ... | Duke University | A61K049/10 A61K009/00 A61K049/06 A61B005/00 A61B005/055 A61K009/08 A61K047/02 A61K047/26
US10279162 | B2 | 2019-05-07 | Injection device for soft-tissue augmentation fillers, bioactive agents and other biocompatible materials in liquid or gel form | 2016-12-01 | Described herein are injection devices capable of automatically injecting substances into the soft tissue of a patient. The devices can inject low to high viscosity materials at predetermined, user selected injection rates, allowing the operator more control than a traditional syringe. The devices can allow mixing of more than one substance and/or reconstitution of a solid substance for injection. The injection devices described herein can allow the operator to easily inject one or more low to high viscosity liquid or gel soft-tissue augmentation fillers, one or more drugs, one or more other biocompatible materials, or combinations thereof. | 1. A hand-held injection device comprising: a cartridge containing a dermal filler and couplable to a needle;a shell structured to contain the cartridge;a motorized drive mechanism;a power source for activating the drive mechanism;a vial, containing a dilutant, fluidly coupled to the cartridge;a one-way valve;a pump for directing the dilutant through the one-way valve and into the cartridge to be mixed with the dermal filler; anda plunger actuated by the drive mechanism for forcing the dermal filler mixed with the dilutant from the cartridge and out of the needle. 2. The device of claim 1, further comprising a user-programmable controller coupled to the drive mechanism, where a user defined injection rate can be set at a rate between about 0.001 ml/sec and about 1 ml/sec. 3. The device of claim 1, wherein the power source is a battery contained in the shell. 4. The device of claim 1, requiring no external power source to operate. 5. The device of claim 1, further comprising a motor for agitating a mixture of the dermal filler and the dilutant in the cartridge. 6. The device of claim 5, further comprising a weight fitted with the motor, wherein the motor is configured to cause the weight to spin out of balance to agitate the cartridge to effect mixing of the dermal filler and the dilutant. 7. The device of claim 1, wherein the cartridge is substantially cylindrical and the vial is coupled to a lateral side of the cartridge. 8. The device of claim 1, wherein the shell comprises a first opening through which the cartridge is configured to be loaded and a second opening, separate from the first opening, through which the vial is configured to be loaded. 9. The device of claim 1, wherein the shell is elongate and configured to be held by an operator in a similar manner to that of a writing instrument. 10. The device of claim 1, wherein the shell comprises a U-shaped appendage configured to receive a finger of an operator, the shell further comprising an injection button disposed on a top side of the shell. 11. The device of claim 10, wherein the top side of the shell comprises a depression configured to accommodate the finger, the depression being disposed between the injection button and the U-shaped appendage. 12. The device of claim 1, wherein the shell has a pistol-grip style design in which the shell has a longitudinal body and a grip extending from a lateral side of the longitudinal body. 13. The device of claim 1, wherein the pump is an electronically powered component. 14. A hand-held injection device comprising: a cartridge containing a dermal filler, the cartridge being substantially cylindrical and having a distal end configured to couple to a needle and a proximal end opposite to the distal end;an outer shell configured to contain the cartridge and be held by an operator;a vial containing a dilutant having a lower viscosity than the dermal filler, the vial being fluidly coupled to the cartridge at a lateral side thereof betwee... | ALLERGAN, INC. | A61M039/24 A61M005/19 A61M005/20 A61M005/24 A61M005/315 A61M005/42 A61M005/46 A61M005/31 A61B005/15
US10299862 | B2 | 2019-05-28 | Three-dimensional quantitative heart hemodynamics in medical imaging | 2016-02-05 | A medical system is provided for three-dimensional hemodynamic quantification. Comprehensive three-dimensional (3D) plus time (3D+t) assessment of flow patterns inside the heart are provided by a combination of lumped-parameter modeling and computational flow dynamic modeling. Using medical scanning, the lumped parameter model is personalized to a given patient. The personalized lumped-parameter model provides pressure curves (i.e., pressure as a function of time) for one or more locations. Using geometry of the patients heart segmented from the medical scanning and the pressure curves as boundary conditions, the computational flow dynamics model calculates the absolute pressure for any location (e.g., for a three-dimensional field of locations) in the patient heart at any one or more phases of the cardiac cycle. More accurate absolute pressure may be provided without invasive measurement. | 1. A method for three-dimensional hemodynamic quantification in a medical system, the method comprising: capturing cardiovascular spatial data and flow data of a heart of a patient with a medical scanner of the medical system, the spatial and flow data representing a three-dimensional volume;measuring pressure data of the patient with a pressure sensor of the medical system;generating a three-dimensional representation of a portion of the heart from the spatial data;estimating flow across valves of the heart from the flow data;personalizing a lumped-parameter hemodynamics model representing at least the portion of the heart of the patient, the personalizing using the spatial data, the flow across the valves, and the pressure data, wherein personalizing the lumped-parameter hemodynamics model comprises calculating mean arterial pressure from the pressure data, calculating ejection fraction and end-diastolic volume from the spatial data, calculating values for a first sub-set of parameters of the lumped-parameter hemodynamics model from the mean arterial pressure, ejection fraction, and end-diastolic volume, and calibrating a second sub-set of the parameters of the lumped-parameter hemodynamics model with an optimization algorithm;quantifying a hemodynamic parameter from computational flow dynamics using the three-dimensional representation and using the lumped-parameter hemodynamics model for a boundary condition, the quantifying providing a three-dimensional distribution of the hemodynamic parameter for the portion of the heart; andindicating a metric on a display for the patient, the metric being a function of the quantifying of the hemodynamic parameter. 2. The method of claim 1 wherein capturing the cardiovascular spatial data and the flow data comprises capturing ultrasound data of the heart with the medical scanner comprising an ultrasound scanner. 3. The method of claim 1 wherein measuring the pressure data comprises measuring with a pressure cuff. 4. The method of claim 1 wherein generating the three-dimensional representation comprises segmenting the portion of the heart as represented in the cardiovascular spatial data. 5. The method of claim 1 wherein generating the three-dimensional representation comprises separately segmenting different parts of a left heart of the heart and fusing the different parts together into a mesh for the portion of the heart. 6. The method of claim 1 wherein estimating the flow comprises estimating the flow across regions detected in the spatial data for an atrial valve and a mitral valve, the flow calculated from the flow data for the regions. 7. The method of claim 1 wherein personalizing the lumped-parameter hemodynamics model comprises personalizing pulmonary circulation as a pulmonary resistance and compliance with the flow data, personalizing a time varying elastance model for heart chamber flow with volume over time from the spatial data and velocity from the flow data, personalizing valve resis... | Siemens Healthcare GmbH | A61B008/00 A61B008/06 A61B008/08 G06T007/00 A61B034/10 A61B005/022 A61B005/026 G16H050/50
US10292764 | B2 | 2019-05-21 | Catheter having two-piece connector for a split handle assembly | 2016-09-07 | A catheter and method for the treatment of a patient having atrial flutter or other arrhythmia comprises an elongated catheter body having an outer wall, proximal and distal ends, and at least one lumen extending therethrough. Further it has a distal tip section comprising a flexible tubing having a proximal end and a distal end and a plurality of lumens extending therethrough. The proximal end of the tip section is fixedly attached to the distal end of the catheter body. The tip section further comprises a nitinol tube having slots formed therein which causes the distal tip section to deflect using the same puller-wire action used to cause the deflectable catheter to deflect at a point proximal to the distal tip section. | 1. A catheter for use with a remote system for diagnosing or treating a patient, comprising: a flexible elongated catheter body;a distal tip distal of the catheter body and having a plurality of electrodes;a control handle proximal of the catheter body;electronic circuitry;a two-piece connector configured to house the electronic circuitry, the connector having a distal plug assembly and a proximal receptacle assembly, the distal plug assembly having: a plug insulator having a first plurality of contacts;an elongated plug body having a distal portion and a proximal portion, the proximal portion configured to receive the plug insulator;a plug insulator lead configured to secure the plug insulator in the proximal portion of the plug body;a plug housing configured to receive the distal portion of the plug body;and a first cable extending between the control handle and the distal plug assembly, the first cable having a first plurality of electrical leads connected to the first plurality of contacts; andthe proximal receptacle assembly having: a receptacle insulator having a second plurality of contacts;an elongated receptacle body having a proximal portion and a distal portion, the proximal portion configured to receive the receptacle insulator, the distal portion configured to receive the proximal portion of the plug body;a receptacle insulator lead configured to secure the receptacle insulator in the proximal portion of the receptacle body;an elongated receptacle housing configured to receive the receptacle body; anda second cable extending proximally from the receptacle assembly, the second cable having a second plurality of electrical leads connected to the second plurality of contacts;wherein each of the first plurality of electrical leads of the distal plug assembly is electrically connected to a respective electrode of the distal tip, each electrical lead passing through the catheter body, through the control handle, and into the distal plug assembly, the two-piece connector configured for operably connecting the catheter to the remote system,wherein the electronic circuitry converts signals from the plurality of electrodes into digital signals that can be communicated to the remote system, wherein the plug assembly operably connects the first and second plurality of electrical leads when the proximal portion of plug assembly is received in the distal portion of the receptacle assembly, andwherein the proximal portion of the plug body has a key and the distal portion of the receptacle body has a key way, the key and key way configured for one-way engagement. 2. The catheter of claim 1, wherein the plug body comprises an EEPROM recess configured to secure an EEPROM in the plug assembly. 3. The catheter of claim 1, wherein the plug assembly further comprises a strain relief configured to provide an atraumatic transition between the plug housing and the first cable. 4. The catheter of claim 1, wherein the first plurality of contacts are pins. ... | BIOSENSE WEBSTER (ISRAEL) LTD. | A61B018/14 A61B005/02 H01R024/00 A61B005/042 A61B005/00 A61B018/00 H01R013/506 H01R013/633 H01R013/64 H01R013/66
US10285646 | B1 | 2019-05-14 | Connection quality assessment for EEG electrode arrays | 2018-02-27 | Systems, devices, and methods are provided to assess connection quality between the electrodes of a bioelectrical signal measurement and/or electrical stimulation device and the tissue, typically skin, of the subject. A test signal is provided to a first electrode, voltage differences between the first electrode and additional electrodes are determined, an impedance of the first electrode is determined based on the voltages differences, and the determined impedance indicates connection quality. This process is typically repeated for all of the electrodes to determine connection quality. The user or subject can be alerted if the connection quality is poor, and the bioelectrical signal that is recorded can be provided with data points indicating connection quality during the signal recording. | 1. A method of assessing quality of a connection between an electrical sensor or stimulator and tissue of a subject, the method comprising: (a) providing an electrical sensor or stimulator comprising a plurality of electrodes;(b) contacting the plurality of electrodes to tissue of a subject;(c) providing a test signal to the tissue of the subject through a first electrode of the plurality of electrodes;(d) determining, with a processor coupled to the plurality of electrodes, at least one voltage difference between the first electrode and another electrode of the plurality of electrodes in response to the test signal, wherein the at least one voltage difference is determined with neither the first electrode nor the another electrode being a common ground or a common reference electrode,wherein determining the at least one voltage difference comprises (i) determining a first voltage difference between the first electrode and only a second electrode with the test signal provided through the first electrode and (ii) determining a second voltage difference between the first electrode and only a third electrode with the test signal provided through the first electrode, wherein the at least one voltage difference is determined with neither the first electrode, the second electrode, nor the third electrode being a common ground or a common reference electrode;(e) determining, with a processor coupled to the plurality of electrodes, an impedance of the first electrode in response to the determined at least one voltage difference, wherein determining the impedance comprises (i) determining a first impedance between the first electrode and only the second electrode in response to the first voltage difference, (ii) determining a second impedance between the first electrode and only the third electrode in response to the second voltage difference, (iii) determining a lesser of the first and second impedances, and (iv) assigning the lesser of the first and second impedances as the determined impedance of the first electrode; and(f) notifying, with an output device coupled to the processor, one or more of the subject or a user that connection quality of the first electrode is poor if the determined impedance of the first electrode is above a predetermined impedance threshold. 2. The method of claim 1, wherein the first and second electrodes are adjacent one another. 3. The method of claim 1, wherein the electrical sensor or stimulator comprises a one or more of a wearable headset, an electrode patch, or an electrode lead advanceable through the tissue, a body cavity, or a body lumen. 4. The method of claim 1, wherein the wearable sensor comprises a wearable headset. 5. The method of claim 1, wherein the plurality of electrodes comprises a first set of electrodes on one side of the electrical sensor or stimulator and a second set of electrodes on a second side of the electrical sensor or stimulator opposite the first side. 6. The method of claim 5, wherein ... | CeriBell, Inc. | A61B005/04 A61B005/0476 A61B005/00 A61B005/0478 A61B005/0492 A61B005/042 A61N001/04 A61N001/05 A61N001/36 A61N001/37 A61N001/02
US10278610 | B2 | 2019-05-07 | Method and device for intracochlea impedance measurement | 2015-09-30 | This method of determining an intracochlea tissue impedance comprises using at least two stimulating electrodes to apply an electrical stimulus to intracochlea tissue. A voltage caused by the stimulus is measured between two measuring electrodes distinct from the stimulating electrodes. From the voltage a stimulus-response characteristic of tissue between the two measuring electrodes is determined. This allows the tissue/electrode interface impedance and potential and the tissue impedance and potential to be uniquely determined. In turn, modiolus currents can be estimated in monopolar stimulation mode. Also provided is automated initiation of re-mapping of the device when tissue characteristics change. | 1. A method, comprising: applying an electrical stimulus to tissue using at least two stimulating electrodes of an implantable system;after application of the stimulus, performing a two point measurement between the stimulating electrodes to determine a residual two point potential between the stimulating electrodes resulting from the electrical stimulus;after application of the stimulus, performing a four point measurement between two non-stimulating electrodes to determine a residual four point potential between the non-stimulating electrodes resulting from the electrical stimulus;comparing the measured residual two point potential to the measured residual four point potential;determining, based on the comparison, at least one of a residual tissue potential and a residual electrode/tissue interface potential associated with one or more of the stimulating electrodes; andadjusting operation of the implantable system based on the least one of the residual tissue potential and the residual electrode/tissue interface potential. 2. The method 1, wherein the two non-stimulating electrodes are a pair of electrodes located between the stimulating electrodes. 3. The method of claim 1, wherein performing the two point measurement between the stimulating electrodes includes: open circuiting the stimulating electrodes. 4. The method of claim 1, wherein the electrical stimulus is a biphasic stimulus comprising first and second pulses of opposite polarity and an inter-phase gap between the first and second pulses, and wherein the two point measurement and the four point measurement are performed during the inter-phase gap. 5. The method of claim 1, wherein the two point measurement obtains a measure of a double layer potential at each electrode/tissue interface of the stimulating electrodes and of a tissue potential between the stimulating electrodes. 6. The method of claim 5, wherein the four point measurement provides information about the tissue charge between the stimulating electrodes with the substantial absence of the double layer potential at each electrode/tissue interface of the stimulating electrodes. 7. The method of claim 1, wherein determining at least one of a residual tissue potential and a residual electrode/tissue interface potential associated with one or more of the stimulating electrodes, comprises: determining, based on the comparing of the measured two point potential to the measured four point potential, a residual tissue potential of the tissue between the stimulating electrodes. 8. The method of claim 1, wherein determining at least one of a residual tissue potential and a residual electrode/tissue interface potential associated with one or more of the stimulating electrodes, comprises: determining, based on the comparing of the measured two point potential to the measured four point potential, a double layer potential at each electrode/tissue interface of the stimulating electrodes. 9. The method of claim 1, wherein the stim... | Cochlear Limited | A61B005/00 A61N001/05 A61N001/36 A61B005/053
US10300507 | B2 | 2019-05-28 | Cellulosic-based resistance domain for an analyte sensor | 2014-02-14 | The present invention relates generally to devices for measuring an analyte in a host. More particularly, the present invention relates to devices for measurement of glucose in a host that incorporate a cellulosic-based resistance domain. | 1. A method for forming a transcutaneous analyte sensor for measuring an analyte in a host, the method comprising: forming a membrane system on an electroactive surface of the transcutaneous analyte sensor, wherein the transcutaneous analyte sensor comprises an in vivo portion and an ex vivo portion, wherein the in vivo portion is configured to be exposed to interstitial fluid, wherein the membrane system comprises a resistance domain configured to control a flux of the analyte therethrough and an enzyme configured to catalyze a reaction of the analyte and oxygen from the interstitial fluid surrounding the membrane system, wherein the resistance domain is formed to comprise a hydrophilic portion and a hydrophobic portion, wherein the resistance domain is formed with an oxygen to glucose permeability ratio of less than about 400:1, and wherein the membrane system is formed of a material that provides substantially constant signal output when the transcutaneous analyte sensor is at an analyte concentration of 400 mg/dL glucose while oxygen concentration is dropped from 0.6 mg/L to 0.25 mg/L;forming an oxygen conduit portion extending from the ex vivo portion of the transcutaneous analyte sensor to the in vivo portion of the transcutaneous analyte sensor;crosslinking at least a portion of the membrane system;conducting a test of the transcutaneous analyte sensor to confirm that the transcutaneous analyte sensor demonstrates substantial linearity up to an analyte concentration of at least 400 mg/dL, wherein substantial linearity is associated with a R2 correlation that meets a predetermined criteria;conducting a test of the transcutaneous analyte sensor by monitoring for a substantially constant signal output from the transcutaneous analyte sensor as an oxygen concentration level surrounding the sensor is decreased to a predetermined level;measuring a sensitivity of the sensor;determining that the sensitivity is a functional sensitivity;inserting the transcutaneous analyte sensor into a package, whereby the package holds a plurality of transcutaneous analyte sensors; andsterilizing the plurality of transcutaneous analyte sensors in the package simultaneously. 2. The method of claim 1, wherein the membrane system is formed on the electroactive surface using a deposition technique selected from the group consisting of dip coating, spray coating, spin coating, and casting. 3. The method of claim 2, wherein the resistance domain is formed by dip coating. 4. The method of claim 2, further comprising the step of curing the resistance domain for at least about 2 minutes at ambient temperature. 5. The method of claim 2, wherein the resistance domain is formed by dip coating an insertion rate of about 40 inches per minute. 6. The method of claim 2, wherein the resistance domain is formed by dip coating at a dwell time of less than about 1 second. 7. The method of claim 2, wherein the resistance domain is formed by dip coating at a withdrawal rate of abo... | DexCom, Inc. | A61B005/1473 A61B005/145 B05D001/02 B05D001/00 A61B005/1486 A61B005/00 C12Q001/00 G01N033/543 G01N033/66 A61B005/07
US10285632 | B2 | 2019-05-14 | Analyte monitoring device and methods | 2017-07-25 | Method and system for determining real time analyte concentration including an analyte sensor having a portion in fluid contact with an interstitial fluid under a skin layer, an on-body electronics including a housing coupled to the analyte sensor and configured for positioning on the skin layer, the on-body electronics housing including a plurality of electrical contacts, on the housing; and a data analysis unit having a data analysis unit housing and a plurality of probes, on the housing. Each of the probes configured to electrically couple to a respective electrical contact when the data analysis unit is positioned in physical contact with the on-body electronics. The one or more signals on the probes correspond to one or more of a substantially real time monitored analyte concentration level (MACL), MACL over a predetermined time period, or a rate of change of the MACL, or combinations thereof, are provided. | 1. An apparatus for determining analyte concentration, comprising: an analyte sensor configured to have a portion in fluid contact with an interstitial fluid under a skin layer, the analyte sensor including a working electrode and a counter electrode; andan on-body electronics unit electrically coupled to the analyte sensor and comprising a housing with a plurality of electrical contacts, a first resistor-capacitor (RC) pair coupled between a first node and a second node, and a second RC pair coupled in series with the first RC pair between the second node and a third node,wherein:a first electrical contact of the plurality of electrical contacts of the on-body electronics unit is coupled to the first node, a second electrical contact of the plurality of electrical contacts of the on-body electronics unit is coupled to the second node, and a third electrical contact of the plurality of electrical contacts of the on-body electronics unit is coupled to the third node, andthe first node is coupled to the working electrode and the third node is coupled to the counter electrode such that a first voltage between the first electrical contact and the second electrical contact of the on-body electronics unit represents a real-time current analyte concentration level, a second voltage between the second electrical contact and the third electrical contact of the on-body electronics unit represents an average analyte concentration level over a period of time, and a difference between the first voltage and the second voltage represents a real-time trending of the analyte concentration level. 2. The apparatus of claim 1, wherein the first electrical contact, the second electrical contact, and the third electrical contact are concentrically positioned on the housing of the on-body electronics unit. 3. The apparatus of claim 2, wherein the second electrical contact is located in approximately a center of the first electrical contact and the third electrical contact. 4. The apparatus of claim 2, wherein the first electrical contact is located between the third electrical contact and the second electrical contact. 5. The apparatus of claim 2, wherein the third electrical contact has a greater radius than the first electrical contact. 6. The apparatus of claim 1, wherein the analyte sensor is a self-powered sensor. 7. The apparatus of claim 1, wherein the analyte sensor is a glucose sensor. 8. The apparatus of claim 1, wherein the on-body electronics unit includes one or more data processing components to perform one or more of filter, encode, store, or analyze one or more signals from the analyte sensor. 9. The apparatus of claim 8, wherein the one or more data processing components determines trend information based on an analyte concentration monitored by the analyte sensor. 10. The apparatus of claim 1, wherein the on-body electronics unit further comprises a temperature sensor configured to measure a body temperature near the analyte sensor, and the o... | Abbott Diabetes Care Inc. | A61B005/1473 A61B005/1468 A61B005/145 A61B005/00
US10295495 | B2 | 2019-05-21 | Analyzing device, sensor testing device, testing method and computer-readable storage medium | 2016-02-18 | There is provided a sensor testing method including: applying at least one of a first voltage that obtains a response caused by a substance and a second voltage that either obtains no response or substantially no response caused by the substance across a first electrode and a second electrode of a sensor; measuring current flowing between the first electrode and the second electrode; and determining whether or not there is a defect present in the sensor based on a quantity related to an amount of change per specific period of time of a current measured when the first voltage and/or the second voltage have been applied. | 1. A method for testing a sensor comprising an external layer membrane, the method comprising: applying to a reagent layer present in a section of a sensor at least one of a first voltage across a first electrode and a second electrode to generate a response current by reaction of a reagent present in the reagent layer with a target substance in a sample liquid and a second voltage that results in no response current or substantially no response current, where the section of the sensor comprises the reagent layer, an external layer membrane for making contact with the reagent layer, and an electrode section comprising the first electrode and the second electrode;continuously measuring the response current flowing between the first electrode and the second electrode; andusing a computer programmed to compute a time required for an amount of change in the response current per specific amount of change in time resulting from the application of the first voltage to reach a value in a predetermined first specific range prior to when the response current reaches a steady state to determine whether there is a defect present in the external layer membrane, orusing the computer to compute a time required for an amount of change in the response current per specific amount of change in time resulting from the application of the second voltage to reach a value in a predetermined second specific range prior to when the response current reaches a steady state to determine whether there is a defect present in the external layer membrane,correcting the response current value measured when a defect is determined to be present in the external layer membrane, andoutputting a signal indicating that a defect has occurred in the sensor when a defect is determined to be present in the external layer membrane. 2. The method of claim 1, further comprising: storing a first relationship between the time required for an amount of change in the response current per specific amount of change in time resulting from the application of the first voltage to reach a value in a predetermined first specific range and a set of defect ratios corresponding to the time required for the response current resulting from the application of the first voltage; andstoring a second relationship between the time required for an amount of change in the response current per specific amount of change in time resulting from the application of the second voltage to reach a value in a predetermined second specific range and a set of defect ratios corresponding to the time required for the response current resulting from the application of the second voltage,wherein the correcting of the response current value is based on at least one of the first relationship or the second relationship. 3. The method of claim 2, wherein the correcting of the response current value measured is based on a relationship between the defect ratio of the external layer membrane and the response current value measured from ... | ARKRAY, Inc. | G01N027/327 A61B005/145 A61B005/1486
US10292585 | B1 | 2019-05-21 | Mental state measurement using sensors attached to non-wearable objects | 2016-12-23 | This specification describes technologies for mental state measurement using sensor data obtained from sensors attached to objects. One embodiment is a method that includes receiving sensor data from sensors attached to non-wearable objects. The first and second attachable sensors each include an output and a sensor. The method further includes determining mental state data from the sensor data; and causing to be displayed a representation of a mental state based on the mental state data. The method can further include: deriving an action metric from the mental state data; comparing the action metric to a threshold; automatically taking an action when the action metric exceeds the threshold; collecting post action sensor data; determining post action mental state data based at least in part on the post action sensor data; and forwarding the post action mental state data for display of a representation of a mental state. | 1. A system comprising: one or more computers and one or more storage devices on which are stored instructions that are operable, when executed by the one or more computers, to cause the one or more computers to perform operations for determining mental state data, the operations comprising(a) receiving, at a mental state measurement system having a mental state data processor, sensor data from a first attachable sensor attached to a first non-wearable object and a second attachable sensor attached to a second non-wearable object, the first and second attachable sensors each including an output and a sensor;(b) determining, by the mental state data processor, mental state data from the sensor data;(c) forwarding, by the mental state measurement system, mental state data for display of a representation of a mental state;(d) deriving, by an action recommendation engine, an action metric from the mental state data;(e) comparing, by an action recommendation engine, the action metric to a threshold;(f) automatically taking an action when the action metric exceeds the threshold, the action comprising at least one of auto-locking a display,delaying a notification, andhiding parts of a display;(g) collecting, via a sensor data processor, post action sensor data;(h) determining, by a mental state data processor, post action mental state data based at least in part on the post action sensor data; and(i) forwarding the post action mental state data, to a display, for display of a representation of a mental state. 2. The system of claim 1, the operations further comprising using at least one of the post action sensor data and the post action mental state data in determining which action to take automatically in the future. 3. The system of claim 1, wherein the first attachable sensor is configured to detect sensor data associated with at least a first member of a group and the second attachable sensor is configured to detect sensor data associated with at least a second member of the group. 4. The system of claim 1, the operations further comprising: (a) automatically taking an action based on the mental state information. 5. The system of claim 4, wherein automatically taking an action comprises providing a recommendation, by the mental state measurement system, to at least one member of the group to relocate based on the mental state data. 6. The system of claim 1, wherein the first attachable sensor provides an output to the user in response to at least one of mental state data and sensor data. 7. The system of claim 1, the operations further comprising altering properties of a communication device associated with a member of the group in response to at least one of mental state data and sensor data associated with the member. 8. The system of claim 1, wherein the group is a group of people associated with a location and the operations further comprise displaying the mental state data for a location based on the mental state of the group associated... | X Development LLC | A61B005/00 A61B005/04
US10282521 | B2 | 2019-05-07 | Medication management and reporting technology | 2017-11-09 | Medication management and reporting technology, in which output from at least one sensor configured to sense physical activity in a building in which medication of a patient is located is monitored and a determination is made to capture one or more images of the medication based on the monitoring. A camera is used to capture an image of the medication and the captured image is analyzed to detect a state of the medication. Information regarding a schedule by which the medication should be taken by the patient is accessed and an expected state of the medication is determined. The detected state is compared with the expected state and a determination is made that the patient has departed from the schedule based on the comparison revealing that the detected state does not match the expected state. A message indicating the departure from the schedule is sent based on the determination. | 1. A system comprising: at least one processor; andat least one memory coupled to the at least one processor having stored thereon instructions which, when executed by the at least one processor, causes the at least one processor to perform operations comprising:detecting a departure by a patient from a schedule of medication consumption events based on output from at least one sensor within a property in which the patient is located;based on the detection of the departure by the patient from the schedule of medication consumption events: determining a dosage of medication taken by the patient,comparing the dosage of medication taken by the patient with a reference table that comprises a list of potentially dangerous combinations of medications,computing a difference between the dosage of medication taken by the patient and the list of potentially dangerous combinations of medications,determining a degree of departure by the patient from the schedule of medication consumption events based on the difference between the dosage of medication taken by the patient and the list of potentially dangerous combinations of medications,determining past medication consumption history of the patient, anddetermining activity of at least one of the patient or another person associated with the patient that indicates a proximity of at least one of the patient or another person associated with the patient to a medication in the property required for the patient to consume based on the schedule of medication consumption events; andhandling reporting of the detection of the departure by the patient based on the determined degree of departure, the determined past medication consumption history, and the determined activity of at least one of the patient or another person associated with the patient. 2. The system of claim 1, wherein determining the degree of departure by the patient from the schedule of medication consumption events comprises evaluating how much the patient has departed from the schedule of medication consumption events. 3. The system of claim 1, wherein determining the degree of departure by the patient from the schedule of medication consumption events comprises determining the degree of departure in terms of at least one of an amount of time associated with the departure, an amount of medication associated with the departure, or a combination of medications taken in the departure. 4. The system of claim 3, wherein determining the degree of departure in terms of at least one of an amount of time associated with the departure, an amount of medication associated with the departure, or a combination of medications taken in the departure comprises determining the degree of departure in terms of an amount of time associated with the departure. 5. The system of claim 4, wherein determining the degree of departure in terms of an amount of time associated with the departure comprises: determining how late the patient is in taking the dosage of medicatio... | Alarm.com Incorporated | A61B005/00 A61B005/11 G06F019/00 G08B021/24 A61J007/04 G06Q010/10 G08B023/00 A61G012/00 A61J007/00
US10279216 | B2 | 2019-05-07 | Exercise training system | 2017-11-07 | An exercise training system is provided having a system controller and a plurality of stimulant target units connected via a wireless network to the system controller. Each stimulant target unit has a light source providing light to stimulate a user, a proximity sensor providing an output of a distance between the proximity sensor and an object external to the unit, and means for providing feedback to the user to signal that the unit has been actuated by the user. The system controller includes a program for activating the stimulant target units in a sequence. The reaction by the user to the illumination is registered when the user brings a body part or other object to within a selected distance of the proximity sensor, this distance being programmable by the user. | 1. An exercise training system, comprising: a system controller;a plurality of stimulant target units connected via a wireless network to the system controller, each stimulant target unit including a housing, a light source providing light to stimulate a user, a proximity sensor providing an output of a distance between the proximity sensor and an object external to the stimulant target unit, an impact sensor mounted in the housing, and feedback means for informing the user that the stimulant target unit has been actuated;wherein each stimulant target unit further includes a power source and a stimulant target unit controller that are separate from the power source and the stimulant target unit controller of each of the other stimulant target units, wherein the stimulant target unit controller for each of the plurality of the stimulant target units is wirelessly connected to the system controller and is programmed to receive instructions from said system controller, wherein the selected proximity distance required to actuate each stimulant target unit is programmable by the user;wherein the system controller includes a program for activating the stimulant target units in a sequence, and wherein in the execution of said program, the system controller signals a first of the stimulant target units to illuminate the corresponding light source to stimulate the user, the first stimulant target unit, in a first mode of operation, registering actuation thereof by the user in reaction to the illumination when the user brings a body part or other object to within a selected distance of the corresponding proximity sensor without contacting the first stimulant target unit, the first stimulant target unit thereafter activating the corresponding feedback means to alert the user that the first stimulant target unit has been actuated, the first stimulant target unit, in a second mode of operation, registering actuation thereof by the user in reaction to the illumination when the user impacts the housing, the first stimulant target thereafter activating the corresponding feedback means to alert the user that the first stimulant target unit has been actuated;and wherein said first stimulant target unit communicates said registering actuation of said first stimulant target unit to the system controller, and said system controller is programmed to signal, in response to communication by said first stimulant target unit of said actuation, a second of the stimulant target units to illuminate the corresponding light source to stimulate the user, the second stimulant target unit, in the first mode of operation, registering actuation thereof by the user in reaction to the illumination when the user brings the body part or other object to within the selected distance of the corresponding proximity sensor without contacting the second stimulant target unit, the second stimulant target thereafter activating the corresponding feedback means to alert the user that the second ... | FITLIGHT SPORTS CORP. | A63B024/00 A63B069/00 A63B071/06 G08B005/36 H04B010/114 A61B005/16 G09B019/00 A63B023/02 A63B022/00 A63B102/06 A63B102/02 A63B021/00 A63B102/22
US10292677 | B2 | 2019-05-21 | Endoluminal filter having enhanced echogenic properties | 2015-09-24 | An endoluminal filter, comprising a first support member having a first end and a second end; and a second support member attached to the first end of the first support member or the second end of the first support member and forming a crossover with the first support member to form two loops one on either side of the crossover, wherein at least a portion of the first or second support member is modified to provide an enhanced echogenic characteristic. A system for positioning a filter within a vasculature including an endoluminal filter, a user interface, a display, and a processor is also provided. A method for positioning a filter within a lumen is also provided wherein the steps are performed using an intravascular ultrasound system and the filter is modified to provide at least one echogenic characteristic. | 1. A system for positioning a filter within the vasculature, the system comprising: an endoluminal filter comprising:a first support member having a first end and a second end; anda second support member attached to the first end of the first support member or the second end of the first support member and forming a crossover with the first support member to form two loops one on either side of the crossover, wherein at least a portion of the first support member, the second support member, the first end, the second end or a region adjacent to the cross over or any portion of one of the above is modified to provide an enhanced echogenic characteristic of the endoluminal filter;a guidewire having a proximal end, a distal end, and a first pressure sensor located near the distal end of the guidewire;a sheath having a proximal end, a distal end and a lumen, the lumen configured to receive the guide wire; the filter attached to a distal portion of the sheath;an intravascular ultrasound transducer disposed at the distal end of the sheath; a user interface configured to receive input from an operator regarding a surgical procedure including an insertion site and a destination site for positioning the filter according to the surgical procedure;a display;a processor programmed to: receive input from the user interface regarding the surgical procedure;determine anatomical landmarks between the insertion site and the destination site;receive an intravascular ultrasound signal from the intravascular ultrasound transducer;process the intravascular ultrasound signal into an image; andsend the image to the display. 2. The system of claim 1, wherein the processor is further programmed to: identify any anatomical landmarks in the image; andtag the anatomical landmarks in the displayed image. 3. The system of claim 2, wherein the processor is further programmed for determining a location of the filter based on the identified anatomical landmarks in the image. 4. The system of claim 3, wherein the processor is further programmed for determining whether the location is the destination site. 5. The system of claim 4, wherein the processor is further programmed to: send a visual indicator to the display when the location has been determined to be the destination site. 6. The system of claim 5, wherein the visual indicator is color coded. 7. The system of claim 1, wherein the processor is further programmed for: determining an orientation of the filter with respect to anatomical landmarks using the processed intravascular ultrasound imaging signal. 8. The system of claim 1, wherein the processor is further programmed to: generate instructions for adjusting the position of the filter based on the determined orientation of the filter. 9. The system of claim 1 wherein the processor is further programmed to send a visual indicator to the display or determine an orientation of the filter or generate instructions for adjusting the position of the filter based on info... | VOLCANO CORPORATION | A61B005/00 A61B008/08 A61B008/12 A61F002/01
US10278682 | B2 | 2019-05-07 | Sheaths for medical devices | 2009-08-06 | A device is disclosed for therapeutic and/or diagnostic use in or on a patient's body. The device can have a sheath and a tool. The sheath can be made, at least in part, from a laminate. The laminate can have reinforcement fibers in longitudinal, latitudinal, helical, and/or other configurations around the sheath. The tool can be at least partially within the sheath. The tool can be attached to the sheath at one or more lengths along the tool. The sheath can be removed from the tool and replaced. | 1. A method for using a tool in or on a patient's body, comprising: attaching a distal end of a fiber-reinforced first sheath to a tool at a fixed longitudinal position with respect to the tool, wherein the tool is radially within the fiber-reinforced first sheath;sealing the first sheath to the tool, wherein the sealing step includes sealing a proximal end of the sheath to a portion of the tool by placing a proximal seal lip located at the proximal end of the sheath in contact with the portion of the tool, said portion of the tool comprising an outer surface substantially parallel to a longitudinal axis of the tool such that the proximal seal lip is adapted to slide along the outer surface of the portion of the tool; anddeploying the tool to a target site in or on a patient's body for therapy or diagnostic use, wherein deploying includes moving the tool between a first position and a second position, wherein the fiber-reinforced first sheath bends from a first point when the tool is in the first position to a second point when the tool is in the second position, wherein the fiber-reinforced first sheath has a tensile strength of greater than about 138 MPa. 2. The method of claim 1, wherein the first sheath further comprises a laminate and a reinforcement member, wherein the reinforcement member is more rigid than the laminate, and wherein the reinforcement member is substantially helical. 3. The method of claim 1, wherein deploying comprises controlling a robotic system to move the tool. 4. The method of claim 1, wherein the sealing step further includes sealing the distal end of the first sheath to the tool. 5. The method of claim 1, wherein the sealing step further includes providing a cap to the distal end of the sheath. 6. The method of claim 1, wherein the attaching step further comprises preventing the first sheath from any longitudinal movement along the tool. 7. The method of claim 1, wherein the attaching step further comprises clipping the first sheath to the tool. 8. The method of claim 1, wherein the attaching step further comprises positioning the first sheath partially over the tool. 9. The method of claim 1, wherein the attaching step comprises placing an internally extending radial extension associated with the first sheath in contact with the tool. 10. The method of claim 9, wherein the internally extending radial extension is on a distal end of the first sheath and the attaching step further comprises placing the internally extending radial extension in contact with one of a groove, notch, stop or visible marking associated with the tool. 11. The method of claim 1, wherein the deploying step comprises bending the tool from the first position to the second position. 12. The method of claim 1, wherein the tool includes a plurality of articulating sections including at least one pivot point therebetween along a longitudinal axis of the tool, and wherein the step of moving the tool between the first position and the seco... | LOMA VISTA MEDICAL, INC. | A61B017/00 A61B090/11 A61B034/30 A61B090/00 A61B034/20 A61B001/07 A61B005/00 A61B001/005 A61B001/31 A61B001/00
US10299737 | B2 | 2019-05-28 | System, tools, devices and a program for diabetes care | 2010-05-25 | A method for diabetes care, the method (which also may be referred to as, involve or incorporate at least one of a tool, device or program) allowing for the characterization of the relevance of errors of parameters affecting glucose concentration on a postprandial glucose concentration outcome for a person with diabetes mellitusm, wherein the method involves at least one of sensing, determining, calculating, predicting, describing and communicating the effects of potential errors of parameters affecting glucose concentration on postprandial glucose concentration values within a clinically relevant glucose range. | 1. A device for determining a postprandial blood glucose concentration for a person with diabetes which takes into account factors or variables in a treatment of the diabetes, the device being one of a blood glucose meter comprising a strip measurement device, a continuous glucose monitor, or an insulin pump comprising: a processor adapted to execute computer implemented instructions to provide at least one of a result, advice, and information regarding a determined postprandial blood glucose concentration for the person with diabetes, based on at least one result of an analysis of glucose, and wherein the processor is further adapted to execute computer implemented instructions to determine whether to display said at least one of a result, advice, and information based at least in part on an effect of measurement errors on the determined postprandial blood glucose concentration and associated with at least two of:a preprandial glucose concentration measurement by self-monitoring of glucose;an effect of carbohydrate-portion on maximum glucose increase;an estimate of carbohydrate amount in a meal;an effect of prandial insulin on maximum glucose decrease; andan insulin dosage;wherein when the determined postprandial blood glucose concentration including the effect of measurement errors is in a range indicative of normoglycemia, the processor is adapted to execute computer implemented instructions to display said at least one of a result, advice, and information; andwherein when the determined postprandial blood glucose concentration including the effect of measurement errors is outside a range indicative of normoglycemia such that a critical point is reached indicative of one of hypoglycemia and hyperglycemia, the processor is adapted to execute computer implemented instructions to display a warning, a corrected treatment advice, or corrected information. 2. The device of claim 1, wherein the device is portable and is provided for measuring the glucose value of a patient. 3. The device according to claim 1, wherein the processor is further adapted to execute computer implemented instructions to display the result, advice and information in a first measurement range or several first measurement ranges, and to inhibit the display of the result, advice and information in a second measurement range or in several second measurement ranges. 4. The device according to claim 1, further comprising an operably coupled display in one of wired or wireless connection with the blood glucose meter, the continuous glucose monitor, or the insulin pump. 5. The device according to claim 4, further comprising at least one movement sensor wherein the display may be activated or inhibited dependent on a signal from the movement sensor. 6. The device according to claim 1, wherein one of the measurement error is at least a margin of error for the self-monitored preprandial glucose and wherein the processor is further adapted to execute computer implemented instructio... | Roche Diabetes Care, Inc | A61B005/00 G06F019/00 A61B005/145
US10285635 | B2 | 2019-05-14 | Periodontal index creation method, periodontal index creation apparatus, periodontal index creation program, and recording medium having records of periodontal index creation program, and periodontitis diagnosis method, periodontitis diagnosis apparatus, periodontitis diagnosis program, and recording medium having records of periodontitis diagnosis program | 2013-07-31 | The sample attachment level (M) of each tooth is measured in a plurality of tooth samples taken per tooth type from a plurality of teeth extracted as unconservable teeth. A lost periodontal membrane area (SL) is calculated based on the sample attachment level (M) and a total periodontal membrane area (S). A bite force coefficient (B) different according only to each tooth type, which reflects the bite force of each tooth, is found. The relation between the bite force coefficient (B) and a lost periodontal membrane area (SLB) at the time of loss of each tooth is statistically processed for each tooth type, and a linear equation showing the relation between the bite force coefficient (B) and the lost periodontal membrane area (SLB) at the time of loss of each tooth is prepared by use of the presence of a linear relation between both parameters. | 1. A method for diagnosing periodontitis and tooth extraction for a patient, comprising: obtaining a plurality of extracted teeth which have been judged to be unconservable so as to obtain extracted unconservable teeth;measuring a sample attachment level for a plurality of samples taken from each tooth of the plurality of extracted unconservable teeth to determine a greatest sample attachment level for each tooth of the plurality of extracted unconservable teeth, the sample attachment level being a dimension ranging from a cementoenamel junction of the respective tooth, for teeth not including a veneer crown, or from a crown margin of the respective tooth, for teeth having a veneer crown, to a lowermost site of a submarginal dental calculus deposited portion of the respective tooth;calculating a lost periodontal membrane area of each tooth of the plurality of extracted unconservable teeth based on a total periodontal membrane area of the respective tooth and the greatest sample attachment level for the respective tooth;finding a bite force coefficient for each tooth of the plurality of extracted unconservable teeth, the bite force coefficient for each tooth being calculated based on a ratio between (1) a measured distance from a cusp of the respective tooth to a condyle of a temporomandibular joint of the respective tooth and (2) an expected distance between the cusp and the condyle for the respective tooth, and on a ratio between an expected length of the respective tooth and a measured length of the respective tooth;preparing a chart comprising a bite force-lost periodontal membrane straight line, the bite force-lost periodontal membrane straight line being based on a linear equation showing a relationship between the bite force coefficient and the lost periodontal membrane area for each tooth of the plurality of extracted unconservable teeth, the straight line being calculated based on a linear relationship between a value of the bite force coefficient for each tooth of the plurality of extracted unconservable teeth, and a value of the lost periodontal membrane area for each tooth;finding an at-time-of-loss lost periodontal membrane area for each tooth of the plurality of extracted unconservable teeth based on the bite force-lost periodontal membrane straight line of the prepared chart;calculating a periodontal index value at a time of loss of each tooth of the plurality of extracted unconservable teeth, based on an at-time-of-loss remaining periodontal membrane area determined by subtracting the at-time-of-loss lost periodontal membrane area from the total periodontal membrane area, wherein the periodontal index value at the time of loss=(at-time-of-loss remaining periodontal membrane area/total periodontal membrane area)×100(%);creating a periodontal index chart for each tooth of the plurality of extracted unconservable teeth, the periodontal index chart comprising a line comprising a first segment extending between a first point having a va... | - | A61B005/00 A61B010/00 A61C019/04 A61B010/02 A61C019/05 A61B005/107
US10292653 | B2 | 2019-05-21 | Mobile healthcare device and method of operating the same | 2017-10-31 | A mobile healthcare device and method of operating the same are provided. The method includes setting a mode of the mobile healthcare device to a measurement mode, displaying a screen for guiding a user to maintain a predetermined position during the measurement mode, and, in response to a predetermined amount of time passing from a time at which the screen begins to be displayed, obtaining state information of the user based on bio information of the user, the bio information being received from a sensor. | 1. A method of operating a mobile healthcare device, the method comprising: displaying, by a display, a guidance screen for guiding a posture of a user;receiving, from the user, an input at first electrodes and second electrodes of the mobile healthcare device, the first electrodes and the second electrodes being external to the display;changing, by the display, the guidance screen to a dynamic screen for guiding the user to maintain the posture to prevent generation of motion artifacts, in response to the input being received at the first electrodes and the second electrodes while the guidance screen is displayed, the dynamic screen including an image that is changed according to time;measuring, by a processor, bio information of the user, in response to the input being received at the first electrodes and the second electrodes while the dynamic screen is displayed; andin response to the bio information being measured, changing, by the display, the dynamic screen to a new screen indicating state information of the user that is obtained based on the bio information that is measured. 2. The method of claim 1, wherein the dynamic screen is displayed for 10 seconds or less. 3. The method of claim 1, wherein the bio information comprises a body impedance of the user. 4. The method of claim 1, wherein the state information comprises any one or any combination of body fat, a skeletal muscle mass, a muscle mass, a degree of obesity, a muscle strength, an edema value, a body composition ratio, and an amount of intra-abdominal fat. 5. The method of claim 1, further comprising storing user information comprising any one or any combination of a height, a gender, and a weight of the user. 6. The method of claim 1, wherein the first electrodes are exposed through an inner surface of the mobile healthcare device, and are configured to contact a wrist of the user, and the second electrodes are exposed through an outer surface of the mobile healthcare device, and are configured to be touched by a finger of the user. 7. The method of claim 1, wherein an area of either one or each of the second electrodes is less than or equal to 0.2 cm2. 8. A mobile healthcare device comprising: first electrodes and second electrodes configured to receive an input from a user;a display configured to display a guidance screen for guiding a posture of the user, the first electrodes and the second electrodes being external to the display; anda processor configured to: control the display to change the guidance screen to a dynamic screen for guiding the user to maintain the posture to prevent generation of motion artifacts, in response to the input being received at the first electrodes and the second electrodes while the guidance screen is displayed, the dynamic screen including an image that is changed according to time;control to measure bio information of the user, in response to the input being received at the first electrodes and the second electrodes while the dynamic s... | SAMSUNG ELECTRONICS CO., LTD. | A61B005/00 G06F019/00 A61B005/053 G16H040/63 A61B005/0402
US10299979 | B2 | 2019-05-28 | Upper limbs rehabilitating, monitoring and/or evaluating interactive device | 2015-03-26 | The present invention relates to a two-degree-of-freedom planar rehabilitating, monitoring and/or evaluating device comprising a first guiding mechanism (2), a second guiding mechanism (3), substantially parallel to the first guiding mechanism (2), a third guiding mechanism (4), substantially perpendicular to the first and second guiding mechanisms (2, 3), and an end-effector (5), wherein the third guiding mechanism (4) is connected to the first and second guiding mechanisms (2, 3), and wherein the end-effector (5) is connected to the third guiding mechanism (4). The present invention also relates to a two-degree-of-freedom planar rehabilitating, monitoring and/or evaluating interactive device adapted for rehabilitation, monitoring and/or assessment of the upper limbs of a subject, comprising said device. | 1. A two-degree-of-freedom planar rehabilitating, monitoring and/or evaluating device, comprising: a first guiding mechanism,a second guiding mechanism, substantially parallel to the first guiding mechanism,a third guiding mechanism, substantially perpendicular to the first and second guiding mechanisms, andan end-effector,wherein the third guiding mechanism is connected to the first and second guiding mechanisms, the end-effector is connected to the third guiding mechanism; andwherein:the first guiding mechanism comprises at least one first guiding rail, a first slider slidably connected to the at least one first guiding rail and a first driving module driving the first slider;the second guiding mechanism comprises at least one second guiding rail, a second slider slidably connected to the at least one second guiding rail;the third guiding mechanism comprises at least one third guiding rail, a third slider slidably connected to the at least one third guiding rail and a third driving module driving the third slider; andwherein the second guiding mechanism does not comprise any driving module. 2. The two-degree-of-freedom planar rehabilitating, monitoring and/or evaluating device according to claim 1, wherein the third guiding mechanism is connected to the first and second guiding mechanisms through the first and second sliders. 3. The two-degree-of-freedom planar rehabilitating, monitoring and/or evaluating device according to claim 1, wherein the end-effector is connected to the third slider. 4. The two-degree-of-freedom planar rehabilitating, monitoring and/or evaluating device according to claim 1, wherein the end-effector may be driven by the driving modules along a first axis defined by the at least one third guiding rail and along a second axis defined by the at least one first guiding rail. 5. The two-degree-of-freedom planar rehabilitating, monitoring and/or evaluating device according to claim 1, wherein the at least one first, second and/or third guiding rails allow a linear movement of the first, second and/or third sliders whose amplitude extends to 2 meters. 6. The two-degree-of-freedom planar rehabilitating, monitoring and/or evaluating device according to claim 1, wherein the second slider takes-up the torque induced by the force applied by a subject on the third guiding mechanism. 7. The two-degree-of-freedom planar rehabilitating, monitoring and/or evaluating device according to claim 1, wherein the second slider comprises a main body and at least one bearing part protruding downwards from the main body, wherein said at least one bearing part is slidably connected to the at least one second guiding rail and wherein the length, along the axis of the at least one second guiding rail, of said at least one bearing part between the two bearing points located at the opposite ends is at least 10 centimeters. 8. The two-degree-of-freedom planar rehabilitating, monitoring and/or evaluating device according to claim 7, wherein the s... | UNIVERSITE CATHOLIQUE DE LOUVAIN | A61H001/02 A63B071/06 A63B024/00 A63B021/00 A63F013/98 A61B005/11 A61B005/00 A63F013/25 A63B023/12 A63B021/005 A63B022/20 A63B022/00 A63B071/00
US10299683 | B2 | 2019-05-28 | System and method for differentiation of normal myocardium from diffuse disease using T1 mapping in non-ischemic cardiomyopathies and others | 2013-03-20 | A method for differentiation of normal myocardium from diffuse disease using T mapping includes acquiring one or more images of a patient by an imaging apparatus, generating a T1 map from the one or more images, defining a region of interest within the one or more images, determining the average T1 value within the region of interest, comparing the average T1 value within the region of interest to a cut-off T1 value, and determining a diagnosis of the region of interest from the comparison. | 1. A magnetic resonance system comprising: a magnetic resonance imaging apparatus; andone or more processors programmed to: receive one or more images of a heart of a patient acquired by the magnetic resonance imaging apparatus;generate a T1 map from the one or more images;define a region of interest within the one or more images;determine the average T1 value within the region of interest;compare the average T1 value within the region of interest to a cut-off T1 value; anddetermine a hypertrophic cardiomyopathy (HCM) or non-ischemic dilated cardiomyopathy (DCM) diagnosis of the region of interest from the comparison;wherein the one or more images of the heart of the patient are acquired only without contrast agent and the generated T1 map is a native T1 map. 2. The magnetic resonance system according to claim 1, wherein the one or more processors are further programmed to perform: a motion correction of the T1 mapping; anda heart rate correction of the T1 values. 3. The magnetic resonance system according to claim 1, wherein the T1 mapping utilizes a Modified Look-Locker Inversion imaging sequence. 4. The magnetic resonance system according to claim 1, wherein the heart rate correction includes: checking for a correlation between heart rate of the patient and T1 values; andnormalizing the T1 values using the correlation. 5. The magnetic resonance system according to claim 1, wherein the HCM or non-ischemic DCM diagnosis for an average T1 value above the cut-off T1 value is disease and the HCM or non-ischemic DCM diagnosis for an average T1 value below the cut-off T1 value is healthy. 6. The magnetic resonance system according to claim 1, wherein the cut-off T1 value is 1184 ms. 7. The magnetic resonance system according to claim 1, wherein the region of interest is the myocardium or part of the myocardium. 8. A magnetic resonance system, comprising: an imaging apparatus which acquires one or more images of a patient without contrast agent present;a T1 mapping processor which generates a native T1 map from the one or more images; anda T1 value processor which defines a region of interest within the one or more images, determines the average T1 value within the region of interest, compares the average T1 value within the region of interest to a cut-off T1 value, and provides a diagnosis based on the comparison;wherein a diagnosis for an average T1 value below the cut-off T1 value is healthy. 9. The system according to claim 8, wherein the T1 mapping processor further corrects for at least one of motion of the T1 map and T1 values for heart rate. 10. The system according to claim 8, wherein the T1 mapping utilizes a Modified Look-Locker Inversion imaging sequence. 11. The system according to claim 8, wherein the heart rate correction includes: checking for a correlation between heart rate of the patient and T1 values; andnormalizing the T1 values using the correlation. 12. The magnetic resonance system according to claim 8, wherein the r... | KONINKLIJKE PHILIPS N.V. | A61B005/00 A61B005/055 G01R033/56
US10286189 | B2 | 2019-05-14 | Guidewire clamp and introducer | 2017-06-26 | A guidewire for medical procedures can be maintained in a coiled configuration with a clamp. Multiple clamped and coiled guidewires may be stored in a fluid-filled, storage bowl concurrently. Different clamps may have different colors to differentiate the clamps and clamped guidewires. The clamps may be markable to provide additional differentiation. The clamps can further comprise a guidewire introduction funnel and/or a guidewire torquer. | 1. A method of storing one or more guidewires, the method comprising: providing a first clamp comprising a first portion, a second portion, and a pivotable portion therebetween, wherein the first and second portions are foldable or pivotable relative to one another about the pivotable portion to open or close the first clamp, and wherein the first and second portions comprise upper surfaces configured to approximate or contact one another when the first clamp is closed and to facilitate capture of a first guidewire between the upper surfaces of the first and second portions;wrapping the first guidewire into a coiled configuration, the first guidewire in the coiled configuration having a coiled portion and a free end portion;closing the first clamp over the coiled portion of the first guidewire such that one or more guidewire loops of the coiled portion of the first guidewire are captured by one or more surface features of the upper surfaces of the first clamp, the one or more surface features comprising teeth, ridges, or ribs sized and shaped to accommodate the one or more guidewire loops, and a high friction material or coating, the high friction material or coating being soft and compliant so as to minimize damage to a guidewire captured by the one or more surface features; andplacing the closed first clamp and first guidewire into a fluid-filled storage bowl. 2. The method of claim 1, further comprising: providing a second clamp comprising a first portion, a second portion, and a pivotable portion therebetween, wherein the first and second portions are foldable or pivotable relative to one another about the pivotable portion to open or close the second clamp, and wherein the first and second portions comprise upper surfaces configured to approximate or contact one another when the second clamp is closed and to facilitate capture of a second guidewire between the upper surfaces of the first and second portions;wrapping the second guidewire into a coiled configuration, the second guidewire in the coiled configuration having a coiled portion and a free end portion;closing the second clamp over the coiled portion of the second guidewire such that one or more guidewire loops of the coiled portion of the second guidewire are captured by one or more surface features of the upper surfaces of the second clamp, the one or more surface features comprising teeth, ridges, or ribs sized and shaped to accommodate the one or more guidewire loops, the one or more surface features comprising the high friction material or coating, said high friction material or coating being soft and compliant so as to minimize damage to a guidewire captured by the one or more surface features; andplacing the closed second clamp and second guidewire into the fluid-filled storage bowl. 3. The method of claim 2, wherein one or more of the first or second clamps are markable. 4. The method of claim 1, further comprising coupling a funnel structure to the first clamp and advancin... | - | A61B005/00 A61M025/09 F16B002/10 A61M025/00 B65B063/04
US10285630 | B2 | 2019-05-14 | Biological information measurement system and biological information measurement method | 2017-04-28 | A biological information measurement system includes a light emitting portion, a light receiving portion, a light detection portion, a wireless transmission portion, a reception portion that receives information to specify a change corresponding to an increase or a decrease in the concentration or the amount of hemoglobin, wirelessly transmitted from the wireless transmission portion, and a determination portion that monitors information regarding a change in a blood flow based on the information for specifying a change corresponding to an increase or a decrease in the concentration or the amount of hemoglobin, received by the reception portion, over time, and determines whether or not a rate of the change in a blood flow exceeds a predetermined reference value in a case where there is a change in the information regarding a change in a blood flow according to a timing of chest compressions of the subject. | 1. A biological information measurement system applied to a subject requiring cardiopulmonary resuscitation, comprising: a biological information measurement section; anda biological information output section,wherein the biological information measurement section comprises:a light emitting portion configured to irradiate the head of the subject with near-infrared light,a light receiving portion configured to receive light as a result of the near-infrared light applied from the light emitting portion propagating inside the head of the subject,a light detection portion that detects the intensity of the light received by the light receiving portion, anda wireless transmission portion that wirelessly transmits information to specify a change corresponding to an increase or a decrease in the concentration or the amount of hemoglobin in blood based on the light intensity detected by the light detection portion, andwherein the biological information output section comprises:a reception portion that receives the information to specify a change corresponding to an increase or a decrease in the concentration or the amount of hemoglobin, wirelessly transmitted from the wireless transmission portion of the biological information measurement section, anda determination portion that monitors information regarding a change in a blood flow based on the information to specify a change corresponding to an increase or a decrease in the concentration or the amount of hemoglobin in blood based on the light intensity, received by the reception portion, over time, and determines whether or not a rate of the change in a blood flow exceeds a predetermined reference value when there is a change in the information regarding a change in a blood flow according to a timing of chest compressions of the subject, whereinthe biological information output section further comprises:a calculation portion that performs a calculation process on the information to specify a change corresponding to an increase or a decrease in the concentration or the amount of hemoglobin, received by the reception portion, andwhen the determination portion determines that the predetermined reference value is exceeded, the biological information output section outputs output information based on notification information to notify the outside that the predetermined reference value is exceeded,wherein the light emitting portion of the biological information measurement section irradiates the head of the subject with near-infrared light having three different wavelengths, and the three different wavelengths are a first wavelength λ1 (770 nm±20 nm), a second wavelength λ2 (805 nm±20 nm), and a third wavelength λ3 (870 nm±20 nm), andthe light emitting portion and the light receiving portion of the biological information measurement section include a light emitting portion (o1) and a light receiving portion (p1) for performing measurement, provided on the left as a pair, and a light emitting portion (o2) and... | Trilobite Co. Ltd. | A61B005/1455 A61B005/026 A61B005/00 A61B005/024 A61H031/00
US10285829 | B2 | 2019-05-14 | System and method for fabricating custom medical implant devices | 2015-05-12 | A method for creating tubular inserts is useful for creating custom fitted inserts that correspond to the anatomy of a patient and solve the problem of pressure points, wear of the implant, damage to surrounding tissue, and denting. Surface measurements of the affected portion of a patient's internal cavity are obtained. Those measurements are used to design a core. The core is 3D printed with a soluble material. The core is wrapped with a thin filament or film such that the contours from the core develop on the outer surface of the covering. The covering is hardened and the core is dissolved away, leaving a custom-made implant device that can be deposited in the patient's cavity. | 1. A method for creating a tubular insert comprising: obtaining surface measurements for an internal surface of a portion of a patient;using the surface measurements to create a core design having non-uniform surfaces;3D printing a porous core with a water soluble sugar from the core design;wrapping a thermoplastic filament multiple times around a circumference of the porous core in a first helical direction and a second helical direction that is opposite the first helical direction wherein the second helical direction forms an overlapped pattern with the first helical direction and a plurality of fused overlap points are formed where the second helical direction crosses over the first helical direction;hardening the filament to create a tubular insert;placing the porous core in water to dissolve at least a portion of the porous core; andseparating the tubular insert from the porous core. 2. The method of claim 1 wherein the internal surface is within a trachea of the patient, further comprising: compressing the tubular insert to reduce an outer diameter of the tubular insert;inserting the tubular insert into the trachea; andallowing the tubular insert to expand and compress against the inner surface of the trachea. 3. The method of claim 1 wherein the internal surface is within an artery of the patient, further comprising: compressing the tubular insert to reduce an outer diameter of the tubular insert;inserting the tubular insert into the artery; andallowing the tubular insert to expand and compress against the inner surface of the artery. 4. The method of claim 1 further comprising: heating the filament to a temperature between a glass transition temperature and a melting temperature for the filament; andthermally bonding a first portion of the filament to a second portion of the filament. 5. The method of claim 1 further comprising: absorbing the filaments by the trachea, wherein the filament material is a bioplastic material. 6. A method for creating a tubular insert comprising: obtaining magnetic resonance imaging (Mill) data for a portion of a patient;converting the MRI data into 3D mesh data for an internal surface of the portion of the patient;using surface measurements of the internal surface to create a core design having non-uniform surfaces;3D printing a porous core with a water soluble sugar from the core design;wrapping a thermoplastic filament multiple times around a circumference of the porous core in a first helical direction and a second helical direction that is opposite the first helical direction wherein the second helical direction forms an overlapped pattern with the first helical direction and a plurality of fused overlap points are formed where the second helical direction crosses over the first helical direction;hardening the filament to create a tubular insert;placing the porous core in water to dissolve at least a portion of the porous core; andseparating the tubular insert from the porous core. 7. The method of... | 3D SYSTEMS, INC. | B33Y010/00 B29C033/52 B29C070/30 A61F002/82 A61M016/04 B29C053/60 B29C053/82 A61F002/92 A61F002/30 B33Y080/00 G01R033/56 B29C053/58 B29C064/106 B29K067/00 B29L031/00 A61F002/88 A61F002/04 B29C041/14 A61B005/055 A61B005/107 A61B006/03 A61B006/00 B29C053/66 B29C064/00
US10285598 | B2 | 2019-05-14 | Continuous positioning apparatus and methods | 2015-08-17 | Improved apparatus and methods for non-invasively assessing one or more parameters associated with systems such as fluidic circulating systems (e.g., the circulatory system of a living organism). In a first aspect, an improved method of continuously measuring pressure from a compressible vessel is disclosed, wherein a substantially optimal level of compression for the vessel is achieved and maintained using dynamically applied dither perturbations (e.g., modulation) on the various axes associated with the vessel. In a second aspect, an improved apparatus and method are provided for monitoring hemodynamic parameters, such as blood pressure, in a continuous and non-invasive manner while operating under a single unifying scheme. One variant of this scheme using a simulated annealing (SA) type approach to determining and maintaining an optimal operating state. | 1. Transient event-resistant apparatus configured to maintain an optimal level of compression between one or more sensors and a blood vessel, said transient event-resistant apparatus comprising: said one or more sensors configured to be disposed proximate said blood vessel;a data storage apparatus; anda digital processor apparatus configured to run a computer program thereon, said computer program comprising a plurality of instructions which are configured to, when executed by said digital processor apparatus, cause said transient event-resistant apparatus to: analyze a first plurality of signals generated by said one or more sensors at a first location proximate to said blood vessel;obtain first data related to one or more first parameters measured by said one or more sensors at said first location;generate a first plurality of control signals for a motor configured to adjust a position of each of said one or more sensors;store said first data at said data storage apparatus; cause placement of said one or more sensors at one or more second locations proximate to said blood vessel;obtain second data related to one or more second parameters measured by said one or more sensors at said one or more second locations; andprocess said second data with regards to said first data to determine data indicative of an optimized location, wherein said process of said second data with respect to said first data at least in part comprises: application of a correction factor to said second data to generate corrected data;assignment of a value of closeness of said one or more second locations to said optimized location based at least in part on said corrected data;calculation of a difference between said value of closeness at said one or more second locations and an assigned value assigned of closeness of said first location to said optimized location; andbased at least in part on said difference, determination of a size of a dither value. 2. The transient event-resistant apparatus of claim 1, wherein said one or more sensors comprises one or more pressure transducers, said one or more pressure transducers housed in an applanation assembly, said applanation assembly in signal communication with said digital processor apparatus and configured to cause an applanator to applanate said blood vessel. 3. The transient event-resistant apparatus of claim 2, wherein said applanator is configured to vary a level of applanation of said blood vessel in order to maintain said blood vessel in an optimal state of compression for signal obtainment. 4. The transient event-resistant apparatus of claim 1, wherein said first plurality of control signals comprises at least an instruction to move said one or more sensors a distance between a target position and said first location, said distance derived as a function of a value associated with a closeness of said first location to an optimal position based at least in part on said analysis of said first plurality of signals. 5. Th... | United States GTM Medical Devices | A61B005/02 A61B005/0225 A61B005/021 A61B005/00 A61B005/022
US10282879 | B2 | 2019-05-07 | Information processing apparatus and information processing method | 2016-04-13 | There is provided an information processing apparatus including: an acquisition unit that acquires measurement results of a user's skin state; and a presentation unit that displays a chart image configured by arranging a plurality of areas, to which a plurality of items of the measurement results are assigned, having a same shape and a same size in respective directions with a predetermined position used as the center and arranging score images representing scores of the items inside each of the areas so as to have sizes corresponding to the scores and to expand from the predetermined position. | 1. An apparatus, comprising: a display screen; andcircuitry configured to: receive data values for a plurality of parameters of biological information;prepare first image data based on the received data values;generate a first image based on the first image data, wherein the first image is an image of a flower of a plant, wherein the plurality of parameters represents portions of the plant, and wherein at least two parameters of the plurality of parameters represent a plurality of petals of the flower; anddisplay a petal of the plurality of petals on the display screen, wherein the petal is associated with a number that corresponds to a measured value of a respective parameter of the plurality of parameters. 2. The apparatus of claim 1, wherein the biological information is representative of human skin quality. 3. The apparatus of claim 1, wherein the plurality of parameters comprises moisture, wrinkle, and clarity. 4. The apparatus of claim 1, wherein the circuitry is further configured to render, on the display screen, the plurality of petals in different colors, and wherein the plurality of petals corresponds to different parameters of the plurality of parameters. 5. The apparatus of claim 1, wherein a size of the petal of the plurality of petals corresponds to the measured value of the respective parameter of the plurality of parameters. 6. The apparatus of claim 1, wherein a count of the plurality of petals is based on a user input. 7. The apparatus of claim 1, wherein a center of a blossom on the flower indicates a combined score of measured values for the plurality of parameters. 8. The apparatus of claim 1, wherein the circuitry is further configured to render at least one parameter of the plurality of parameters on the display screen as a leaf on a stem of the flower. 9. The apparatus of claim 1, wherein the circuitry is further configured to: prepare second image data to generate a second image of the plant;generate the second image of the plant based on the second image data; andcompare the first image with the second image. 10. The apparatus of claim 9, wherein the circuitry is further configured to: receive values of the plurality of parameters at a specific time; andgenerate the second image based on the values of the plurality of parameters. 11. The apparatus of claim 1, wherein the circuitry is further configured to: receive data representative of at least one user life habit;prepare second image data based on the received data;generate the second image based on the second image data, wherein the second image is an image of roots of the plant, and wherein the at least one user life habit represents portions of the roots. 12. The apparatus of claim 11, wherein the at least one user life habit comprises sleep and exercise. 13. A non-transitory computer-readable medium having stored thereon computer-executable instructions that, when executed by a processor that is in communication with a display screen of an apparatus, c... | SONY CORPORATION | G06T011/60 G16H050/30 A61B005/00 G06F019/00 G06F019/26 G06T011/00
US10299703 | B2 | 2019-05-28 | Monitoring a neuromuscular blockade status | 2016-06-23 | The present disclosure relates to various methods for determining a neuromuscular blockade status and systems suitable for performing such methods. The present disclosure further relates to electro-stimulation electrodes for stimulating a muscle of a patient, optionally in the context of at least some of the mentioned methods. The present disclosure still further relates to hybrid air-signal connectors for use in an electro-stimulation cuff which can be used in the context of at least some of the cited methods. The present disclosure also relates to electro-stimulation circuits comprising an electrode portion and a track portion suitable for pressure cuffs for electro-stimulation, and to pressure cuffs configured to be arranged around a limb of a patient and comprising an active electro-stimulation electrode and a passive electro-stimulation electrode. These electro-stimulation circuits and pressure cuffs may also be used in the context of at least some of the mentioned methods. | 1. A pressure cuff configured to be disposed interchangeably around a right arm and a left arm of a patient, each of the right arm and left arm including a peripheral motor nerve, the peripheral motor nerve having an outer membrane, the pressure cuff comprising; an active electro-stimulation electrode that is configured to transmit an electrical current and is arranged in the pressure cuff such that when the pressure cuff is disposed around either the right arm or the left arm, a contact surface of the active electro-stimulation electrode is respectively arranged at least partially over the peripheral motor nerve of the right arm and left arm, the active electro-stimulation electrode configured to transmit the electrical current to the peripheral motor nerve; anda passive electro-stimulation electrode that is configured to collect at least a portion of the transmitted electrical current, the passive electro-stimulation electrode being arranged in the pressure cuff such that when the pressure cuff is disposed around either the right arm or the left arm, with the contact surface of the active electro-stimulation electrode respectively arranged at least partially over the peripheral motor nerve of right arm and left arm, an entirety of a contact surface of the passive electro-stimulation electrode is respectively arranged on the right arm and left arm and not over the peripheral motor nerve, such that the transmitted electrical current is capable of being collected by the passive electro-stimulation electrode in a manner that prevents hyperpolarization of the outer membrane of the peripheral motor nerve. 2. A pressure cuff according to claim 1, wherein the active electro-stimulation electrode is a first electrode portion of a first electro-stimulation circuit, and the passive electro-stimulation electrode is a second electrode portion of a second electro-stimulation circuit; wherein the first electro-stimulation circuit further comprises a first track portion for conducting the electrical current to the first electrode portion, and the second electro-stimulation circuit further comprises a second track portion for conducting the electrical current from the second electrode portion; whereinthe first electrode and the first track portion are integrally formed as a single multilayer film having a first plurality of layers comprising a first layer of thermoplastic polymer doped with electrically conductive particles and a second layer of electrically conductive material, said layers being attached to each other; and whereinthe second electrode and the second track portion are integrally formed as a single multilayer film having a second plurality of layers comprising a first layer of thermoplastic polymer doped with electrically conductive particles and a second layer of electrically conductive material, said layers being attached to each other. 3. A pressure cuff according to claim 2, wherein each of the first and second electro-stimulation circuits ... | RGB MEDICAL DEVICES S.A. FUNDACIÓ EURECAT José Javier Rodiera Olivé | A61B005/00 A61B005/11 A61N001/04 A61N001/05 A61N001/36 A61B005/022 A61B005/0488 A61B005/05
US10295619 | B2 | 2019-05-21 | Bed apparatus for magnetic resonance imaging apparatus and magnetic resonance imaging apparatus | 2013-01-09 | According to one embodiment, a bed apparatus for a magnetic resonance imaging apparatus includes a table, a table driving mechanism, a bed supporting part, and a cable guide. The table provides a connection port for a reception coil of magnetic resonance signals. The table driving mechanism is configured to shift the table. The bed supporting part is configured to support the table. The cable guide is configured to protect a signal cable between the table and the bed supporting part and to bend a portion of the signal cable along with a move of the table. The signal cable is connected to the connection port. The portion of the signal cable corresponds to a position of the table. | 1. A bed apparatus for a magnetic resonance imaging apparatus, said bed apparatus comprising: a table providing a connection port for a reception coil of magnetic resonance signals;a table driving mechanism configured to shift said table longitudinally along a horizontal direction;a bed supporting part configured to support said table there-above; anda cable guide configured to protect a signal cable disposed under said table and connected at one end to said connection port as the cable passes between said table and said bed supporting part by bending successive portions of the signal cable in a vertical direction transverse to longitudinal movement of said table as the table is moved to respectively corresponding different positions in the horizontal direction;whereinsaid cable guide is configured to permit vertical lifting of the table from the bed supporting part while the cable is still connected to said connection port;one end of said cable guide is connected to an underside of said table adjacent said connection port;said bed supporting part includes an upwardly-facing rectilinear concavity extending horizontally parallel to longitudinal movements of the table located there-above, said concavity having side-walls and a bottom which provide guidance to moving lower portions of said cable guide housed in said concavity as the table is moved in the horizontal direction;a second end of said cable guide is connected to the bed supporting part adjacent an opening; andsaid signal cable passes through said opening in an end face of the concavity located between ends of the bed supporting part. 2. The bed apparatus for a magnetic resonance imaging apparatus as in claim 1, wherein said table driving mechanism has: a table driving power source; anda power transmission part configured to transmit a power output from said table driving power source to said table by moving in the length direction of the concave portion without contacting said cable guide and a wall surface forming the concave portion, said power transmission part being connected to said table. 3. The bed apparatus for a magnetic resonance imaging apparatus as in claim 2, wherein said table driving power source is located at an end part of said bed supporting part, the end part being at an opposite side from a side to which said table is sent outwardly. 4. The bed apparatus for a magnetic resonance imaging apparatus as in claim 1, wherein said cable guide has: tubal members each having two open ends; andconnection members each configured to connect adjacent tubal members while leaving a gap between adjacent tubal members to permit one of the adjacent tubal members to be inclined with respect to another. 5. The bed apparatus for a resonance imaging apparatus as in claim 1, wherein said table has a guard member at an end of said table, the guard member being configured to define a uniform gap between said bed supporting part and said table in a state where said table has been set on sai... | TOSHIBA MEDICAL SYSTEMS CORPORATION | G01R033/30 A61B005/055 G01R033/36
US10282959 | B2 | 2019-05-07 | Fatigue time determination for an activity | 2012-12-17 | Systems and methods for determining an actual fatigue time (AFT) for an activity are provided. The method comprises receiving a standard fatigue time (SFT) representing a time duration. The SFT is indicative of an onset of fatigue in individuals upon continuously performing the activity. The method further comprises receiving at least one external parameter and a fatigue index corresponding to the at least one external parameter. The at least one external parameter and the fatigue index are associated with the activity. The method further comprises determining the AFT for the activity based upon the SFT and the fatigue index. | 1. A computer implemented method for determining an actual fatigue time (AFT) for a worker performing an activity, the method comprising: identifying, by a processor, the worker performing the activity based upon a set of biological parameters of the worker received from a set of bio sensors, wherein the activity is operating a heavy machine, wherein the set of biological parameters comprises at least one of a biological signal produced by the worker during the activity and biometric data of the worker;receiving a standard fatigue time (SFT) of the activity, by the processor, wherein the standard fatigue time is indicative of a time duration for an onset of fatigue in the worker upon continuously performing the activity, wherein the onset of fatigue in the worker is determined by measuring a change in the set of biological parameters;receiving, by the processor, a plurality of external parameters associated with the activity and applicable to the worker performing the activity by using a set of external sources, wherein the external parameters alter the SFT of the activity based on the worker and an external parameter from the plurality of external parameter, and wherein the external parameter is classified into one or more sub-categories, wherein each of the one or more sub-categories is associated with a fatigue index;and wherein the plurality of external parameters comprise at least one of a machine condition of the heavy machine, a machine type of the heavy machine, a climatic condition during the activity, and a time of a day during the activity;determining, by the processor, the actual fatigue time for the worker performing the activity based upon the standard fatigue time, a worker specific fatigue factor based on biological condition of the worker performing the activity, and the fatigue index associated with each of the sub-categories of the external parameters, wherein the actual fatigue time is representative of a time duration that the worker spends performing the activity continuously before feeling fatigued; andgenerating, by the processor, a real time fatigue index of the worker performing the activity based upon the actual fatigue time, wherein the real time fatigue index is indicative of a degree of fatigue in the worker in real time, and wherein the real time fatigue index is represented as an increasing bar that increases as the time duration of the worker approaches actual fatigue time. 2. The computer implemented method of claim 1, further comprising generating a work schedule for the activity based upon the actual fatigue time, wherein the work schedule comprises an on-time duration and an off-time duration for the worker performing the activity. 3. The computer implemented method of claim 2, further comprising: monitoring compliance of the worker with the work schedule; andgenerating an alert on non-compliance of the worker with the work schedule. 4. The computer implemented method of claim 1, wherein the activity is dri... | TATA CONSULTANCY SERVICES LIMITED | G08B021/02 A61B005/18 G08B021/06 G06Q010/06 A61B005/00 G06F019/00 G16H040/67 A61B005/0402 A61B005/0476 A61B005/0488 A61B005/11
US10282064 | B2 | 2019-05-07 | Graphical user interface for medical instruments | 2013-05-31 | The invention provides for medical instrument (200, 300) comprising a medical imaging system (202, 302) for acquiring medical image data (236) from an imaging zone (204) and a treatment system (206, 322) for depositing energy into a treatment zone (208). A processor executing instructions receives (100) a selection of a reference location and one or more anatomical references. The instructions cause the processor to repeatedly: deposit energy into the subject using a treatment system; acquire medical imaging data with the medical imaging system; determine a cumulative dosage data from the medical image data; determine (112) a first registration (242) for the reference location; determine (114) a second registration (244) for the one or more anatomical references; render (116) the medical image, the one or more anatomical references, and the cumulative dosage data (270) in the graphical user interface; and halt the deposition of energy into the subject if a halt command is received from the graphical user interface. | 1. A medical instrument comprising: a medical imaging system for acquiring medical image data from an imaging zone;a treatment system for depositing energy into a treatment zone, wherein the treatment zone is within the imaging zone, wherein the treatment system is operable for depositing energy into a subject;a display for displaying a graphical user interface to an operator, wherein the graphical user interface is operable for receiving a halt command;a processor for controlling the medical instrument; anda computer storage for storing machine executable instructions for execution by the processor, wherein execution of the instructions causes the processor to receive a selection of a reference location; wherein execution of the instructions further causes the processor to receive a selection of one or more anatomical references, wherein execution of the instructions further causes the processor to repeatedly: control the treatment system depositing the energy into the subject in accordance with a treatment plan;control the medical imaging system to acquire the medical image data;reconstruct a medical image using the medical image data;determine cumulative dosage data at least partially from controlling the treatment system depositing the energy into the subject, wherein the cumulative dosage data are registered to the medical image;determine a first registration which registers the reference location to the medical image;determine a second registration which registers the one or more anatomical references to the medical image;render the medical image in the graphical user interface using the first registration to place the reference location in a predetermined position in the graphical user interface, such that the first registration enables the reference location to be displayed on a same position in the graphical user interface if the subject moves;render a representation of the one or more anatomical references in the graphical user interface using the second registration;render the cumulative dosage data in the graphical user interface, wherein the cumulative dosage data is superimposed on the medical image; andcontrol the treatment system to halt the depositing the energy into the subject if the halt command is received from the graphical user interface. 2. The medical instrument of claim 1, wherein execution of the instructions further causes the processor to receive display plane position data and orientation data from the user interface, wherein execution of the instructions further causes the processor to interpolate the medical image data to display multi-planar-reconstructed slices in the graphical user interface using the display position and orientation data. 3. The medical instrument of claim 1, wherein execution of the instructions further causes the processor to display a template display tool on the graphical user interface, wherein the template display tool is operable for selecting at least one template display plane positi... | KONINKLIJKE PHILIPS N.V. | G06F019/00 A61B005/055 A61B005/00 A61B008/00 A61B005/01 A61B008/13 A61N005/10 A61B018/20 A61B018/18 A61B018/12 A61N007/00 A61N005/00 A61F007/00 G06F003/0484 A61N007/02 G01R033/48 G01R033/54 A61B034/00 G16H040/63 A61B018/00 A61B090/00
US10292626 | B2 | 2019-05-21 | Method and device for conducting a pure tone audiometry sceening | 2012-09-18 | A screening device for conducting a tone audiometry includes a tone generator, an input device, and a controller device. The controller device is arranged to repeatedly perform: selecting a test stimulus from a group of test stimuli; applying the selected test stimulus to a test person; receiving via the input device from the test person a response indicating which test stimulus was heard by the test person; and adjusting an intensity according to the received response for selecting a next test stimulus. The group of test stimuli includes (i) no tone at all, (ii) a single tone with a first frequency and a first given intensity, and (iii) a multitude of tones of a second frequency and a second given intensity. The second frequency is higher than the first frequency and the multitude of tones have a duration shorter than the duration of the single tone. | 1. A screening device for conducting an automated audiometry screening, comprising: a tone generator configured to deliver pure tones of different frequencies and intensities;an input device;a controller device including one or more hardware processors, the controller device arranged to interact with the input device and arranged to iteratively perform the following steps: selecting as a test stimulus from the following test stimuli: (i) no tone at all,(ii) a single tone with a first frequency and a first given intensity, or(iii) a plurality of tones of a second frequency and a second given intensity, the second frequency being higher than the first frequency, and each tone of the plurality of tones having a duration that is shorter than a duration of the single tone,wherein the controller device is configured to cause each of the test stimuli (i), (ii), and (iii) to be delivered upon selection of the test stimulus;applying the selected test stimulus to a test person;receiving via the input device from the test person a response indicating which test stimulus was heard by the test person; andif the response from the test person indicates that the test stimulus (ii) of the single tone or test stimulus (iii) of the plurality of tones, respectively, was heard by the test person, automatically adjusting the given first or second intensity for a next iteration of a next selected test stimulus, when the next selected test stimulus is test stimulus (ii) of the single tone or test stimulus (iii) of the plurality of tones. 2. The device according to claim 1, further comprising an air-conduction transducer. 3. The device according to claim 1, wherein the input device includes response buttons that are software implemented buttons on a touch screen adaptable to the test person. 4. The device according to claim 1, further comprising a microphone configured to measure the ambient noise; andan electronic device capable of conducting an ambient noise based trial rejection. 5. The device according to claim 1, wherein the input device includes at least three response buttons. 6. The screening device according to claim 1, wherein the screening device comprises a computer, the controller device being at least a component of the computer. 7. The screening device according to claim 1, wherein the tone generator includes one or more speakers. 8. A screening system for automatedly conducting audiometry screening, comprising: a tone generator adapted to deliver tones of different frequencies and intensities;an input device;a controller device including one or more hardware processors, the controller device arranged to interact with the input device and arranged to iteratively perform the following: selecting as a test stimulus from the following test stimuli: (i) no tone at all,(ii) a single tone with a first frequency and a first given intensity, or(iii) a plurality of tones of a second frequency and a second given intensity, the second frequency being higher th... | JACOTI BVBA | A61B005/12 A61B005/0484
US10285609 | B2 | 2019-05-14 | Implantable device and production method for an implantable device | 2014-08-19 | Embodiments of the invention include a temporarily or permanently implantable medical device with an elongate electrical line, and a method of producing the implantable medical device. The elongate electrical line includes a first electrical component and a second component, wherein the first electrical component or part of the first electrical component includes a functional conductor. The second component includes at least one metal layer and at least one flexible plastic layer. The first electrical component is electrically connected in series to the at least one metal layer of the second component. | 1. An implantable medical device comprising: at least one elongate electrical line comprising a first electrical component,a second component, anda third component;wherein the first electrical component comprises a functional conductor;wherein the second component comprises a composite formed from at least one metal layer and at least one flexible plastic layer connected to the at least one metal layer;wherein the first electrical component and the at least one metal layer of the second component are electrically connected, wherein at least one of the at least one metal layer of the second component is connected in series to the first electrical component;wherein the third component is electrically connected to the at least one metal layer of the second component;wherein the first electrical component is surrounded by the second component;wherein the third component comprises a slit sleeve made of a conductive material with an inner diameter of the slit sleeve corresponding to the outer diameter of the second component that is wound;wherein the second component is surrounded in part by the slit sleeve;wherein the at least one flexible plastic layer of the second component comprises two lateral edges; and,wherein the two lateral edges are hermetically interconnected by one or more of pressure, heat and a solvent. 2. The implantable medical device as claimed in claim 1, further comprising an electrode line, wherein the electrode line comprises the at least one elongate electrical line or a portion of the at least one elongate electrical line, and wherein the electrode line is configured to connect to a therapy device, a monitoring device or a therapy and monitoring device. 3. The implantable medical device as claimed in claim 1, wherein the at least one metal layer of the second component comprises a first width, and the at least one flexible plastic layer comprises a second width, such that the first width of the at least one metal layer is smaller than the second width of the at least one flexible plastic layer, and wherein the two lateral edges comprise a second plastic layer or the at least one plastic layer. 4. The implantable medical device as claimed in claim 1, wherein the at least one metal layer of the second component is meandered, such that the at least one metal layer is configured to be applied to the at least one flexible plastic layer in a meandering manner. 5. The implantable medical device as claimed in claim 4, further comprising a meander arm, wherein the second component comprises at least two axially divided sub-portions divided along the meander arm as at least two separate second components comprising a first sub-portion and a second sub-portion with at least two separate metal layers, and wherein at least one separate metal layer of the first sub-portion is connected in series to at least one separate metal layer of the second sub-portion. 6. The implantable medical device as claimed in claim 1, wherein the second comp... | BIOTRONIK SE & CO. KG | A61B005/04 A61B005/042 A61N001/05 A61N001/365 A61N001/39 A61N001/37 A61N001/08
US10278583 | B2 | 2019-05-07 | Systems and methods for measuring cardiac strain | 2015-10-22 | A method for rapid computation of three-dimensional displacement and Lagrange strain in a high resolution filed of phase data obtained with Displacement Encoding with Stimulated Echoes (DENSE) in magnetic resonance images of the myocardium. The method includes semi-automated segmentation of a region of a heart, phase unwrapping the images in three dimensions, and a custom radial point interpolation method (RPIM). The RPIM is a meshfree numerical analysis method that uses radial basis functions and polynomial functions to calculate the Lagrange strain of DENSE displacement data acquired from the myocardium. | 1. A method for performing three-dimensional cardiac strain analysis, said method comprising: acquiring magnetic resonance imaging (MRI) data using a Displacement ENcoding with Stimulated Echoes (DENSE) sequence;segmenting the acquired MRI data;performing phase unwrapping on the segmented MRI data to obtain displacement data; andperforming strain analysis on the displacement data using a meshfree numerical analysis technique. 2. A method in accordance with claim 1, wherein performing strain analysis comprises performing strain analysis using a meshfree radial point interpolation method (RPIM). 3. A method in accordance with claim 2, wherein performing strain analysis using meshfree RPIM comprises: applying a continuous displacement field technique to a plurality of scattered nodes of the displacement data to obtain interpolation displacement field data, the continuous displacement field technique including a radial basis function (RBF); andcalculating a strain deformation tensor based on the interpolation displacement field data. 4. A method in accordance with claim 3, wherein calculating a strain deformation tensor based on the interpolation displacement field data further comprises: calculating a strain deformation tensor for at least one of circumferential strain, longitudinal strain, and radial strain based on the interpolation displacement field data. 5. A method in accordance with claim 3, wherein the RBF is a multiquadric RBF. 6. A method in accordance with claim 1, wherein acquiring MRI data comprises acquiring cine DENSE data. 7. A method in accordance with claim 1, wherein segmenting the acquired MRI data comprises segmenting the acquired MRI data into 16 regions. 8. A method in accordance with claim 1, wherein performing strain analysis comprises performing strain analysis for at least one of circumferential strain, longitudinal strain, and radial strain. 9. A method in accordance with claim 1, wherein the segmented MRI data includes an image with a plurality of local phases, and wherein performing phase unwrapping comprises: integrating a phase difference between each of the plurality of local phases;performing a discrete Fourier transform on the phase differences to obtain displacement data, the displacement data including a plurality of displacement vectors. 10. A method in accordance with claim 1 further comprising: identifying a first rotation angle around an axis of rotation of a first slice of the segmented MRI data; identifying a second rotation angle around the axis of rotation of a second slice of the segmented MRI data; andcalculating a torsion angle based on the first rotation angle and the second rotation angle. 11. A controller coupled to a magnetic resonance imaging (MRI) device for performing three-dimensional cardiac strain analysis, the controller comprising a processor and a memory device, wherein the memory device includes instructions executable by the processor to cause the controller to: acquire magneti... | Washington University | G06K009/00 A61B005/00 G06T007/00 G01R033/563 G06T007/11 G16H030/40 A61B005/055 G01R033/56 G06T007/60 G06F019/00 G01R033/561
US10285627 | B2 | 2019-05-14 | Action recognition system and method thereof | 2015-04-15 | An action recognition system is illustrated. The action recognition system has an annular body, at least one light emitting unit, at least one light sensing unit and an action recognition module. The annular body is worn on a movable part of a user. One end of the light emitting unit is exposed on an inner side of the annular body, wherein the light emitting unit emits a first light beam illuminating at least a portion of the movable part. One end of the light sensing unit is exposed on the inner side of the annular body. The light sensing unit operatively senses a second light beam reflected by the at least portion of the movable part and generates a light sensing signal. The action recognition module is configured to operatively determine an action of the user according to the light sensing signal. | 1. An action recognition system, comprising: an annular body configured to be worn on a movable part of a user;at least one light emitting unit disposed on an inner side of the annular body, the light emitting unit operable to emit a first light beam illuminating at least a portion of the movable part;at least one light sensing unit disposed on the inner side of the annular body, the light sensing unit operable to sense a second light beam reflected by the at least a portion of the movable part and to generate a light sensing signal in responsive to a muscular variation of a wrist of the user;an action recognition module, operable to process and analyze the light sensing signal received to establish a characteristic vector in responsive to the muscular variation, and to identify and determine an action of the user according to the light sensing signal by performing a lookup operation, wherein the lookup operation includes obtaining the action corresponding to the characteristic vector by using a lookup table, and the lookup table records a relationship between the character vector and the respective action; anda processing module disposed in a wearable device, the processing module operable to cause the wearable device to perform a function that corresponds to the action of the user. 2. The action recognition system according to claim 1, wherein the light emitting unit is a light emitting diode (LED). 3. The action recognition system according to claim 1, wherein the light sensing unit is a Photoplethysmogram (PPG) sensor. 4. The action recognition system according to claim 1, further comprising a light source controller disposed on the annular body, the light source controller coupled to the light emitting unit for controlling the light intensity of the first light beam emitted by the light emitting unit. 5. The action recognition system according to claim 1, further comprising at least one of an accelerometer module operable to determine a displacement of the movable part, and a gyro module operable to determine a rotation direction and a rotation angle associated with the movable part, the action recognition module operatively determining the action of the user according to the light sensing signal and at least one of the displacement and the rotation direction and the rotation angle. 6. The action recognition system according to claim 1, wherein the annular body, the light emitting unit, the light sensing unit, and the action recognition module form the wearable device. 7. The action recognition system according to claim 1, further comprising a transmission unit, the transmission unit operable to transmit the light sensing signal to the action recognition module in a wired or wireless manner, the annular body, the light emitting unit, the light sensing unit and the transmission unit form the wearable device, wherein the action recognition module is disposed outside the wearable device. 8. The action recognition system according to clai... | PIXART IMAGING INC. | G01N021/55 A61B005/11 G01N021/84 A61B005/00 A61B005/024
US10286555 | B2 | 2019-05-14 | Device, system, and method for robot-controlled induction of the feeling of human presence | 2015-12-18 | A method for inducing the feeling of a presence (FoP) in a subject by using a master-slave robotic system, the method including the steps of altering a visual perception of a surrounding environment of the subject, connecting the subject with a robotic master device so that the subject can move, move on or manipulate the robotic master device, connecting the subject with a robotic slave device, making the subject move, move on or manipulate the robotic master device so that the subject is directly or indirectly touched by the robotic slave device according to a movement of the robotic master device, wherein the robotic master device and the robotic slave device are operatively connected so that the subject receives at least one of spatially and temporally conflicting sensorimotor stimulation. | 1. A method for inducing the feeling of an external human presence in a subject by using a master-slave robotic system, comprising: altering a visual perception of a surrounding environment of the subject;connecting the subject with a robotic master device so that the subject can move, move on or manipulate the robotic master device;connecting the subject with the robotic slave device such that the robotic slave device physically interacts with a trunk of the subject; andmaking the subject move, move on or manipulate the robotic master device so that the trunk of the subject is directly or indirectly touched by the robotic slave device according to a movement of the robotic master device to provide a stimulation,wherein the stimulation is such that the master device and the slave device are operatively connected such that the subject receives at least one of spatially and temporally conflicting sensorimotor stimulation. 2. The method of claim 1, further comprising the step of: recording physical or physiological signals from sensors placed on at least one of the robotic master device and the robotic slave device. 3. The method of claim 1, wherein the visual perception of the subject is altered by blindfolding the subject. 4. The method of claim 1, wherein the master device is a haptic device or a mobile device including a smartphone. 5. The method of claim 1, wherein the master device is connected to a limb or a limb extremity of the subject. 6. The method of claim 1, wherein the slave device is connected to a back of the trunk of the subject. 7. The method of claim 1, wherein at least one of the robotic master device and the robotic slave device are wearable. 8. The method of claim 1, wherein the robotic master device is a controller for a video device. 9. The method of claim 1, wherein the robotic master device and the robotic slave device are wirelessly connected. 10. The method of claim 1, further comprising the step of: analyzing a brain activity of the subject with at least one of invasive brain imaging, non-invasive brain imaging, and brain stimulation techniques. 11. The method of claim 1, further comprising the step of: treating or preventing at least some aspects of a psychiatric condition in the subject. 12. The method of claim 11, wherein the psychiatric condition is at least one of psychosis, schizophrenia, and hallucinations. 13. The method according to claim 12, wherein the robotic master device is a haptic device. 14. The method according to claim 12, further comprising a brain imaging device. 15. The method according to claim 1, wherein the stimulation is the temporally conflicting sensorimotor stimulation in which the robotic slave device is operated asynchronously with a temporal delay with respect to the robotic master device. 16. The method according to claim 15, wherein the temporal delay is at least 500 ms. | ECOLE POLYTECHNIQUE FEDERALE DE LAUSANNE (EPFL) | B25J003/04 B25J009/16 A61B005/00 A61N001/36 B25J013/02 G06F019/00 A61N002/00
US10285603 | B2 | 2019-05-14 | Quantification of absolute blood flow in tissue using fluorescence mediated photoplethysmography | 2014-06-16 | There is provided a method and a system for quantification of absolute blood flow in tissue using near-infrared fluorescence angiography in conjunction with photoplethysmography (fluorescence-mediated photoplethysmography). The method and system of the present invention provide absolute, real-time measurements of flow in terms of volume/time/area based upon measurement of fluorescence intensity. | 1. A method for measuring a time-varying change in an amount of blood in a tissue volume of tissue of a subject, comprising: administering a fluorescence agent into vasculature supplying the tissue volume of tissue of the subject;exciting a fluorescence agent in the blood, the fluorescence agent having an instantaneous molar concentration in the blood;capturing a sequence of fluorescence images of the tissue;acquiring, from the sequence of fluorescence images of the tissue, a time-varying fluorescence intensity signal emitted by the fluorescence agent during a pulsatile flow of the blood through the tissue volume, wherein: the pulsatile flow has a diastolic and a systolic phase resembling a conventional photoplethysmogram,the acquired fluorescence intensity signal comprises a first fluorescence intensity emitted by the fluorescence agent in the blood in the tissue volume during a diastolic phase minimum,the acquired fluorescence intensity signal comprises a second fluorescence intensity emitted by the fluorescence agent in the blood in the tissue volume during a systolic phase maximum, andthe first and second fluorescence intensities are respectively associated with measures of blood volume during the diastolic phase and the systolic phase; andcomputing a change in an aggregate blood layer thickness in the tissue volume based on the first and second fluorescence intensities, wherein the change represents a quantitative measure of tissue blood perfusion in the tissue volume; anddisplaying the quantitative measure to facilitate clinical assessment of the tissue of the subject. 2. The method of claim 1, wherein the fluorescence agent is indocyanine green (ICG). 3. The method of claim 2, wherein the ICG is administered at a concentration of between 25-50 mg/mL. 4. The method of claim 1, wherein the fluorescence images are obtained at a frame rate of 20-30 frames per second. 5. The method of claim 1, wherein the fluorescence images are obtained by a fluorescence imaging system. 6. The method of claim 5, wherein the fluorescence imaging system comprises a laser for excitation of the ICG and a camera for capturing images of the fluorescence emitted by the ICG. 7. The method of claim 1, wherein aggregate blood flow, F, is derived according to the formula: F=(A)(ΔL)(PDC)/Δt, whereinA is a cross-sectional area of the tissue volume end, ΔL is the derived change in the aggregate blood layer thickness, PDC is a pulse duty cycle, and Δt is a duration of a single pressure pulse. 8. The method of claim 1, wherein the fluorescence imaging protocol further comprises administering a saline flush, following administering the fluorescence agent, to achieve a circulating peak dye concentration in excess of a predefined molar concentration. 9. The method of claim 1, further comprising: acquiring additional fluorescence wavelength data simultaneously with obtaining the fluorescence images; andusing the additional fluorescence wavelength data for dual-wavelength ... | NOVADAQ TECHNOLOGIES ULC | A61B005/0275 A61B005/00 A61B005/0295
US10281544 | B2 | 2019-05-07 | Method and device for accurate quantification of T2 relaxation times based on fast multi spin-echo NMR sequences | 2015-08-19 | A method and a device are provided that improve quantification of the spin-spin relaxation (“T2”) time of an image in nuclear magnetic resonance (“NMR”) applications using fast multi spin-echo sequences. The method employs time-efficient computer simulations for exact modeling of spurious stimulated echoes in multi-dimensional magnetic resonance imaging (“MRI”) runs. The method employs Bloch simulations and can use a plurality of parameters to produce echo modulation curves prior to correcting distorted experimental data based on pre-calculated simulation values. | 1. A method for quantification of a spin-spin relaxation time (T2) comprising: performing at least one run of a simulation of a prospective fast multi spin-echo (MSE) pulse sequence using at least one of a plurality of parameters;repeating the at least one run of the simulation for a plurality of T2 values;producing a first set of echo modulation curves from the simulation, each of the curves being associated with a unique T2 value of the plurality of T2 values;acquiring MSE data from a scanner;deriving a second set of echo modulation curves from the acquired MSE data;fitting MSE data based on the first set of echo modulation curves and the second set of echo modulation curves; andgenerating at least one T2 map from the fitted data,wherein fitting MSE data comprises using a piecewise linear correlation between the first set of echo modulation curves and the second set of echo modulation curves, andwherein the correlation exceeds a predetermined threshold. 2. The method of claim 1, further comprising interpolating data from the at least one run of the simulation to enhance resolution of the plurality of T2 values. 3. The method of claim 1, wherein the at least one run of the simulation is repeated in a plurality of increments; and wherein the plurality of T2 values correspond to an expected range of T2 values. 4. The method of claim 1, wherein fitting MSE data comprises reducing an error norm based on comparison of the first set of echo modulation curves and the second set of echo modulation curves, and wherein the error norm is reduced in accordance with a predetermined threshold that the error norm does not exceed. 5. The method of claim 1, further comprising reducing an error norm using an iterative least-square optimization approach. 6. The method of claim 1, further comprising reducing an error norm based on both the first set and the second set of echo modulation curves. 7. The method of claim 1, wherein MSE data is acquired from a specimen disposed in the scanner. 8. The method of claim 1, wherein one of the plurality of parameters is an experimental parameter. 9. The method of claim 1, wherein one of the plurality of parameters is a radio-frequency pulse amplitude. 10. The method of claim 1, wherein one of the plurality of parameters is a frequency off-resonance of a main B0 magnetic field. 11. The method of claim 1, wherein one of the plurality of parameters is a T1 relaxation time. 12. The method of claim 1, wherein one of the plurality of parameters is a diffusion coefficient. 13. The method of claim 1, wherein one of the plurality of parameters is a slice-thickness. 14. The method of claim 1, wherein one of the plurality of parameters is an acquisition bandwidth or an acquisition duration. 15. The method of claim 1, wherein one of the plurality of parameters is an echo train length. 16. The method of claim 1, wherein one of the plurality of parameters is an exact radio-frequency pulse shape. 17. A device for diagnosis p... | NEW YORK UNIVERSITY | G01R033/50 A61B005/055 G01R033/48
US10292607 | B2 | 2019-05-21 | Sensor data transmissions | 2015-03-26 | Technology for a wearable heart rate monitoring device is disclosed. The wearable heart rate monitoring device can include a heart rate sensor operable to collect sensor data, a modulator operable to generate a modulated signal that includes the sensor data, a housing configured to engage a body feature or surface in a manner that allows for heart rate detection, and a communication module configured to transmit the sensor data in the modulated signal to a mobile computing device via a wired connection that is power limited. The mobile computing device is typically configured to demodulate the modulated signal in order to extract the sensor data. | 1. A wearable heart rate monitoring device comprising: an earbud housing configured to engage an ear of a user;a headphone disposed in the earbud hosing, the headphone operable to output soundwaves to the ear of the user based on audio signals;a wired connection coupled to the headphone, the wired connection operable to transmit the audio signals to the headphone, wherein the wired connection is power-limited;a sensor disposed in the earbud housing, the sensor operable to collect sensor data including heart rate information from the ear of the user;a modulator disposed in the earbud housing and coupled to the sensor, the modulator operable to generate a modulated signal using binary frequency-shift keying (BFSK) that includes the heart rate information;anda communication module disposed in the earbud housing and coupled to the modulator and the wired connection, the communication module operable to transmit the heart rate information in the modulated signal to a mobile computing device using the wired connection that is power-limited. 2. The wearable heart rate monitoring device of claim 1, wherein the wired connection of the earbud includes a speaker line. 3. The wearable heart rate monitoring device of claim 1, wherein the wired connection of the earbud includes a microphone line. 4. The wearable heart rate monitoring device of claim 1, wherein the sensor data includes noise that exceeds a defined threshold, wherein the noise is caused by electrical coupling of audio signals in the wired connection of the earbud through which the heart rate information in the modulated signal is communicated to the mobile computing device. 5. The wearable heart rate monitoring device of claim 1, wherein the power-limited wired connection is configured to operate at a power below about 1 mW. 6. The wearable heart rate monitor device of claim 1, further comprising the mobile computing device operable to demodulate the modulated signal in order to extract the heart rate information and output the heart rate information to the user. 7. The wearable heart rate monitoring device of claim 6, wherein the mobile computing device is further operable to: receive the modulated signal from the wearable heart rate monitoring device via the wired connection, wherein the modulated signal includes a series of data samples that are each modulated using one of two frequency tones;determine a first signal and a second signal associated with each data sample;determine a sampling rate at which to select data samples from the series of data samples;select data samples from the series in accordance with the sampling rate, wherein each data sample is selected at a sampling time instance; anddetermine a discrete data value for each data sample selected from the series of data samples, wherein the discrete data value is determined based on a comparison of a difference between the first signal and the second signal associated with the data sample with respect to a defined threshold,... | Intel Corporation | A61B005/02 A61B005/024 A61B005/00 H04L005/00 H04M001/725
US10292605 | B2 | 2019-05-21 | Bed load cell based physiological sensing systems and methods | 2013-11-01 | A system for determining a physiological signal of a person supported by a person support apparatus using signals from force transducers is described herein. Force transducers communicate with a controller to transmit signals indicative of weight acting on them. The controller determines blood volume pulse information from the signals received from the force transducers. Heart rate and respiratory rate information is derived from the blood volume pulse information. | 1. A system comprising: a person support apparatus embodied as a hospital bed comprising a lower frame supported on wheels, a weigh frame supported by supports for variable elevation relative to the lower frame, at least one deck section supported on the weigh frame, and a set of siderails movable with respect to the weigh frame and the at least one deck section between raised and lowered positions;at least two force transducers configured to mount on said person support apparatus, said at least two force transducers configured to generate signals indicative of forces acting on said at least two force transducers by a person supported on the hospital bed; anda controller carried by the hospital bed and comprising a processor configured to receive signals from said at least two force transducers, said controller configured to process the signals received from said at least two force transducers to determine the person's weight and to determine blood volume pulse based only on the signals from said at least two force transducers by causing the signals to undergo blind source separation analysis including an independent component analysis (ICA) transform to identify source signals indicative of forces produced by the person onto the hospital bed, the source signals being indicative of varying flow through the person's blood vessels during the person's cardiac cycle, wherein after the ICA transform the controller performs artifact suppression on the source signals, wherein the controller is also operable to control movement of the at least one deck section and weigh frame relative to the lower frame, wherein each force transducer of the at least two force transducers detects a mixture of the blood volume pulse and the person's weight, wherein weight detected by the at least two force transducers is used by the controller to determine if the person is supported on the hospital bed and, if it is determined by the controller that the person is not supported on the hospital bed, the operation to determine blood volume pulse is terminated and a message displayed on a touch screen display of the hospital bed. 2. The system of claim 1, further comprising a memory wherein said memory is configured to store at least one of signals received from said at least two force transducers and processed signals. 3. The system of claim 1, further comprising a remote controller comprising a remote processor, said remote controller in communication with said controller. 4. The system of claim 1, further comprising a user interface in communication with said controller, said user interface comprising a display configured to display messages received from said controller. 5. The system of claim 4, wherein said user interface further comprises an audio output configured to output an audio signal. 6. The system of claim 1, wherein said controller is configured to determine heart rate from said blood volume pulse. 7. The system of claim 1, wherein said controller is conf... | Hill-Rom Services, Inc. | A61B005/02 A61B005/024 A61B005/00 A61B005/0205 A61B005/11 G01G019/44 A61B005/08 A61B005/113
US10290104 | B2 | 2019-05-14 | Determining a pulse signal from concatenated video sub-sequences generated from a video sequence | 2016-05-20 | According to an aspect, there is provided an apparatus for determining a pulse signal from a video sequence, the apparatus comprising a processing unit configured to obtain a video sequence, the video sequence comprising a plurality of image frames; form a plurality of video sub-sequences, each video sub-sequence comprising a frame segment from each image frame in a subset of the image frames, wherein each image frame is divided into a plurality of frame segments; for a first video sub-sequence formed from frame segments from a first subset of image frames, comparing a representative value for the first video sub-sequence to representative values for video sub-sequences formed from frame segments from a second subset of image frames; concatenate the first video sub-sequence to a second video sub-sequence formed from frame segments from the second subset of image frames based on the comparison of representative values; and determine a pulse signal from the concatenated video sub-sequences. | 1. An apparatus for determining a pulse signal, the apparatus comprising: a camera configured to acquire a video sequence comprising a plurality of image frames;a processor; anda computer-readable medium having computer readable code that is executable by the processor to perform a method including: forming a plurality of video sub-sequences from the video sequence acquired by the camera, each video sub-sequence comprising a frame segment from each image frame in a subset of the image frames, wherein each subset comprises a plurality of image frames, wherein each image frame is divided into a plurality of frame segments, wherein each frame segment is a group of neighboring pixels in the image frame;for a first video sub-sequence formed from frame segments from a first subset of image frames, generating a first representative value by: averaging pixel values of pixels in the frame segments in the first video sub-sequence; andnormalizing the average of the pixel values in the frame segment;for a second video sub-sequence formed from frame segments from a second subset of image frames, generating a second representative value by: averaging pixel values of pixels in the frame segments in the second video sub-sequence; andnormalizing the average of the pixel values in the frame segment;comparing the first representative value to the second representative value;concatenating the first video sub-sequence to the second video sub-sequence formed from frame segments from the second subset of image frames based on the comparison of the first and second representative values; anddetermining a pulse signal from the concatenated video sub-sequences. 2. An apparatus as claimed in claim 1, the method further includes repeating the comparison and concatenation in order to concatenate video sub-sequences from each of a plurality of subsets of image frames. 3. An apparatus as claimed in claim 1, wherein each image frame is divided into a plurality of frame segments by grouping pixels in the image frame into frame segments based on color and spatial similarities of the pixels. 4. An apparatus as claimed in claim 1, wherein the plurality of video sub-sequences are formed by, for each video sub-sequence, selecting frame segments from each image frame in the subset of image frames such that a difference between the chrominance of the frame segments and/or spatial-distance between the position of the frame segments in the video sub-sequence is minimized. 5. An apparatus as claimed in claim 1, wherein the pixel values are averaged by: weighting the pixel values of pixels in each frame segment, wherein the pixel values are weighted based on spatial position of the pixel in the frame segment and/or a difference in color with a pixel or group of pixels at or near the center of the frame segment; andaveraging the weighted pixel values of pixels in a frame segment. 6. An apparatus as claimed in claim 1, wherein the method further includes determining the representative v... | KONINKLIJKE PHILIPS N.V. | G06K009/00 G06T007/00 A61B005/024 G06K009/62 G06K009/46 G06K009/64 A61B005/00
US10292646 | B2 | 2019-05-21 | Mobile health care device and operating method thereof | 2015-04-29 | Provided are a health care device and a method of operating the health care device. The method includes: detecting, by the health care device, biosignal information of a user through skin of the user; obtaining health status information of the user by using the detected biosignal information; providing a task of the user for improving a health status, according to the obtained health status information; and monitoring whether the user achieves the provided task. | 1. A method of operating a health care device, the method comprising: detecting, by a sensor of the health care device, biosignal information of a user through skin of the user;obtaining, by the health care device, health status information of the user based on the detected biosignal information;obtaining, by the health care device, in response to the health status information being within a reference range, a task of the user to cause the health status information to be outside of the reference range;providing, by the health care device, the task; andmonitoring, by the health care device, whether the user achieves the provided task,wherein the monitoring comprises: receiving, from the user via an input to a user interface of the health care device, a user response regarding the provided task,calculating, by the health care device, an achievement rate of the provided task based on the received user response, andcalculating, by the health care device, a correlation value that indicates a degree of an effect of the task on a change in the health status by comparing previous health status information and current health status information only when the achievement rate is equal to or above a predetermined value. 2. The method of claim 1, wherein the reference range includes an abnormal range corresponding to abnormal health status information. 3. The method of claim 1, wherein the providing the task comprises: displaying, by the health care device, one or more details of the provided task; andmodifying at least one of the displayed one or more details according to an input of the user to the user interface of the health care device. 4. The method of claim 3, wherein the modifying comprises, in response to a modification according to the input of the user being outside a predetermined modifiable range, providing a notification indicating that the modification is outside the predetermined modifiable range. 5. The method of claim 3, wherein the modifying comprises, in response to a modification according to the input of the user being outside a predetermined modifiable range, determining a value of the one or more details to be a boundary value of the predetermined modifiable range. 6. The method of claim 3, wherein the one or more details comprise at least one of a type, a cycle, an execution amount, a start time, and an execution duration of the provided task. 7. The method of claim 1, wherein the monitoring further comprises providing an execution start notification regarding the provided task. 8. The method of claim 1, further comprising, in response to the calculated correlation value being below a reference value, stopping the monitoring of whether the user achieves the provided task. 9. The method of claim 1, wherein the biosignal information is detected in a non-invasive manner. 10. The method of claim 1, wherein: the biosignal information comprises at least one of blood glucose, cholesterol, bio-impedance, electrocardiogram (ECG), ball... | SAMSUNG ELECTRONICS CO., LTD. | A61B005/00 A61B005/0205 A61B005/145 A61B005/021 A61B005/0404 A61B005/11 A61B005/0488 A61B005/053 A61B005/024
US10299735 | B2 | 2019-05-28 | Automated diagnosis based at least in part on pulse waveforms | 2015-08-21 | A front-end system collects diagnostically relevant information or data, including pulse waveform information, and optionally timing information, symptom information, and/or diagnostic information. One or more sensors or transducers detect pulse waveforms in a consistent manner, across various subjects and practitioners. A back-end system stores diagnostically relevant information and diagnostic information, typically for a large population of subjects and practitioners. The back-end system generates system generated diagnoses and/or suggested remedial actions based on submitted inquiries or requests. The back-end system can advantageously employ machine learning techniques to identify correlations between defining characteristics or features of pulse waveforms and diagnoses, over a large number of samples submitted by a substantial number of practitioners, for instance of traditional Chinese medicine. The back-end system can also employ primary and/or secondary symptoms in identifying correlations. | 1. A diagnostic system, comprising: at least one processor circuit;at least one nontransitory memory communicatively coupled the at least one processor circuit and which stores at least one of processor executable instructions or data, execution of which causes the at least processor circuit to: for each of a number of visits by each of a plurality of subjects, receive respective pulse signal information representative of: i) a first pulse signal waveform captured from the respective subject at a first applied pressure at a first location, ii) at least a second pulse signal waveform captured from the respective subject a second applied pressure at the first location, the second applied pressure different than the first applied pressure, and iii) at least one value indicative of at least one of the first or the second applied pressures, and receive diagnosis information that includes at least a primary diagnosis associated with the respective visit by the respective subject;for each of the number of visits by each of the plurality of subjects, receive timing information which represents an event in a cardiac cycle that is sensed separately from the plurality of pulse waveforms;store the received respective pulse signal information, timing information, and diagnosis information to the at least one nontransitory memory; andperform machine learning on the pulse waveform, the timing information, and diagnosis information during a training time to determine one or more correlations between various ones of a number of defining characteristics of representations of the first and at least the second pulse signal waveforms and the diagnosis information. 2. The diagnostic system of claim 1 wherein for each of the number of visits by each of the plurality of subjects, receives respective pulse signal information representative of: iii) a third pulse signal waveform captured from the respective subject at a third applied pressure at the first location, the third applied pressured different from the first and the second applied pressures. 3. The diagnostic system of claim 2 wherein for a given one of the visits of a given one of the subjects, the received respective pulse signal information further represents a fourth, a fifth and a sixth pulse signal waveform captured from the respective subject at a first, a second and a third applied pressure, respectively, at a second location along a given artery, the second location spaced from the first location. 4. The diagnostic system of claim 3 wherein for a given one of the visits of a given one of the subjects, the first, the second and the third pulse signal waveforms are captured temporally proximate to one another. 5. The diagnostic system of claim 3 wherein for a given one of the visits of a given one of the subjects, the first, the second, the third, the fourth, the fifth and the sixth pulse signal waveforms are captured temporally proximate to one another. 6. The diagnostic system of claim 2 wherein for... | - | A61B005/024 A61B005/026 A61B005/00 A61B005/0402 G16H050/20
US10295975 | B2 | 2019-05-21 | Processing board, medical diagnostic apparatus, and method of controlling the medical diagnostic apparatus | 2015-09-11 | A processing board mounted on a medical diagnostic apparatus, the medical diagnostic apparatus, and a method of controlling the medical diagnostic apparatus are provided. The processing board includes a sensor configured to sense at least one selected from the group consisting of an installation position, an installation direction, and a power consumption of the processing board. The processing board further includes a controller configured to set an identifier (ID) of the processing board based on an output signal of the sensor. | 1. A processing board mounted on a medical diagnostic apparatus, the processing board comprising: a sensor configured to sense, as an output value, at least one selected from the group consisting of an installation position, an installation direction, and a power consumption of the processing board;a storage configured to store one or more identifier (ID) values for identifying the processing board in the medical diagnosis apparatus, along with one or more output values of the sensor, the one or more output values respectively corresponding to the one or more ID values;a communication interface; anda controller configured to: find, among the one or more ID values that are stored, an ID value corresponding to the output value that is sensed;set the ID value that is found, to identify the processing board in the medical diagnosis apparatus; andcontrol the communication interface to transmit, to another processing board, the ID value that is set. 2. The processing board according to claim 1, wherein the communication interface comprises a controller area network (CAN) communication interface configured to transmit the ID value that is set, to the other processing board via a CAN communication network. 3. The processing board according to claim 1, wherein the sensor comprises at least one selected from the group consisting of an accelerometer, a magnetic sensor, a height sensor, and a current sensor. 4. The processing board according to claim 3, wherein the accelerometer is configured to sense a direction of gravity of the processing board with a strength greater than a threshold. 5. The processing board according to claim 1, further comprising a switch configured to output a switch value, based on a turn-on or turn-off input. 6. The processing board according to claim 1, wherein the medical diagnostic apparatus is one among an ultrasonic diagnostic apparatus, a magnetic resonance imaging apparatus, and a computed tomography apparatus. 7. The processing board according to claim 1, wherein the controller is further configured to control the communication interface to transmit, to the other processing hoard, a firmware update request of the processing board, along with the ID value that is set. 8. The processing board according to claim 7, wherein the communication interface is further configured to receive, from the other processing board, a firmware update file of the processing board, based on the firmware update request that is transmitted. 9. A medical diagnostic apparatus comprising: a processing board mounted on the medical diagnostic apparatus, the processing board being configured to: sense, as an output value, at least one selected from the group consisting of an installation position, an installation direction, and a power consumption of the processing board;store one or more identifier (ID) values for identifying the processing board in the medical diagnosis apparatus, along with one or more output values of a sensor, the one or mor... | SAMSUNG ELECTRONICS CO., LTD. | A61B006/04 G05B019/02 G05B019/042 A61B006/00 A61B005/055 A61B008/00
US10278584 | B2 | 2019-05-07 | Method and system for three-dimensional imaging | 2017-12-04 | A method for three-dimensional imaging stores a first image of field of view from a handheld optical coherence tomography (OCT) scanning device at a first position where a first OCT scan of an object is captured with the scanning device freely operated by a user. A location metric of a second image of field of view of the scanning device is estimated at a second position relative to the first image while the scanning device is moved from the first to the second position. Instructions on providing user feedback are generated based on the location metric. Feedback is provided to indicate if the second position is adequate for a second OCT scan, wherein providing feedback includes providing user perceivable light of a first color to indicate that the second position is adequate and providing user perceivable light of a second color to indicate that the second position is not adequate. | 1. A method for three-dimensional imaging, said method comprising: storing a first two-dimensional image of field of view from a handheld optical coherence tomography (OCT) scanning device at a first position where a first three-dimensional OCT scan of an object is captured with the optical coherence tomography scanning device freely operated by a user;estimating a location metric of a second two-dimensional image of field of view of the optical coherence tomography scanning device at a second position relative to said first image while said optical coherence tomography scanning device is being moved from said first position to said second position;andgenerating instructions on providing feedback to the user based on said location metric;wherein said feedback is provided to indicate if said second position is adequate for capturing a second three-dimensional OCT scan, wherein providing feedback includes providing user perceivable light of a first color to indicate said second position is adequate and providing user perceivable light of a second color to indicate said second position is not adequate. 2. The method of claim 1 further comprising relating the first and second three-dimensional OCT scans using a surface stitching and/or volume stitching algorithm. 3. The method of claim 2 wherein stitching involves a feature-based matching. 4. The method of claim 1 further comprising displaying stitching results. 5. The method according to claim 1, wherein the object is the jaw, tooth or gum of a patient, an implant or a preparation. 6. The method of claim 1 further comprising: generating first and second 3D surfaces by segmenting the OCT scan data acquired from scanning at first and second positions; andstitching the first and second three-dimensional OCT scans using surface normal. 7. The method according to claim 1, wherein said location metric is estimated as one of the following: overlap between said first image and said second image; and rotation angle between said first image and said second image. 8. The method according to claim 7, wherein if said overlap is above 30% or if said rotation angle is less than 30 degrees, providing feedback to the user indicating that said second position is adequate for capturing said second three-dimensional scan. 9. The method according to claim 1, wherein providing feedback includes displaying representation of said first image superimposed on live video images of field of view of said OCT scanning device on a screen, and wherein the location and appearance of said representation on the screen is configured to change with the motion of said OCT scanning device; and whereinsaid representation is configured to present the first color to indicate said second position is adequate and the second color to indicate said second position is not adequate. 10. The method according to claim 9, wherein said representation of said first image is configured as a rectangle with a cross inside. 11. The method accord... | Carestream Dental Technology Topco Limited | A61B005/00 G06T007/73 G06T007/00 G06T007/10 G06T011/60 A61B001/24 A61B001/00 A61C009/00 G06T019/00 G06T011/00
US10299984 | B2 | 2019-05-28 | System for respiratory disorder therapy with stabilization control of stimulation | 2015-12-07 | A system includes a processor configured to generate stimulation control signals in response to a detection of a respiratory disorder. The system further includes at least one kinesthetic effector with a vibrating electromechanical transducer applied to a site on a patient's skin for delivering a kinesthetic stimulation energy determined by the control signals. The processor is further configured to determine the effectiveness of a stimulation by detecting a cessation of the respiratory disorder. The processor is further configured to extend the stimulation control signals for a determined duration following the cessation of the respiratory disorder. | 1. A system for treating a respiratory disorder in a patient by stimulation, including: a processor configured to generate stimulation control signals in response to detection of a respiratory disorder; andat least one effector adapted to receive the stimulation control signals and to deliver a stimulation energy responsive to the stimulation control signals;wherein the processor is further configured to: determine an effectiveness of the stimulation energy by detecting a cessation of a respiratory disorder episode;detect a resumption of breathing after the cessation of the respiratory disorder episode;extend the stimulation control signals during a determined stabilization period following the cessation of the respiratory disorder episode; anddetermine an extension length of time for the stimulation control signals based on a number of breathing cycles following the resumption of breathing. 2. The system of claim 1, wherein the extended stimulation control signals are applied after the cessation of the respiratory disorder episode and include pulses having a pulse duration and an interval between pulses that are consistent with pulses that caused the cessation of the respiratory disorder episode. 3. The system of claim 1, wherein the processor is further configured to monitor the patient for an occurrence of a new episode of the respiratory disorder for a given duration after the cessation of the respiratory disorder episode. 4. The system of claim 3, wherein the processor is further configured to change an extension length of time of the stimulation control signals, depending on the occurrence or an absence of the new episode of the respiratory disorder, during the determined stabilization period. 5. The system of claim 1, wherein the processor is further configured to dynamically adjust a duration of the extended stimulation control signals by a learning function analyzing any recurrences of episodes of the respiratory disorder observed over time. 6. The system of claim 1, wherein the processor is further configured to limit the delivery of stimulation energy to a predetermined number of successive stimulation pulses. 7. The system of claim 6, wherein the predetermined number of successive stimulation pulses is one of two different values, selected by the processor depending on a type of the respiratory disorder. 8. The system of claim 1, wherein the stimulation is kinesthetic stimulation. 9. The system of claim 8, wherein the at least one effector comprises at least one kinesthetic effector adapted to be applied to a patient's external skin site and comprising a vibrating electromechanical transducer. 10. A system for treating a respiratory disorder in a patient by kinesthetic stimulation, including: a processor configured to generate kinesthetic stimulation control signals in response to detection of a respiratory disorder; andat least one kinesthetic effector adapted to be applied to a patient's external skin site, and comprising a... | SORIN CRM SAS INSERM-INSTITUT DE LA RECHERCHE MÉDICALE UNIVERSITÉ JOSEPH FOURIER UNIVERSITÉ DE RENNES 1 | A61H023/00 A61B005/00 A61N001/36 A61B005/0205 A61B005/08 A61H023/02 A61B005/0402
US10285602 | B2 | 2019-05-14 | Device, system and method for detection and processing of heartbeat signals | 2017-10-20 | A heart beat detection device comprises at least one optical reflection sensor to be positioned on the skin of a person. The sensor unit is provided with a light emitter and a corresponding light receiver which converts the light reflected by the skin into an electric signal and comprises electrically adjustable optical filters connected to the emitter, to the receiver or to both of them in order to select, upon operation, a desired light wavelength and perform processing of the signals thus obtained in order to reinforce the heart beat signal. A system with this device and a detection method are also described. | 1. A heart beat detection device comprising: at least one optical reflection sensor unit configured to be placed on a person's skin, the at least one optical sensor unit including a light emitter and a corresponding light receiver, the light emitter configured for emitting light onto the person's skin, the light receiver configured to receive the light reflected by the skin and to convert it into an electric signal, characterized in that the at least one optical sensor unit further includes electrically adjustable optical filters connected to the emitter, to the receiver, or to both, in order to select, upon operation, a desired wavelength of the light emitted onto the person's skin, of the light receivable by the light receiver, or both, wherein the electrically adjustable filters comprise Fabry-Perot monochromators. 2. The heart beat detection device according to claim 1, further comprising a processing block configured for receiving the electric signal from the light receiver and to control the electrically adjustable optical filters so as to select alternatively a first mode wherein the electric signal is a first electric signal depending on the variation in blood volume using the physical principles of absorption; and a second mode wherein the electric signal is a second electric signal depending on the variation in blood volume using the physical principles of fluorescence, the processing block further configured for processing the first electric signal and the second electric signal to obtain a signal representing the heart rate. 3. The heart beat detection device according to claim 1, further comprising a processing block configured for receiving the electric signal from the light receiver and for controlling the electrically adjustable optical filters for optimizing the amplitude of the electric signal. 4. The heart beat detection device according to claim 1, comprising two optical sensor units arranged at a distance from each other, and a signal processing block connected to the optical sensor units, the signal processing block configured for estimating a blood pulse propagation time between the two optical sensor units, the signal processing block configured for modifying the signal detected by the at least one of the two optical sensor units depending on the variations in the estimated blood pulse propagation time. 5. The heart beat detection device according to claim 1, further comprising: an electrical detection system configured for measuring the galvanic response of the skin; anda processing block configured to obtain, from the measurement of galvanic response of the skin, a signal depending on the person's heart beat, and to combine this signal with the signal detected by the at least one optical sensor unit. 6. The heart beat detection device according to claim 1, further comprising a processing block configured for receiving and processing the electric signal from the receiver, and a power supply element for the emitter of... | Empatica Srl | A61B005/02 A61B005/024 A61B005/053 A61B005/00
US10292652 | B2 | 2019-05-21 | System and method for monitoring biometric signals | 2014-11-14 | A system for monitoring biometric signals of a user comprising: a garment configured to be worn by the user and comprising a mounting module having an array of connection regions; a set of biometric sensors coupled to the garment and configured to communicate with the array of connection regions to receive and transmit biometric signals indicative of muscle activity of the user; and a portable control module configured to couple to the garment in a first configuration and to decouple from the garment in a second configuration and comprising: a housing comprising an array of openings; a set of contacts, each including a first region that hermetically seals at least one of the array of openings and couples to at least one of the array of connection regions in the first configuration, and an electronics subsystem coupled to the housing and in communication with a second region of each contact. | 1. A system for monitoring biometric signals of a user comprising: a garment configured to be worn by the user and comprising a mounting module having an array of connection regions;a set of biometric sensors coupled to the garment, the set of biometric sensors configured to communicate with the array of connection regions and configured to receive and transmit biometric signals of the user by way of the array of connection regions; anda portable control module configured to couple to the garment in a first configuration and to decouple from the garment in a second configuration and comprising: a housing comprising a first surface and a second surface, the first surface including an array of openings through the first surface, the housing including a first waterproof seal between the first surface and the second surface;a set of contacts coupled to the housing and extending through the array of openings, each contact in the set of contacts coupling to at least one of the array of connection regions in the first configuration, the set of contacts composed of a conductive polymer material and forming waterproof seals at corresponding openings of the array of openings; andan electronics subsystem coupled to the housing and in communication with a second region of each of the set of contacts. 2. The system of claim 1, further comprising a processing subsystem configured to: receive and process the biometric signals from the set of biometric sensors;determine a set of exercise-related metrics associated with muscle activity of the user based upon the biometric signals; andprovide a report to the user based upon at least a subset of the set of exercise-related metrics. 3. The system of claim 2, wherein the set of biometric sensors comprises paired sensors configured to enable detection of a biopotential difference across the paired sensors, and wherein the processing subsystem is configured to determine at least one of the set of exercise-related metrics based upon the biopotential difference. 4. The system of claim 1, wherein the set of contacts of the portable control module is configured in a symmetric array having a shared axis of symmetry with the housing of the portable control module, the symmetric array including a plurality of rows of contacts and a plurality of columns of contacts. 5. The system of claim 4, wherein the portable control module is configured to be coupled with the mounting module in a first rotated orientation and a second rotated orientation, the second rotated orientation configured 180 degrees from the first rotated orientation, wherein the array of connection regions is a rectangular array of connection regions, and wherein the portable control module comprises a processor and associated firmware configured to adaptively adjust a plurality of mappings between the set of contacts and the rectangular array of connection regions of the mounting module upon detection that the portable control module is in one of the first r... | MAD APPAREL, INC. | A61B005/11 A61B005/00 A61B005/0492 A61B005/0205 A61B005/0408 A61B005/0478 A61B005/0496 A61B005/053 A61B005/024 A61B005/08
US10290225 | B1 | 2019-05-14 | Direction indicators | 2017-12-15 | A method includes arranging a first indicator device on a first portion of a user. The first indicator device corresponds to a first direction. The method includes analyzing environmental input from an input device to determine whether content associated with the first direction has been received. The method further includes outputting an indication to the user with the first indicator device responsive to determining that content associated with the first direction has been received. | 1. A method for indicating directions, the method comprising: arranging a first indicator device on a first portion of a user, the first indicator device corresponding to a first direction;analyzing environmental input from an input device to determine whether content associated with the first direction has been received, the environmental input including brain waves; andoutputting an indication to the user with the first indicator device responsive to determining that content associated with the first direction has been received. 2. The method of claim 1, further comprising: arranging a second indicator device on a second portion of the user, the second indicator device corresponding to a second direction;analyzing the environmental input from the input device to determine whether content associated with the second direction has been received; andoutputting an indication to the user with the second indicator device responsive to determining that content associated with the second direction has been received. 3. The method of claim 1, wherein the first portion of the user is proximate to a right wrist of the user. 4. The method of claim 2, wherein the second portion of the user is proximate to a left wrist of the user. 5. The method of claim 1, further comprising: sensing motion of the user following outputting the indication to the user;determining whether the motion of the user was in the first direction following the sensing of the motion of the user; andsending a notification indicating a location where the motion of the user was not in the first direction following the sensing of the motion of the user. 6. The method of claim 1, further comprising calibrating the first indicator device using inertial measurement units (IMUs). 7. The method of claim 1, further comprising calibrating the first indicator device using near field communication (NFC) and a mobile device. 8. A system for indicating directions, the system comprising: a first indicator device arranged on a first portion of a user, the first indicator device corresponding to a first direction; anda processor communicatively connected to the first indicator device, the processor operative to: analyze environmental input from an input device to determine whether content associated with the first direction has been received, the environmental input including brain waves; andoutput an indication to the user with the first indicator device responsive to determining that content associated with the first direction has been received. 9. The system of claim 8, further comprising: a second indicator device on a second portion of the user, the second indicator device corresponding to a second direction; andwherein the processor is communicatively connected to the second indicator device, and the processor is further operative to: analyze the environmental input from the input device to determine whether content associated with the second direction has been received; andoutput an indicat... | INTERNATIONAL BUSINESS MACHINES CORPORATION | H04B005/00 G09B017/00 A61B005/0476 H04B005/06
US10290785 | B2 | 2019-05-14 | Laminating structure of electronic device using transferring element, transferring apparatus for fabricating the electronic device and method for fabricating the electronic device | 2017-10-03 | A laminating structure of an electronic device using a transferring element according to the present disclosure includes a target substrate, a bottom electrode formed on the target substrate, an electronic device which is bonded to the bottom electrode, a top contact formed on the electronic device, a transferring element which is placed between the bottom electrode and the electronic device on the target substrate, and a top electrode connected to the electronic device, wherein the transferring element attached to the carrier substrate comes into contact with the electronic device, and is then transferred onto the target substrate. | 1. A method for fabricating an electronic device using a transferring element comprising: preparing a mother wafer;forming an inorganic material-based multilayer thin film layer which makes up an electronic device on the mother wafer;individually isolating the electronic device formed on the multilayer thin film layer;attaching a carrier substrate to the electronic device;removing the mother wafer;aligning positions of a bottom electrode formed on a target substrate and the electronic device on the carrier substrate;placing a transferring element between the target substrate and the electronic device, and performing transfer and interconnection;removing the carrier substrate; andforming a top electrode connected to the electronic device after the removing of the carrier substrate. 2. The method for fabricating an electronic device using a transferring element of claim 1, wherein the target substrate is a flexible plastic substrate or a polymer substrate. 3. The method for fabricating an electronic device using a transferring element of claim 1, wherein the attaching of the carrier substrate to the electronic device formed on the multilayer thin film comprises forming a primary protective layer on a side surface of the electronic device to protect the electronic device,wherein the primary protective layer is an oxide layer or a polymer layer. 4. The method for fabricating an electronic device using a transferring element of claim 3 further comprising: forming a secondary protective layer on an empty space around the electronic device to prevent a short between the bottom electrode and the top electrode before the forming of the top electrode,wherein the secondary protective layer is an oxide layer or a polymer layer. 5. The method for fabricating an electronic device using a transferring element of claim 1, wherein the electronic device is a large scale integrated circuit (LSI). 6. The method for fabricating an electronic device using a transferring element of claim 1, wherein the carrier substrate is any one of a group including PDMS, a thermal release tape, a UV release tape, and a water soluble tape. 7. The method for fabricating an electronic device using a transferring element of claim 1, wherein at the transfer and interconnection, when the transferring element is selectively applied to the target substrate and the electronic device temporarily attached to the carrier substrate is bonded, bonding is only performed on the electronic device placed on an area of the target substrate to which the transferring element is applied. 8. The method for fabricating an electronic device using a transferring element of claim 1, wherein at the transfer and interconnection, when only part of the electronic device on the carrier substrate is applied to the transferring element, the part of the electronic device is selectively transferred. 9. The method for fabricating an electronic device using a transferring element of claim 1, wherein at the trans... | CENTER FOR INTEGRATED SMART SENSORS FOUNDATION | H01L033/62 H01L023/00 A61B005/00 A61N005/06 H01L023/538
US10299724 | B2 | 2019-05-28 | Wristwatch including an integrated pulse oximeter or other modules that sense physiological data | 2014-04-28 | A wristwatch includes a case containing electronic components of the wristwatch. An optoelectronic module including at least one light emitting element and at least one light sensing element is disposed within the case or within a fastener for the wristwatch. The optoelectronic module is operable to obtain physiological data of a person wearing the wristwatch by using the light emitting element and the light sensing element. | 1. A wristwatch comprising: a case containing electronic components of the wristwatch;a strap connected to the case;a fastener connected to the strap; andan optoelectronic module including at least one light emitting element and at least one light sensing element, the module operable to obtain physiological data of a person wearing the wristwatch by using the at least one light emitting element and the at least one light sensing element, wherein the optoelectronic module is disposed within the fastener. 2. The wristwatch of claim 1 wherein the case further includes a data storage unit mounted therein, wherein the data storage unit is coupled to the optoelectronic module to store physiological data sensed by the optoelectronic module. 3. The wristwatch of claim 2 wherein the optoelectronic module is coupled to the data storage unit through one or more wires extending through the strap. 4. The wristwatch of claim 2 wherein the data storage unit includes a wireless transmitter to transmit data to an external data processing or storage unit. 5. The wristwatch of claim 1 wherein the case includes a data processing unit mounted therein, wherein the data processing unit is coupled to the optoelectronic module to process physiological data sensed by the optoelectronic module. 6. The wristwatch of claim 5 wherein the data storage unit includes a wireless transmitter to transmit data to an external data processing or storage unit. 7. The wristwatch of claim 1 wherein the optoelectronic module has width, length and height dimensions on the order of four millimeters or less. 8. The wristwatch of claim 1 wherein the optoelectronic module has width, length and height dimensions on the order of two millimeters or less. 9. The wristwatch of claim 1 wherein the optoelectronic module is operable to measure at least one of heart rate or oxygen level of a person wearing the wristwatch. 10. The wristwatch of claim 1 wherein the optoelectronic module is a pulse oximeter. | ams Sensors Singapore Pte. Ltd. | A61B005/1455 A61B005/02 A61B005/00 A61B005/0205 A61B005/024
US10285568 | B2 | 2019-05-14 | Apparatus and method for devices for imaging structures in or at one or more luminal organs | 2011-06-03 | In accordance with exemplary embodiments of the present disclosure, device and method can be provided which can facilitate imaging of biological tissues, e.g., luminal organs in vivo, using optical techniques. The exemplary device can include different designs an features of one or more catheters, which can illuminate the tissues, and collect signals from the inside of the lumen. In another exemplary embodiment according to the present disclosure, a balloon-catheter can be provided with the flexible neck, which can absorb most of the bending. According to still another exemplary embodiments of the present disclosure, a balloon-catheter tethered capsule can be provided, and according a yet further exemplary embodiment, a structured balloon design can be provided with one or more protuberances, thus enabling imaging of the structures in close contact, e.g., without compressing of the tissue. | 1. An apparatus for obtaining data from at least one portion within at least one luminal or hollow biological sample, comprising: a flexible tether comprising an optical wave-guide, the tether having a first diameter, andthe optical waveguide configured to transceive at least one electromagnetic radiation to and from the at least one portion; andan expandable structure having disposed therein a pair of opposing rigid end caps with an inflatable membrane therebetween, the rigid end caps each having a constant second diameter that is larger than the first diameter,the rigid end caps and a portion of the expandable structure between the rigid end caps defining a pill-shaped structure when the expandable structure is in its unexpanded state,the expandable structure enclosing part of the optical wave-guide,the expandable structure being actuatable so as to position the enclosed part of the optical wave-guide at a predetermined location within the at least one luminal or hollow sample,wherein the actuation of the expandable structure causes the portion of the expandable structure between the rigid end caps to be expanded by inflation of the inflatable membrane, and causes the portion of the expandable structure between the rigid end caps to expand to a third diameter larger than the constant second diameter, andthe portion of the expandable structure between the rigid end caps extending over a tip of the optical waveguide at a distal-most end of the apparatus in a direction of a longitudinal extension of the optical wave-guide. 2. The apparatus according to claim 1, the tether further comprising a sheath at least partially enclosing the optical wave-guide. 3. The apparatus according to claim 1, wherein at least one portion of the apparatus is coated with an anesthetic substance. 4. The apparatus according to claim 1, the tether further comprising a sheath fully enclosing the optical wave-guide. 5. The apparatus according to claim 1, wherein the apparatus is structured and sized to be insertable via at least one of a mouth or a nose of a patient. 6. The apparatus according to claim 1, wherein the apparatus, in its entirety, is coated with an anesthetic substance. 7. The apparatus of claim 1, wherein the actuation of the expandable structure causes an increase in a distance between the pair of rigid end caps in the direction of the longitudinal extension of the optical wave-guide. 8. The apparatus of claim 1, wherein the inflatable membrane is at least partially disposed within at least one of the rigid end caps prior to inflation. 9. The apparatus of claim 1, wherein the inflatable membrane is optically transparent. 10. A method for obtaining data from at least one portion within at least one luminal or hollow sample in an unsedated patient, comprising: inserting an apparatus into the at least one luminal or hollow sample, the apparatus including a flexible tether comprising an optical wave-guide, the tether having a first diameter, andthe appa... | The General Hospital Corporation | A61B001/00 A61B005/00
US10285615 | B2 | 2019-05-14 | Personal EEG monitoring device with electrode validation | 2013-03-18 | A personal wearable EEG monitor (1) is adapted to be carried at the head of a person. The EEG monitor comprises an EEG sensor part having skin surface electrodes (3) for measuring EEG signals from said person. The EEG monitor comprises an EEG signal analyzer (5, 5′) adapted for monitoring and analyzing the EEG signal. The EEG monitor (1) performs at least one of the following: providing a stimulus to the person, requesting the person to perform a stimuli creating act, or identifying a stimuli creating ambient sound. The EEG monitor comprises means for identifying an induced response from the EEG signal caused by the stimuli, and a classifier for deciding whether the skin surface electrodes receive EEG signals. The invention further provides a method of monitoring EEG signals of a person. | 1. A wearable EEG monitor adapted to be carried at the head of a person, said EEG monitor comprising an EEG sensor part having skin surface electrodes configured to be located in an ear canal of said person for measuring an EEG signal from said person,an EEG signal analyzer configured to receive an EEG signal transferred from said EEG sensor part, and adapted for monitoring the EEG signal from said person,an EEG stimuli controller adapted for performing at least one of the following acts to establish a known stimulus suitable for causing an induced response: providing an auditory stimulus as said known stimulus to said person,requesting said person to perform a stimulus-creating act, oridentifying an ambient sound suitable for acting as said stimulus,an EEG response detector for identifying said induced response from the EEG signal, anda classifier for performing an electrode validation by deciding based on said induced response if said skin surface electrodes are functioning to receive EEG signals of said person, whereby the electrode validation is based on a classification of said EEG signal from said person as either induced or not induced;wherein said monitor is a wearable personal device configured to be continuously worn by said person for long term monitoring of EEG signals. 2. The EEG monitor according to claim 1, wherein the electrodes are dry electrodes. 3. The EEG monitor according to claim 1, wherein said EEG stimuli controller provides said stimulus to said person and said stimulus is an auditory stimulus. 4. The EEG monitor according to claim 1, wherein said EEG stimuli controller identifies said suitable ambient sound by identifying sounds from the surroundings capable of causing an induced response. 5. The EEG monitor according to claim 1, wherein said EEG stimuli controller requests said person to perform a stimulus-creating act by requesting said person to open and close the eyes. 6. The EEG monitor according to claim 1, wherein said EEG stimuli controller provides said stimulus by repeating said stimulus at least two times. 7. The EEG monitor according to claim 1, wherein at least one of said skin surface electrodes is arranged on an ear-piece, said ear-piece being customized for fitting the ear canal of said person. 8. The EEG monitor according to claim 7, further comprising a pad electrode external to said ear-piece, said pad electrode adapted to be arranged on the head of the person to be monitored. 9. The EEG monitor according to claim 1, adapted for validating at least three of said skin surface electrodes simultaneously, based on said identification of said induced response. 10. The EEG monitor according to claim 9, wherein said validation of electrodes by identifying said induced response is combined with measuring an electrical impedance between a plurality of said skin surface electrodes. 11. The EEG monitor according to claim 1, comprising a notification component responsive to the decision of said classifie... | WIDEX A/S | A61B005/0484 A61B005/00 A61B005/048
US10292775 | B2 | 2019-05-21 | Systems and method for determining the shape of a surgical instrument and surgical instruments having a deformable body | 2018-09-28 | A system and method for determining the spatial position and the shape of a surgical instrument (1) having a deformable body (2) by: providing an elasticity model of the surgical instrument (1); defining at least one parameter which influences the shape of the instrument (1); determining the spatial position and/or orientation of at least one tracking sensor (3) of the surgical instrument (1); determining the value of the at least one parameter; calculating the position and/or orientation of at least one part of the surgical instrument (1) with the aid of the elasticity model together with the determined value of the at least one parameter and the determined spatial position and/or orientation of the at least one tracking sensor (3). The present invention also relates to a surgical instrument (1) having a deformable body (2) comprising at least two sensors (3, 4), wherein at least one sensor is a tracking sensor (3) and at least one other sensor is a sensor (4) which allows the value of a predetermined parameter influences the shape of the instrument (1) to be determined. | 1. A method in a system including a processor and a memory device operatively coupled with the processor for determining the spatial position and the shape of an elongated deformable body of an associated surgical instrument, the method comprising: storing a predefined elasticity model of the elongated deformable body in the memory device, wherein the predefined elasticity model describes deformation of the elongated deformable body of the associated surgical instrument as a function of: a spatial position and orientation of a tip of the elongated deformable body of the associated surgical instrument; andan influence on the elongated deformable body of the associated surgical instrument by at least one parameter;determining by a tracking sensor disposed at the tip of the deformable body of the associated surgical instrument, a measured spatial position and orientation of the tip of the elongated deformable body;determining the at least one parameter by a physical parameter sensor operatively coupled with the associated surgical instrument; andexecuting logic stored in the memory device to calculate the spatial position and the shape of an elongated deformable body of an associated surgical instrument based on applying: i) the at least one parameter determined by the physical parameter sensor; and ii) the measured spatial position and orientation of the tip of the elongated deformable body determined by the tracking sensor to the predefined elasticity model of the elongated deformable body in the memory device. 2. The method according to claim 1, wherein the determining the measured spatial position and orientation of the tip of the elongated deformable body comprises: determining the measured spatial position and orientation of the tip of the elongated deformable body by a tracking sensor disposed at the tip of the deformable body of the associated surgical instrument. 3. The method according to claim 2, wherein the determining the measured spatial position and orientation of the tip of the elongated deformable body comprises: determining the measured spatial position and orientation of the tip of the elongated deformable body by an electromagnetic (EM) tracking sensor tracking sensor disposed at the tip of the deformable body of the associated surgical instrument. 4. The method according to claim 3, wherein the determining the measured spatial position and orientation of the tip of the elongated deformable body comprises: determining the measured spatial position and orientation of the tip of the elongated deformable body by the EM tracking sensor using an EM tracking method. 5. The method according to claim 1, wherein the determining the at least one parameter comprises one or more of: determining as the at least one parameter a relative distance difference between a first portion of the deformable body on an outer side of a bend and a second portion of the deformable body opposite the first portion on the inner side of the bend by one or m... | Brainlab AG | A61B034/20 A61B090/00 A61B005/06
US10278593 | B2 | 2019-05-07 | Adaptive control of monitoring devices | 2013-06-21 | Disclosed herein is a framework for facilitating adaptive control of monitoring devices. In accordance with one aspect, a position detector detects a chest elevation level and provides chest elevation level data. A processor uses the chest elevation level data to determine a heart elevation level with respect to a reference level. A comparator compares the determined heart elevation level with an elevation level of a monitoring device with respect to the reference level. In response to the comparison, a movement system adjusts the elevation level of the monitoring device. | 1. A monitoring device control system, comprising: a position detector that detects a chest elevation level of a subject and provides chest elevation level data;a pressure sensor system installed on a bed that provides pressure sensor data associated with the subject;a processor in a control unit that uses the chest elevation level data to continuously monitor a heart elevation level with respect to a reference level, wherein the control unit recalibrates the heart elevation level in accordance to whether a left movement or a right movement of the subject is detected, wherein recalibration in accordance with left movement differs from recalibration in accordance with right movement for a given subject chest thickness, wherein the control unit further comprises a closed-loop self-learning structure that nonlinearly combines the heart elevation data, the pressure sensor data and a position of a trolley or rail where a monitoring device is installed to generate one or more control parameters; anda movement system that adjusts an elevation level of the monitoring device in response to the one or more control parameters. 2. The system according to claim 1, wherein the closed-loop self-learning structure comprises an artificial neural network. 3. The system according to claim 1, wherein the position detector detects chest thickness based on the chest elevation level data and provides chest thickness data, andthe processor uses the chest thickness data to determine the heart elevation level. 4. The system according to claim 3, wherein the processor uses the chest thickness data to determine the heart elevation level by multiplying the chest thickness by a predetermined factor. 5. The system according to claim 4, wherein the processor selects the predetermined factor from a plurality of predetermined factors associated with subjects having different demographic characteristics. 6. The system according to claim 5, wherein the different demographic characteristics comprise age, height, weight, pregnancy status or gender. 7. The system according to claim 4, wherein the processor adjusts the predetermined factor by a predetermined coefficient based at least in part on body size of the subject to compensate for movement of the subject. 8. The system according to claim 1, wherein the movement system adjusts the elevation level of the monitoring device to match the determined heart elevation level. 9. The system according to claim 1, wherein the monitoring device comprises a blood pressure monitor. 10. A system, comprising: a position detector that includes a light emitter and sensor pair that detects a chest elevation level of a subject and provides chest elevation level data;a pressure sensor system installed on a bed that provides pressure sensor data associated with the subject;a processor in a control unit that uses the chest elevation level data to continuously monitor a heart elevation level with respect to a reference level, wherein the control... | Siemens Healthcare GmbH | A61B005/021 A61B005/107
US10283218 | B2 | 2019-05-07 | Patient in-the-loop participatory care and monitoring | 2018-01-29 | Methods and systems for patient participatory care and monitoring are provided for applications including respiratory care, ECG monitoring, capnography, infusion pump alarm prevention/management, pressure sore prevention, incentive spirometry, consciousness monitoring during sedation, pain management and other care and monitoring modalities. A patient in-the-loop system includes an input interface for receiving data acquired from a monitoring, controlling or sensing device, a storage device for storing the data at a first location, and a processor for analyzing artifacts in the data and determining whether the patient provided a deliberate action with respect to the device as a response to a prompt or query. The processor can further initiate a variety of prompts and/or output queries stored in the storage device at a second location to the patient. The data derived from these patient-in-the-loop techniques are formatted to be received and interpreted by electronic medical record and electronic record keeping systems. | 1. A method of patient participatory care and monitoring, the method comprising: querying, instructing, or prompting a patient, based on a query library, to provide a response by prompting: i) performance of an act by the patient that results in deliberate introduction of an artifact into a first signal; ii) performance of an act by the patient that results in a baseline shift in a second signal; or iii) inaction by the patient that results in no-artifact, no-baseline-shift, or cessation of an existing patient-introduced artifact;receiving the first signal and the second signal from a device monitoring, controlling, or sensing a condition of the patient; andanalyzing the first signal and the second signal from the device based on: a) the presence or absence of a patient-introduced artifact or patient induced baseline shift, or cessation of a previously-introduced artifact; and b) a response library to determine the patient's response. 2. The method according to claim 1, wherein the querying, instructing or prompting of the patient is performed without active involvement from, or in the absence of, a healthcare worker. 3. The method according to claim 1, further comprising: displaying the response of the patient on a monitor. 4. The method according to claim 1, wherein querying, instructing or prompting a patient to provide the response comprises: outputting, via a speaker, at least one audio prompt, instruction or query. 5. The method according to claim 4, wherein outputting the at least one audio prompt instruction or query is performed according to a predetermined interval to periodically request a response from the patient, the response from the patient being determined by analyzing the first signal and the second signal from the device. 6. The method according to claim 1, wherein analyzing the first signal and the second signal from the device comprises analyzing artifacts and baseline shifts in the signal indicating the condition or response of the patient being monitored, controlled, or sensed. 7. The method according to claim 6, wherein analyzing the first signal and the second signal from the device is performed within a specified time window after the querying, instructing, or prompting. 8. The method according to claim 6, wherein the device from which the first signal and the second signal are received is a pulse oximeter comprising a pulse oximeter probe obtaining the first signal and the second signal, wherein analyzing the first signal and the second signal comprises performing a peak analysis, filtering, or transform of the first signal from the pulse oximeter probe to determine whether the patient had shaken or squeezed a finger on which the pulse oximeter probe is placed or performing a peak analysis, filtering, or transform of the second signal to determine whether the patient had taken a breath when prompted to do so. 9. The method according to claim 6, wherein the device from which the first signal and the second signal... | University of Florida Research Foundation, Incorporated | G08B023/00 G16H010/60 A61B005/00 A61B005/1455 G01F015/06 G01N033/49 G06F019/00 G16H040/67
US10299690 | B2 | 2019-05-28 | Electronic device and method for measuring biometric information | 2016-02-16 | An electronic device for measuring biometric information is provided. The electronic device includes a sensor unit configured to detect an attitude of the electronic device, a biometric information measurement unit configured to detect biometric information on an examinee through a plurality of electrodes formed on at least one surface of the electronic device, a switch unit including a plurality of switches electrically connected to the plurality of electrodes and a controller configured to recognize an array of the plurality of electrodes based on the detected attitude of the electronic device and control the switch unit such that the recognized electrode array corresponds to a preset electrode array. | 1. An electronic device for measuring biometric information, the electronic device comprising: a plurality of sensors configured to detect an attitude of the electronic device;a biometric information measurement detector configured to detect biometric information on an examinee through a plurality of electrodes formed on at least one surface of the electronic device;a plurality of switches electrically connected to the plurality of electrodes; andat least one processor configured to: recognize an array of the plurality of electrodes based on the detected attitude of the electronic device, andcontrol the plurality of switches such that the recognized electrode array corresponds to a preset electrode array. 2. The electronic device of claim 1, wherein the plurality of sensors comprises: an acceleration sensor configured to detect an acceleration value of the electronic device according to a movement to a measurement point;a geomagnetic sensor configured to detect a geomagnetic value of the electronic device at the measurement point; andan altitude sensor configured to detect an altitude value of the electronic device at the measurement point. 3. The electronic device of claim 2, wherein the biometric information measurement detector comprises a biometric signal measurement device configured to detect a biometric signal of the examinee. 4. The electronic device of claim 3, wherein the biometric signal measurement device detects one of an electrocardiography (ECG) signal, an electroencephalogram (EEG) signal, an electrooculogram (EOG) signal, an electrogastrogram (EGG) signal, or an electromyography (EMG) signal. 5. The electronic device of claim 3, wherein the at least one processor comprises: a measurement location recognition device configured to recognize a location and the attitude of the electronic device at the measurement point by using at least one of the detected acceleratation value, geomagnetic value or altitude value;an electrode array determination device configured to: recognize the array of the plurality of electrodes according to the recognized location and attitude of the electronic device,compare the recognized electrode array and the preset electrode array, anddetermine whether the electrode array is changed; anda switch control device configured to control the plurality of switches such that the recognized electrode array corresponds to the preset electrode array and is connected to the biometric information measurement detector according to a result of the determination. 6. The electronic device of claim 5, wherein the measurement location recognition device is further configured to: calculate a direction and an angle of each axis changed from a reference direction and a reference angle of each axis of the plurality of sensors by using the detected acceleration value and geomagnetic value, andrecognize the location and the attitude of the electronic device based on the calculated direction and angle of each axis and the det... | Samsung Electronics Co., Ltd. | A61B005/0408 A61B005/00 A61B005/024 A61B005/0478 A61B005/0496 A61B005/0488 A61B005/0492 A61B005/01 A61B005/021 A61B005/145 A61B005/16
US10300332 | B2 | 2019-05-28 | Electronic apparatus, system, presentation method, presentation program, and recording medium | 2016-12-21 | An electronic apparatus includes a processor that calculates identification data indicating a region in which a ball hitting portion of an exercise appliance is included at each of a plurality of timings during a swing of the exercise appliance, of a plurality of regions to which the identification data is allocated in advance, and displays the identification data to a user. | 1. An electronic apparatus comprising: a processor configured to determine identification data indicating a region in which a ball hitting portion of an exercise appliance is included at each of a plurality of timings during a swing of the exercise appliance, of a plurality of regions to which the identification data is allocated, based on an output from an inertial sensor disposed on the exercise appliance or on a user, the plurality of regions including: a first region including a first virtual plane formed from a line extending along a central axis of a shaft of the exercise appliance at an initial position prior to a start of a backswing of the exercise appliance;a second region including a second virtual plane formed from a line calculated based on a location of one end of the shaft and a location identified by inputted physical information, at the start of the backswing of the exercise appliance; anda third region disposed between the first region and the second region; anda display configured to display the identification data indicating the region in which the ball hitting portion of the exercise appliance is included at each of the plurality of timings during the swing of the exercise appliance. 2. The electronic apparatus according to claim 1, wherein the processor is configured to determine the identification data in a time series according to a swing action of the exercise appliance for presentation on the display. 3. The electronic apparatus according to claim 1, wherein the plurality of regions are set based on the first virtual plane indicating a basic attitude of the exercise appliance. 4. The electronic apparatus according to claim 1, wherein the first virtual plane is a plane specified based on a first axis along a target hit ball direction and a second axis along a longitudinal direction of the shaft of the exercise appliance before the backswing is started. 5. The electronic apparatus according to claim 4, wherein the plurality of regions are set based on the first virtual plane and the second virtual plane, the second virtual plane including the first axis and forming a predetermined angle with the first virtual plane. 6. The electronic apparatus according to claim 5, wherein the second virtual plane passes through a vicinity of a shoulder of the user. 7. The electronic apparatus according to claim 5, wherein the processor outputs data specifying the first virtual plane and the second virtual plane for display along with the identification data. 8. The electronic apparatus according to claim 4, wherein the plurality of regions are set based on the first virtual plane and the second virtual plane, the second virtual plane being parallel to the first virtual plane. 9. The electronic apparatus according to claim 1, wherein the processor outputs data specifying a trajectory of the swing for display along with the identification data. 10. The electronic apparatus according to claim 1, wherein the plurality of timings incl... | SEIKO EPSON CORPORATION | A61B005/11 G06K009/00 A63B024/00 A63B069/36 A63B071/06
US10292369 | B1 | 2019-05-21 | Non-contact detection of physiological characteristics of experimental animals | 2015-06-30 | A respiration rate detector is provided for determining a rate of respiration of an experimental animal. The respiration rate detector includes one or more optical detectors to observe an experimental animal and generate a video signal relating to the experimental animal. A controller is provided to process the video signal to determine an optical flow of the video signal and generate an optical-flow signal, and analyze the optical-flow signal to determine the respiration rate of the experimental animal based on a detected repetitive movement of the experimental animal. The respiration rate is thereby detected without requiring physical contact with the experimental animal. | 1. A respiration rate detector for determining a rate of respiration of an experimental animal, the respiration rate detector comprising: one or more optical detectors to observe an experimental animal and generate a video signal relating to the experimental animal; anda controller to:process the video signal to determine an optical flow of the video signal and generate an optical-flow signal,process the optical-flow signal to determine a spatial region-of-interest of the optical-flow signal, the spatial region-of-interest comprising one or more spatial cells of the optical-flow signal, wherein processing the optical-flow signal to determine the spatial region-of-interest comprises evaluating the optical-flow signal in frequency space and selecting one or more spatial cells having a value in frequency space that exceeds a threshold value,analyze the optical-flow signal within the spatial region-of-interest to determine the respiration rate of the experimental animal based on a detected repetitive movement of the experimental animal, anddisplay the determined respiration rate to an operator,wherein the respiration rate is detected without requiring physical contact with the experimental animal. 2. The respiration rate detector of claim 1, wherein the controller is adapted to encode the optical flow as two two-dimensional floating-point matrices. 3. The respiration rate detector of claim 1, wherein the controller is adapted to determine the spatial region-of-interest such that the spatial cells of the spatial region-of-interest have periodic movement of at least a threshold magnitude within a predefined frequency range. 4. The respiration rate detector of claim 3, wherein the controller is adapted to enhance the spatial region-of-interest by connected component analysis to identify a continuous subregion of an image. 5. The respiration rate detector of claim 3, wherein the controller is adapted to subtract, from the signal within the determined spatial region-of-interest, a noise floor obtained from spatial cells that are outside of the determined set. 6. The respiration rate detector of claim 1, wherein the controller is adapted to define spatial cells that have a size of from 0.001 cm2 to 400 cm2. 7. The respiration rate detector of claim 1, wherein the controller is adapted to determine a temporal region-of-interest of the optical-flow signal, during which the experimental animal is estimated to be in a tranquil state. 8. The respiration rate detector of claim 1, wherein the controller is adapted to identify a local peak of periodic movement within a preselected frequency range corresponding to a range of possible expected respiration rates of the experimental animal. 9. The respiration rate detector of claim 1, wherein the controller is adapted to synthesize image frames of the video from different camera perspectives and generate an optical-flow signal based on the synthesized video. 10. The respiration rate detector of claim 1, where... | Vium, Inc. | A01K029/00 A61B005/08 A61B005/00 A61B005/087
US10285592 | B2 | 2019-05-14 | Real-time monitoring systems and methods in a healthcare environment | 2018-09-28 | An apparatus for real time monitoring of a patient is provided and includes a memory element for storing data, a processor that executes instructions associated with the data, an interface that receives sensor data from a sensor that takes measurements from the patient and sends the sensor data according to the sensor's measurement latency, a latency calculator that frequently calculates a latency threshold that varies according to at least a health status of the patient, a timer that continuously monitors the sensor's measurement latency, a comparator that frequently compares the sensor's measurement latency with the calculated latency threshold, and a feedback module that automatically changes the sensor's measurement latency to match with the calculated latency threshold. | 1. An apparatus for real-time monitoring of a patient, comprising: an interface that receives sensor data from a sensor;a memory element that stores instructions; anda processor that executes the instructions to perform operations comprising: determining a delay criterion that varies according to at least a health status of the patient and latency sensitivity factors;continuously monitoring a time delay between measurements of the sensor;comparing the time delay with the determined delay criterion; andgenerating an alert if the time delay fails to satisfy the determined delay criterion. 2. The apparatus of claim 1, wherein the health status of the patient is determined from at least the sensor data. 3. The apparatus of claim 1, wherein the time delay is based on two consecutive receipts of the sensor data. 4. The apparatus of claim 1, wherein the apparatus comprises an adapter removably attached to the sensor. 5. The apparatus of claim 1, wherein the apparatus comprises an adapter integrated with the sensor. 6. The apparatus of claim 1, wherein the apparatus comprises an adapter that communicates wirelessly with the sensor. 7. The apparatus of claim 1, further comprising a network interface that receives various delay criterion settings and patient health status factors from a remote database in a network. 8. The apparatus of claim 7, wherein the apparatus communicates with the database through a clinical operating system executing remotely in the network. 9. The apparatus of claim 1, wherein an administration user interface facilitates configuring the apparatus with algorithms to determine the delay criterion. 10. The apparatus of claim 1, wherein the patient health status comprises a data construct of an aggregate of health conditions, population characteristics, diseases, symptoms, medications and medical status of the patient, indicative of a context of measurements by the sensor. 11. The apparatus of claim 1, wherein the latency sensitivity factors include a function of the sensor data that affects the determination of the delay criterion. 12. A real-time monitoring system, comprising: a first sensor interface that receives sensor data about a patient; anda computer system having a processor that executes software stored on a non-transitory computer-readable memory to perform operations comprising: retrieving sensor data from a plurality of system sensors,storing a health status and a location of the patient,determining a delay criterion for at least one of the system sensors as a function of at least the health status and the location of the patient, a type of sensor information from the at least one of the system sensors, and sensor data from at least one other system sensor, andtriggering an alert when a sensor's measurement delay fails to satisfy the determined delay criterion. 13. The real-time monitoring system of claim 12, wherein the delay criterion is determined as a function of the location of the patient relative to a ... | NANTHEALTH, INC. | A61B005/00 A61B005/0205 G16H050/20 G16H040/63 G06F019/00 A61B005/11
US10292898 | B2 | 2019-05-21 | Device for optimization of sleep apnea syndrome therapy by kinesthetic stimulation | 2015-12-07 | A device includes a processor configured to detect a respiratory disorder episode and generate kinesthetic stimulation control signals in response to the detection of a respiratory disorder episode. The device further includes at least one kinesthetic effector adapted to be applied to a patient's outer skin site and includes a vibrating electromechanical transducer capable of receiving stimulation control signals and outputting a kinesthetic stimulation energy determined by the stimulation control signals. The processor is further configured to determine the effectiveness of stimulation by detecting a cessation of the respiratory disorder episode. The processor is further configured to determine a stimulation energy by selecting an initial energy value and varying the energy value as a function of the effectiveness of previous stimulation. | 1. An optimization device for treatment of a respiratory disorder of a patient by stimulation, including: a processor configured to detect a respiratory disorder episode;wherein the processor is further configured to produce kinesthetic stimulation control signals in response to detection of the respiratory disorder episode, wherein the kinesthetic stimulation control signals are associated with a kinesthetic stimulation energy value; andat least one effector adapted to receive the stimulation control signals and to deliver the kinesthetic stimulation energy value determined by the kinesthetic stimulation control signals;wherein the processor is further configured to determine an effectiveness of the stimulation energy by detecting a cessation of the respiratory disorder episode;wherein the processor is further configured to determine the kinesthetic stimulation energy by: for a first episode, selecting an initial energy value depending on physiological parameters of the patient, andfor a subsequent episode, selecting a starting energy value and varying the energy value depending on the effectiveness of stimulation for a previous episode, the energy value being capped at a maximum value,wherein the processor is further configured to update the maximum value of the energy value following the subsequent episode such that the energy value remains at a therapeutic level to treat the respiratory disorder while limiting an occurrence of awakenings of the patient. 2. The device of claim 1, wherein the processor is further configured to determine the kinesthetic stimulation energy by, for a subsequent episode, determining the starting energy value based on an effective energy value having actually stopped the respiratory disorder episode during a previous episode. 3. The device of claim 1, wherein the maximum value is based on a variable value function of at least one of the patient's sex, the patient's age, the patient's body mass index (BMI), the patient's sleep stage, or a type of respiratory disorder that affects the patient. 4. The device of claim 1, wherein the processor is further configured to determine the kinesthetic stimulation energy by incrementally raising the energy value from the initial or starting energy value, as long as the respiratory disorder episode does not cease. 5. The device of claim 4, wherein the processor is further configured to determine the kinesthetic stimulation energy by comparing each incrementally raised energy value to the maximum value. 6. The device of claim 5, wherein the processor is further configured to determine the kinesthetic stimulation energy by raising the energy value greater than the maximum value when a severe episode of the respiratory disorder is detected. 7. The device of claim 6, wherein the processor is further configured to set a new value if after raising the energy value greater than the maximum value, the patient is not awakened. 8. The device of claim 1, wherein the processor is furth... | SORIN CRM SAS INSERM-INSTITUT DE LA RECHERCHE MÉDICALE UNIVERSITÉ JOSEPH FOURIER UNIVERSITÉDE RENNES 1 | A61B005/00 A61H023/00 G06F019/00 A61H023/02 A61B005/04 A61B005/08 A61H039/00 A61N001/36 A61M021/00 A61M021/02
US10278680 | B2 | 2019-05-07 | Devices, systems, and methods for navigating a biopsy tool to a target location and obtaining a tissue sample using the same | 2014-12-09 | A system for performing a surgical procedure includes a bronchoscope, monitoring equipment coupled to the bronchoscope, a tracking system, a positioning assembly, and a biopsy tool. The biopsy tool includes an elongated flexible body extending from a proximal end to a distal end and a biopsy member formed on the distal end of the elongated flexible body. The biopsy member includes a tissue-receiving portion defining an opening including sharpened edges. The sharpened edges are disposed on the interior perimeter of the opening and are capable of cutting tissue. A biopsy tool is also provided. | 1. A system for performing a surgical procedure, the system comprising: a bronchoscope;monitoring equipment coupled to the bronchoscope;a tracking system;a positioning assembly; anda biopsy tool, the biopsy tool including: an elongated flexible body extending from a proximal end to a distal end and defining a longitudinal axis therethrough; anda biopsy member formed on a distal portion of the elongated flexible body and defining a distal end cap, the distal end cap defining a blunt distal end portion to inhibit the distal end cap from cutting tissue, the biopsy member including a tissue-receiving portion defining an opening disposed perpendicular to the longitudinal axis, the opening defining a plurality of semi-circular faces angled into the interior of the tissue-receiving portion, each face of the plurality of semi-circular faces including sharpened edges capable of cutting tissue. 2. The system of claim 1, wherein the biopsy member includes a sensor assembly including at least one location sensor configured to enable detection of a location of the sensor assembly within a patient's airways. 3. The system of claim 1, further including a computer configured to execute software to facilitate navigation of an extended working channel to a target. 4. The system of claim 1, wherein the biopsy member defines a body separate from the elongated flexible body of the biopsy tool, wherein the biopsy member is secured to the distal end of the elongated flexible body. 5. The system of claim 1, wherein the biopsy member defines a generally hollow interior, the hollow interior in fluid communication with the opening of the tissue receiving portion of the biopsy member. 6. The system of claim 5, wherein the biopsy tool is configured to connect to a vacuum source capable of applying suction at the biopsy member. 7. The system of claim 6, wherein the opening of the tissue receiving portion of the biopsy member is configured to capture tissue of a patient when the vacuum source is applied to the biopsy tool. 8. The system of claim 1, wherein the tracking system includes: a tracking module;a plurality of reference sensors; anda transmitter mat. 9. The system of claim 1, wherein the positioning assembly includes: a locatable guide, the locatable guide including a steerable distal tip, wherein a sensor is disposed within the steerable distal tip;an extending working channel; anda handle;wherein the locatable guide and the extended working channel are dimensioned for insertion through a working channel defined through the bronchoscope. 10. A system for performing a surgical procedure, the system comprising: a tracking system;a positioning assembly; anda biopsy tool configured for insertion through a bronchoscope and into a patient's airways, the biopsy tool including: an elongated flexible body extending from a proximal end to a distal end and defining a longitudinal axis therethrough;a biopsy member formed on a distal portion of the elongated flexible body... | COVIDIEN LP | A61B010/04 A61B010/02 A61B001/267 A61B005/06 A61B034/20 A61B034/10
US10282843 | B2 | 2019-05-07 | System and method for lesion analysis and recommendation of screening checkpoints for reduced risk of skin cancer | 2016-10-27 | A method for image analysis comprises receiving one or more current images of a lesion from a body of a person, wherein the one or more current images are electronically captured by and transmitted from a capture device, and analyzing the one or more current images, wherein the analyzing comprises performing image processing to compare the one or more current images captured at a first time to one or more previous images of the lesion captured at a second time prior to the first time, and determining at least one difference between the one or more current images and the one or more previous images based on the comparing. The method further comprises determining a probability that the lesion will become diseased based on the analysis, and recommending a time for a future image capture of the lesion and/or a consultation with a practitioner based on the determined probability. | 1. A method for image analysis, comprising: receiving one or more current images of a lesion from a body of a person, wherein the one or more current images are electronically captured by and transmitted from a capture device;analyzing the one or more current images of the lesion, wherein the analyzing comprises: performing image processing to compare the one or more current images of the lesion captured at a first time to one or more previous images of the lesion captured at a second time prior to the first time; anddetermining at least one difference between the one or more current images and the one or more previous images of the lesion based on the comparing;determining a probability that the lesion will become diseased based on the analysis; andrecommending at least one of a time for a future image capture of the lesion and a consultation with a practitioner based on the determined probability;wherein the comparing is performed using a plurality of machine learning based engines;wherein a first machine learning based engine of the plurality of machine learning based engines processes an arithmetical difference between the one or more current images and the one or more previous images of the lesion;wherein a second machine learning based engine of the plurality of machine learning based engines processes a qualitative difference between the one or more current images and the one or more previous images of the lesion;wherein a third machine learning based engine of the plurality of machine learning based engines processes the outputs of first and second machine learning based engines to yield a combined result; andwherein the method is performed by at least one computer system comprising at least one memory and at least one processor coupled to the memory. 2. The method according to claim 1, further comprising training at least one of the plurality of machine learning based engines using lesion images each having a known label. 3. The method according to claim 1, wherein at least one of the plurality of machine learning based engines comprises a convolutional neural network (CNN). 4. The method according to claim 3, further comprising considering an output of the CNN for a pair of consecutive lesion images as an observed variable for a statistical model. 5. The method according to claim 1, further comprising analyzing metadata of the person, wherein the analyzing of the metadata comprises: comparing current metadata corresponding to a later time to previous metadata corresponding to an earlier time than the later time; anddetermining at least one difference between the current metadata and the previous metadata based on the comparing;wherein the determining of the probability that the lesion will become diseased is further based on the analysis of the metadata. 6. The method according to claim 1, further comprising generating an approximation of the appearance of the lesion at any point in time between the first time and the second time. ... | International Business Machines Corporation | G06K009/00 G06T007/00 G06T003/00 A61B005/00 G16H050/00
US10282518 | B2 | 2019-05-07 | Systems and methods for viewing electrocardiograms | 2012-01-18 | Methods, systems, and apparatus, including computer programs encoded on a computer storage medium, for displaying an electrocardiogram (ECG) on a computing device using actions including receiving data corresponding to the ECG, processing the data to generate a plurality of traces, displaying a plurality of trace display windows, displaying each trace of the plurality of traces in a trace window of the plurality of trace windows, receiving user input corresponding to at least one trace window of the plurality of trace windows, and modifying a display of each trace of the plurality of traces in the respective trace display windows in response to the user input. | 1. A computer-implemented method for displaying an electrocardiogram (ECG) on a remote computing device, the method being executed by one or more processors and comprising: receiving, by the remote computing device from a data management system, patient data corresponding to the ECG, the data management system comprising a synchronization services module and an adapter services module, the synchronization services module being configured to communicate with the adapter services module to selectively synchronize patient data using a synchronization rule based on variable configuration parameters, wherein the synchronized patient data is a portion of all data available for retrieval from a plurality of waveform data sources and retrieved by the adapter services module, and wherein the adapter services module being further configured to format the retrieved patient data to enable patient data synchronization independent of an operating system type of the remote computing device;displaying a first trace of a plurality of traces in a first trace window of a plurality of trace windows, the first trace being over a first time interval, and each trace window displaying a single trace;displaying a second trace of the plurality of traces in a second trace window over the first time interval, the first trace and the second trace being synchronized in time with and dependent on each other, at least one trace window of the plurality of trace windows comprising a graphical indicator that marks a first time portion within the first time interval;receiving user input corresponding to the first trace window of the plurality of trace windows, the user input defining a second time interval different than the first time interval; and in response to receiving the user input, simultaneously modifying display of each of the first trace in the first trace window, and the second trace in the second trace window to be displayed over the second time interval, such that the graphical indicator marks a second time portion within the second time interval of each trace of the plurality of traces,wherein at least one or more of the first trace, the second trace, and the plurality of traces are generated from the patient data as formatted and synchronized and not the patient data as stored by the plurality of waveform data sources. 2. The method of claim 1, wherein the user input indicates a zoom event, and modifying comprises zooming each trace within a respective trace display window. 3. The method of claim 1, wherein the user input indicates a scroll event, and modifying comprises scrolling each trace within a respective trace display window. 4. The method of claim 1, wherein modifying the display of each trace comprises simultaneous and time synchronized modification of each trace. 5. The method of claim 1, further comprising: processing the patient data to generate a plurality of full traces;displaying a plurality of full trace display windows; anddisplaying each full t... | AirStrip IP Holdings, LLC | G06F019/00 A61B005/00 A61B005/044 G06F003/0485 G16H015/00 G06F003/14 G09G005/12
US10285835 | B2 | 2019-05-14 | Methods, devices, and systems for obesity treatment | 2016-08-09 | In one aspect, a gastric balloon structure includes multiple isolated non-concentric inflatable chambers and a valve system for introducing fluid into each chamber, where the structure assumes, upon inflating, a curved shape conforming to a natural three-dimensional kidney shape of the gastric cavity. | 1. A gastric balloon structure for deploying in a gastric cavity of a patient, comprising: at least two isolated non-concentric inflatable chambers, whereineach chamber of the at least two isolated non-concentric inflatable chambers has a respective inflated state volume such that deflation of any single chamber of the at least two isolated non-concentric inflatable chambers leaves the inflated state volume of the remaining chambers of the at least two isolated non-concentric inflatable chambers unaffected, andthe walls of each chamber are comprised of two layers of silicone bonded to one another including an inner layer and outer layer, wherein the inner layer has a greater strength than the outer layer, andthe outer layer has a greater acid resistance than the inner layer;a valve system for introducing a fluid into the at least two isolated non-concentric inflatable chambers and for retaining, upon inflation, the fluid in the at least two isolated non-concentric inflatable chambers; anda flexible member spanning a gap between and fixedly attached to both a first chamber of the at least two isolated non-concentric inflatable chambers and a second chamber of the at least two isolated non-concentric inflatable chambers, said flexible member being in fluid communication with the valve system and carrying inflation tubes that are in fluid communication with the at least two isolated non-concentric inflatable chambers;wherein the gastric balloon structure, in its inflated state, assumes a curved shape conforming to a natural three-dimensional kidney shape of the gastric cavity, such that the flexible member flexibly conforms, upon at least partially filling the at least two isolated non-concentric inflatable chambers, the gastric balloon structure to the natural three-dimensional kidney shape of the gastric cavity;and wherein, after inflation, the gastric balloon structure is configured to float freely without tethering in the gastric cavity. 2. The gastric balloon structure of claim 1, wherein the gastric balloon structure is designed to provide for modulated passage of food through the gastric cavity upon inflation. 3. The gastric balloon structure of claim 2, wherein the inflated state volumes of the at least two isolated non-concentric inflatable chambers are configured to leave in the gastric cavity a residual volume proximal to the gastric balloon structure unoccupied by the gastric balloon structure during a resting state of the gastric cavity, and wherein said residual volume is 10 ml to 100 ml. 4. The gastric balloon structure of claim 1, wherein, upon inflation, the gastric balloon structure is configured to rest within the gastric cavity without exerting pressure at any point in the gastric cavity sufficient to cause ulceration. 5. The gastric balloon structure of claim 4, wherein an outer surface of each of the isolated non-concentric inflatable chambers is configured to align against greater and lesser curvatures of the gastric cavit... | Fulfillium, Inc. | A61F002/04 A61F005/00 A61B005/00 A61F002/12 A61B005/07 A61N001/08 G08B021/18 A61N001/372
US10279133 | B2 | 2019-05-07 | Process for checking the function of a respiration system | 2015-11-03 | The function of a respiration system, with a patient port (1) with connected inspiration branch (3) and expiration branch, is checked. A rebreathing line (9) connects the inspiration branch to the expiration branch. A reservoir (25) is connected to a reservoir port (27) in the rebreathing line. An actuatable control valve (29) is provided in the rebreathing line between the expiration branch and the reservoir port. A pressure sensor (33) is connected to the rebreathing line. A control unit (39) is connected to the control valve and to pressure sensor. The process includes closing the control valve for a preset inspiration time and opening it for a preset expiration time. The value sent by the pressure sensor is detected with the control valve opened during the expiration time and compared with a preset first threshold valve. An error message is generated when the value sent exceeds the first threshold value. | 1. A respiration system comprising: a patient port;an inspiration branch, which has an inspiration branch first end and an inspiration branch second end as well as an inspiration branch nonreturn valve, which opens when a pressure on a side of the inspiration branch nonreturn valve facing the inspiration branch second end is above a pressure on a side of the inspiration branch nonreturn valve facing the inspiration branch first end, wherein the inspiration branch first end is connected to the patient port;an expiration branch, which has an expiration branch first end and an expiration branch second end as well as an expiration branch nonreturn valve, which opens when a pressure on a side of the expiration branch nonreturn valve facing the expiration branch first end is above a pressure on the side of the expiration branch nonreturn valve facing the expiration branch second end, wherein the expiration branch first end is connected to the patient port;a rebreathing line, which connects the inspiration branch second end to the expiration branch second end;a reservoir, which has a variable volume with a maximum volume and which is connected to a reservoir port in the rebreathing line;an actuatable control valve, which is provided in the rebreathing line between the expiration branch second end and the reservoir port;a pressure sensor, which is connected to the rebreathing line adjacent to the reservoir port; anda control unit, which is connected to the actuatable control valve and to the pressure sensor, the control unit closing the actuatable control valve for a preset inspiration time, opening the actuatable control valve for a preset expiration time, detecting a value sent by the pressure sensor, with the actuatable control valve opened during the expiration phase, comparing the value detected with a preset threshold value and generating an error message when the value detected exceeds the preset threshold value. 2. A system in accordance with claim 1, further comprising: a respiration drive, which is arranged in the rebreathing line between the reservoir port and the inspiration branch second end, wherein the control unit operates the respiration drive during the inspiration time to generate a flow in the rebreathing line from the reservoir to the inspiration branch second end and the control unit switches off the respiration drive during the expiration time or operates the respiration drive at reduced capacity, so that nonreturn valve in the inspiration branch remains closed. 3. A system in accordance with claim 1, wherein the control unit measures a duration of a time period between the opening of the control valve and a point in time at which the value sent by the pressure sensor exceeds the preset threshold value and varies the error message depending on the measured duration. 4. A system in accordance with claim 1, wherein the control unit detects the value sent by the pressure sensor, with the actuatable control valve closed during the i... | Drägerwerk AG & Co. KGaA | A61M016/00 A61M016/08 A61M016/20 A61M016/01 A61M016/10 A61M016/22 A61B005/091
US10278633 | B1 | 2019-05-07 | Systems and methods for assisting diagnosing and/or titrating medication for predetermined conditions and assessing the effectiveness of medication prescribed for a predetermined condition | 2015-06-23 | Systems and methods for assisting with diagnosing and/or titrating medication for predetermined conditions and/or assessing the effectiveness of medication prescribed for a predetermined condition including, but not limited to, Attention Deficit Disorder (“ADD”) and Attention Deficit Hyperactivity Disorder (“ADHD”). A diagnostic test is provided that includes display of both target and non-target images. Responses to these display images are analyzed to measure subject criteria including response time consistency, response time, impulsivity, omissions, multiple responses, and guessing. Such data, or numerical quantifiers calculated from such data, may be used to assist with titrating medication for one or more predetermined conditions and/or assessing the effectiveness of medication prescribed for a predetermined condition. | 1. A method for assisting diagnosing or titrating medication for predetermined conditions and assessing the effectiveness of medication prescribed for a predetermined condition, to a remote user over a network based upon information received from an individual computing device via the network, said method comprising the steps of: providing a local target viewer application to the remote user for installation on a first computing device of the remote user, the local target viewer application sequentially displaying a plurality of images to the remote user via an output device for a duration of a first timer, each of said plurality of images displayed upon the expiration of a second timer;receiving and recording a display time associated with the display of said each of said plurality of images at a server, the display time sent from the first computing device to the server via the network;receiving and recording a type of said each of said plurality of images at the server, the type sent from the first computing device to the server via the network, each of said plurality of images is selected from the group consisting of a target image and a non-target image, the target image having a substantially inverse pattern relative to the non-target image;receiving and recording inputs inputted by said remote user at the server, the inputs sent from the first computing device to the server via the network;receiving and recording an input time associated with said inputs at the server, the input time sent from the first computing device to the server via the network; the server including a memory or database the server storing the remote user's data in said memory or said database, said data including display time, said type of each of said plurality of images, said inputs inputted by said remote user, and said input time associated with said inputs, wherein the server performs the steps of: calculating a numerical identifier based upon said data;recording one of the group consisting of performance characteristics, a numerical identifier, and combinations thereof; andtransmitting one of the group consisting of performance characteristics, a numerical identifier, and combinations thereof to the first computing device. 2. A medium according to claim 1, wherein said numerical identifier is calculated by summing three times a standard deviation of a response time mean and three times a standard deviation of a response time variability mean and three times a standard deviation of a commission mean. 3. A medium according to claim 1, wherein if said numerical identifier is less than zero, said remote user is prompted to seek professional treatment. 4. A medium according to claim 1 wherein the server further performs the step of: displaying said one of the group consisting of said performance characteristics, said numerical identifier, and combinations thereof to said user. 5. A medium according to claim 1, wherein the ratio of display of said target image to ... | CORMAN ATTENTION TECHNOLOGIES, LLC | A61B005/16 A61B005/00 G06K009/62
US10296835 | B2 | 2019-05-21 | Automated quality assessment of physiological signals | 2014-06-06 | Methods and systems may provide for receiving a physiological signal from a sensor configuration associated with a mobile device. A qualitative analysis may be conducted for each of a plurality of noise sources in the physiological signal to obtain a corresponding plurality of qualitative ratings. In addition, at least the plurality of qualitative ratings may be used to determine whether to report the physiological signal to a remote location. In one example, a quantitative analysis is conducted for each of the plurality of noise sources to obtain an overall quality level, wherein the overall quality level is also used to determine whether to report the physiological signal to the remote location. | 1. A mobile device comprising: a battery to provide power to the mobile device;a sensor configuration;a sensor interface to receive a physiological signal from the sensor configuration;a qualitative module to conduct a qualitative analysis independently for each noise source of a plurality of noise sources in the physiological signal to obtain a plurality of qualitative ratings, wherein a qualitative rating of the plurality of qualitative ratings is to be individually obtained for each noise source of the plurality of noise sources; anda selection module to use at least the plurality of qualitative ratings to determine whether to report the physiological signal to a remote location. 2. The mobile device of claim 1, further including a quantitative module to conduct a quantitative analysis independently for each of the plurality of noise sources to obtain an overall quality level, wherein the overall quality level is to be used to determine whether to report the physiological signal to the remote location. 3. The mobile device of claim 2, wherein the quantitative module is to assign weights to signal to noise ratios associated with the plurality of noise sources based on the plurality of qualitative ratings. 4. The mobile device of claim 1, wherein the plurality of quality ratings is to include a plurality of non-numeric ratings, wherein the qualitative module is to combine the plurality of qualitative ratings into an overall qualitative rating, and wherein the overall qualitative rating is to be used to determine whether to report the physiological signal to the remote location. 5. The mobile device of claim 1, further including a user interface to generate a user prompt if a quality condition is not satisfied, wherein the user prompt is to request one or more additional readings and include a recommendation that is tailored to one or more of the plurality of noise sources. 6. The mobile device of claim 1, further including: a noise extraction module to filter, for each of the plurality of noise sources, the physiological signal; anda noise estimation module to conduct a noise estimation for the filtered physiological signal. 7. An apparatus comprising: a sensor interface to receive a physiological signal from a sensor configuration associated with a mobile device;a qualitative module to conduct a qualitative analysis independently for each noise source of a plurality of noise sources in the physiological signal to obtain a plurality of qualitative ratings, wherein a qualitative rating of the plurality of qualitative ratings is to be individually obtained for each noise source of the plurality of noise sources; anda selection module to use at least the plurality of qualitative ratings to determine whether to report the physiological signal to a remote location. 8. The apparatus of claim 7, further including a quantitative module to conduct a quantitative analysis independently for each of the plurality of noise sources to obtain an overall... | Intel Corporation | G06N005/04 G06Q050/24 A61B005/00 G06F019/00
US10288719 | B2 | 2019-05-14 | Object information acquiring apparatus and information processing apparatus | 2017-02-07 | An object information acquiring apparatus, comprises a light irradiating unit configured to irradiate an object with light; a probe configured to receive an acoustic wave generated from the object and convert into an electrical signal; a characteristic information acquiring unit configured to acquire characteristic information relating to the object based on the electrical signal; an area information acquiring unit configured to acquire information relating to a reachable area of the light; a location detecting unit configured to acquire an operator location; and a determining unit configured to determine whether the operator location is in a first state where the operator location overlaps with the reachable area of the light or a second state where the operator location does not overlap with the reachable area of the light. | 1. An object information acquiring apparatus, comprising: a light irradiating unit configured to irradiate an object with light;an acoustic probe configured to receive an acoustic wave generated from the object due to the light and to convert the acoustic wave into an electrical signal;a characteristic information acquiring unit configured to acquire characteristic information relating to the object based on the electrical signal;an area information acquiring unit configured to acquire information relating to a reachable area of the light irradiated from the light irradiating unit;a location detecting unit configured to acquire an operator location which is a location of an operator; anda determining unit configured to determine whether the operator location is in a first state where the operator location overlaps with the reachable area of the light or a second state where the operator location does not overlap with the reachable area of the light. 2. The object information acquiring apparatus according to claim 1, wherein the light irradiating unit is configured not to permit irradiation of light when the operator location is in the first state, based on a determination result of the determining unit. 3. The object information acquiring apparatus according to claim 1, wherein the light irradiating unit is configured to perform switching betweena first mode in which irradiation of light is not permitted when the operator location is in the first state, based on a determination result of the determining unit anda second mode in which irradiation of light is permitted even when the operator location is in the first state, based on a determination result of the determining unit. 4. The object information acquiring apparatus according to claim 3, further comprising an input unit configured to accept an input regarding whether or not the operator wears safety glasses, whereinthe light irradiating unit is configured to permit irradiation of light in the second mode on condition that information indicating that the safety glasses are worn is acquired from the input unit. 5. The object information acquiring apparatus according to claim 4, wherein the input unit is configured to prevent an input regarding whether or not the operator wears safety glasses when the light irradiating unit is in the first mode. 6. The object information acquiring apparatus according to claim 3, further comprising a detecting unit configured to detect whether or not the operator wears safety glasses, whereinthe light irradiating unit is configured to permit irradiation of light in the second mode on condition that the detecting unit detects that the safety glasses are worn. 7. The object information acquiring apparatus according to claim 6, wherein the light irradiating unit is configured to permit irradiation of light in the first mode, based on a determination result of the determining unit regardless of a detection result of the detecting unit. 8. The object informat... | CANON KABUSHIKI KAISHA | G01S005/18 A61B005/00 A61B034/20 A61B090/00
US10292660 | B2 | 2019-05-21 | Method and device for automatically checking the quality of an RR series obtained from a cardiac signal | 2015-02-20 | The method allows controlling the quality of an initial RR series consisting of a plurality of (RRi) samples which are respectively a function of time intervals (δti) which separate two successive heartbeats. During this method, one resamples the RR series so as to obtain a resampled RR series, and one automatically controls the quality of the RR series by automatically calculating at least the mathematical norm value (NORME), in a sliding window, of the resampled RR series, said mathematical norm value being given by the following formula:;NORME=∑i=1N⁢(RRi-1N⁢∑i=1N⁢(RRi))2 where N is the number of RRi samples in said window. | 1. A method for diagnosing a cardiac condition of a subject comprising: acquiring a cardiac signal, using a processing unit for automatically constructing a plurality of successive (RRi) samples of an initial RR series from said acquired cardiac signal, said plurality of samples (RRi) being respectively a function of time intervals (δti) which separate two successive heartbeats;using the processing unit for resampling the RR series so as to obtain a resampled RR series, and using the processing unit for automatically controlling the quality of the RR series, where using the processing unit for automatically controlling the quality of the RR series further comprises using the processing unit for automatically calculating at least the mathematical norm value (NORME), in a sliding window, of the resampled RR series, said mathematical norm value being given by the following formula:NORME=∑i=1N⁢(RRi-1N⁢∑i=1N⁢(RRi))2where N is the number of RRi samples in said window; and using the processing unit for automatically comparing the mathematical norm value with a first predefined value (NormMin) or with a second predefined value (NormMax), and for automatically triggering at least one of a visual or audible alarm when the mathematical norm value (NORME) that is calculated is smaller than said first predefined value (NormMin) or is greater than said second predefined value (NormMax), or using the processing unit for calculating a quality index (NivQual) from at least the mathematical norm value (NORME) that is calculated and for registering or displaying said quality index (NivQual). 2. The method according to claim 1 further comprising: using the processing unit for automatically detecting in the initial RR series if one or more successive (RRi) samples are incorrect, and for automatically correcting, in the RR series, the one or more (RRi) samples detected as incorrect by replacing the one or more (RRi) samples by one or more reconstructed (RRc) samples, so as to obtain an RR series that is partly reconstructed, and wherein the resampling is performed on the RR series, that is partly reconstructed, so as to obtain a partly reconstructed and resampled RR series. 3. The method according to claim 1 further comprising: using the processing unit for automatically triggering at least one of a visual or audible alarm when the mathematical norm value that is calculated is outside a predefined range (NormMin; NormMax). 4. The method according to claim 1 further comprising: using the processing unit for automatically controlling the quality of the RR series by also calculating the instantaneous heart rate FCi, where FCi=60000/RRi, RRi being the instantaneous value in millisecond of an (RRi) sample of the RR series. 5. The method according to claim 4 further comprising: using the processing unit for automatically triggering of at least one of visual or audible alarm when the instantaneous heart rate FCi that is calculated is lower than a predefined value (FCMin)... | CENTRE HOSPITALIER REGIONAL UNIVERSITAIRE DE LILLE | A61B005/04 A61B005/00 A61B005/0245 A61B005/0402 A61B005/0456 A61B005/0468 A61B005/024 A61B005/044
US10281954 | B1 | 2019-05-07 | Wearable electronic device | 2018-05-24 | An embodiment of the present invention relates to a wearable electronic device, relates to the field of wearable devices, and mainly aims to solve the technical problem of relatively poor wireless communication quality of a smart swatch. The following major technical scheme is adopted: a wearable electronic device comprises a wearing-side shell, a communication-side shell opposite to the wearing-side shell, and a circuit chip board. An accommodation space is formed between the wearing-side shell and the communication-side shell. A metal region of the communication-side shell serves as a metal antenna, and the metal antenna has a feeder terminal and a ground terminal. The circuit chip board is disposed in the accommodation space and comprises a communication module, an antenna feed pin electrically connected to the communication module, and an antenna ground pin electrically connected to the communication module, wherein the antenna feed pin is electrically connected to the feeder terminal of the metal antenna, and the antenna ground pin is electrically connected to the ground terminal of the metal antenna. The wearing-side shell is a metal shell. The wearable electronic device has relatively high wireless communication capability in use. | 1. A wearable electronic device, comprising: a wearing-side shell;a communication-side shell opposite to the wearing-side shell, wherein an accommodation space is formed between the wearing-side shell and the communication-side shell; a metal region of the communication-side shell serves as a metal antenna, and the metal antenna has a feeder terminal and a ground terminal; anda circuit chip board disposed in the accommodation space and comprising a communication module, an antenna feed pin electrically connected to the communication module, and an antenna ground pin electrically connected to the communication module,wherein the antenna feed pin is electrically connected to the feeder terminal of the metal antenna, and the antenna ground pin is electrically connected to the ground terminal of the metal antenna; and the wearing-side shell is a metal shell,the antenna ground pin is electrically connected to the wearing-side shell, andthe communication-side shell comprises an insulating shell, the metal antenna is at an inner side of the insulating shell, the insulating shell is directly fastened with the wearing-side shell so that the wearing-side shell and the communication-side shell are positioned oppositely. 2. The wearable electronic device according to claim 1, further comprising: a display screen and/or touch screen,wherein a screen placement space is provided on the inner side of the communication-side shell, and the display screen and/or touch screen is disposed in the screen placement space. 3. The wearable electronic device according to claim 1, wherein a first metal elastic piece and a second metal elastic piece are disposed on a first side surface of the circuit chip board; the first metal elastic piece is electrically connected with the antenna feed pin, and the second metal elastic piece is electrically connected with the antenna ground pin;the first metal elastic piece elastically props against a first electric connection terminal of the metal antenna so that the antenna feed pin is electrically connected with the feeder terminal of the metal antenna; andthe second metal elastic piece elastically props against a second electric connection terminal of the metal antenna so that the antenna ground pin is electrically connected with the ground terminal of the metal antenna. 4. The wearable electronic device according to claim 1, wherein a third metal elastic piece is disposed on a second side surface of the circuit chip board; the third metal elastic piece is electrically connected with the antenna ground pin; and the third metal elastic piece elastically props against a ground terminal of the wearing-side shell so that the antenna ground pin is electrically connected with the wearing-side shell. 5. The wearable electronic device according to claim 1, wherein the metal antenna is in a loop form and surrounds an periphery of the display screen and/or touch screen. 6. The wearable electronic device according to claim 5, wherein the me... | Mobvoi Information Technology Co., LTD | H04W004/18 G06F001/16 A61B005/00 G06F003/0488 G06F003/0354 G06F003/041 G04G021/08
US10300283 | B2 | 2019-05-28 | Determination of sleep quality for neurological disorders | 2014-04-08 | A device determines values for one or more metrics that indicate the quality of a patient's sleep based on sensed physiological parameter values. Sleep efficiency, sleep latency, and time spent in deeper sleep states are example sleep quality metrics for which values may be determined. The sleep quality metric values may be used, for example, to evaluate the effectiveness of a therapy delivered to the patient by a medical device. In some embodiments, determined sleep quality metric values are automatically associated with the therapy parameter sets according to which the medical device delivered the therapy when the physiological parameter values were sensed, and used to evaluate the effectiveness of the various therapy parameter sets. The medical device may deliver the therapy to treat a non-respiratory neurological disorder, such as epilepsy, a movement disorder, or a psychological disorder. The therapy may be, for example, deep brain stimulation (DBS) therapy. | 1. A medical system comprising: a medical device configured to deliver a therapy within a cranium of a patient to treat a neurological disorder of the patient;a sensor configured to sense, via at least one electrode of a lead positioned within the cranium of the patient, electrical activity of the brain of the patient during the delivery of the therapy to the patient, the at least one electrode being in communication with the medical device; anda processor configured to: associate each of a plurality of different frequency bands of the sensed electrical activity of the brain of the patient with a respective one or more sleep states of a plurality of sleep states of the patient, wherein the plurality of sleep states comprise at least two of a rapid eye movement (REM) state, a non-rapid eye movement (NREM) S1 state, an NREM S2 state, an NREM S3 state, or an NREM S4 state;compare relative power levels of the plurality of different frequency bands of the sensed electrical activity of the brain of the patient to one another;determine that a first relative power of a first frequency band of the plurality of different frequency bands is greater than a relative power of each of the other frequency bands of the plurality of different frequency bands;determine, based upon the determination that the first relative power of the first frequency band is greater than the relative power of each of the other frequency bands, that the patient is within a first sleep state of the plurality of sleep states associated with the first frequency band; andselect therapy parameters for the delivery of the therapy based on the determination that the patient is within the first sleep state,wherein the medical device is configured to deliver the therapy according to the therapy parameters selected by the processor based on the determination that the patient is within the first sleep state. 2. The medical system of claim 1, further comprising a user interface configured to present a message related to sleep quality of the patient based on the determination that the patient is within the first sleep state. 3. The medical system of claim 1, wherein the medical device is configured to deliver the therapy according to a plurality of therapy parameter sets, andwherein the processor is configured to, for each of the plurality of therapy parameter sets, associate a particular therapy parameter set of the plurality of therapy parameter sets with each sleep state of the plurality of sleep states based on electrical activity of the brain during the delivery of the therapy according to the particular therapy parameter set. 4. The medical system of claim 1, wherein the therapy includes at least one of: an epilepsy therapy, a movement disorder therapy, or a psychological disorder therapy. 5. The medical system of claim 1, wherein the medical device is configured to be coupled to at least one lead implanted within the brain and configured to deliver deep brain stimulation (DBS) via the... | Medtronic, Inc. | A61N001/36 A61B005/0205 A61B005/11 A61B005/00 A61M005/142 A61M005/172 A61B003/113 A61B005/0476 A61B005/08 A61B005/145 A61N001/365 A61N001/372
US10299695 | B2 | 2019-05-28 | Systems and methods for identifying and tracking neural correlates of baseball pitch trajectories | 2015-02-02 | Methods and systems for evaluating a subject's response to a task related to a stimulus include a brain activity sensor, such as an EEG sensor, for measuring neural data generated by the subject in response to the visual stimulus. One or more neural discriminators can be calculated based on the neural data. In order to generate one or more neural discriminators, two or more task conditions can be selected for discrimination. The subject's performance can be evaluated based on the one or more neural discriminators. Feedback can be provided to the subject to assist in achieving better performance. | 1. A system for evaluating a subject's response when presented with a task related to a stimulus having a trajectory, the system comprising: a brain activity sensor configured to measure neural response data generated by the subject when presented with the task related to the stimulus having the trajectory;a signal processing system comprising at least one processor configured to identify one or more neural discriminators associated with the task based on the neural response data using a classifier, wherein the classifier is configured to calculate the one or more neural discriminators that discriminates between two or more task conditions; andan output device comprising at least one of a monitor or a printer configured to provide information based on the neural discriminators for purposes of evaluation. 2. The system of claim 1, wherein the brain activity sensor comprises an array of brain activity sensors. 3. The system of claim 1, wherein the brain activity sensor comprises an electroencephalography sensor. 4. The system of claim 1, wherein the brain activity sensor comprises a functional magnetic resonance imaging sensor. 5. The system of claim 1, wherein the brain activity sensor comprises a near infrared sensor. 6. The system of claim 1, wherein the two or more task conditions comprise a correct decision and/or an incorrect decision. 7. The system of claim 1, wherein a spatial distribution of the neural response data is applied to the classifier to learn an optimal linear discriminator. 8. A system for evaluating a subject's response when presented with a task related to a stimulus having a trajectory, the system comprising: a brain activity sensor configured to measure neural response data generated by the subject when presented with the task related to the stimulus having the trajectory;at least one processor;a computer-readable medium storing instructions that, when implemented, cause the at least one processor to identify one or more neural discriminators associated with the task based on the neural response data using a classifier, wherein the classifier is configured to calculate the one or more neural discriminators that discriminates between two or more task conditions; andan output device comprising at least one of a monitor or a printer configured to provide information based on the neural discriminators for purposes of evaluation. 9. The system of claim 8, wherein the two or more task conditions comprise a correct decision and/or an incorrect decision. 10. The system of claim 8, wherein a spatial distribution of the neural response data is applied to the classifier to learn an optimal linear discriminator. | THE TRUSTEES OF COLUMBIA UNIVERSITY IN THE CITY OF NEW YORK | A61B005/00 A61B005/0484 A61B005/04 A61B005/0478 A61B005/0482 G01R033/48 A61B005/055
US10282742 | B2 | 2019-05-07 | Interactive use and athletic performance monitoring and reward method, system, and computer program product | 2015-05-27 | A method, computer program product, and system for monitoring and rewarding athletic performance and use of a product worn by a person, thereby motivating use of the product and promoting customer loyalty. The present invention includes and system and method for measuring, tracking, and recording use of the product, preferably related to the athletic performance of an athlete, using a portable, remote device; transferring that data from the remote device to a common location, such as an Internet web site service; calculating, assigning, and tracking rewards based on the level of use determined from the data; and allowing the user to redeem his or her rewards or compare his or her performance level with other athletes using other remote devices. | 1. A method comprising: collecting, by a performance measurement device, product use information for an athletic product;determining, by the performance measurement device and based at least in part on the product use information, a redeemable reward for a user of the athletic product;transmitting, via the performance measurement device, an indication of the redeemable reward; andutilizing, by the performance measurement device, the redeemable reward to acquire one Or more products. 2. The method according to claim 1, wherein determining the redeemable reward for the user further comprises: processing, by the performance measurement device, the product use information to generate reward information. 3. The method of claim 1, wherein the athletic product comprises an article of footwear. 4. The method according to claim 3, wherein the product use information includes athletic performance information. 5. The method according to claim 4, further comprising: determining one or more user performance metrics based at least in part on the athletic performance information. 6. The method according to claim 1, wherein the performance measurement device includes an input device configured to activate one or more sensors of a plurality of sensors. 7. The method according to claim 1, wherein the redeemable reward awarded to the user is determined in proportion to the user's performance of an athletic activity. 8. The method according to claim 1, wherein the performance measurement device collects the product use information via a plurality of sensors, and wherein the plurality of sensors comprises at least an accelerometer. 9. The method of claim 1, further comprising: transmitting, by the performance measurement device, the product use information to a data collection device. 10. The method of claim 9, wherein the data collection device includes an interface for receiving the product use information from the performance measurement device. 11. The method of claim 9, wherein the data collection device comprises a computer kiosk. 12. The method according to claim 1, wherein the redeemable reward comprises at least one of a cash award, a discount, or a gift. 13. The method according to claim 1, further comprising: receiving, via an input device, user input selection indicating a first sensor, of a plurality of available sensors for the performance measurement device, to measure an athletic performance of a user. 14. The method according to claim 1, wherein the indication of the redeemable reward is transmitted to a reward determining location for verification. 15. A performance measurement device, comprising: one or more processors;a display device;a plurality of sensors; andmemory, operatively coupled to the one or more processors, storing computer readable instructions that, when executed, cause the performance measurement device to:detect, by the plurality of sensors, athletic activity performed by a user;generate athletic activity data based o... | NIKE, Inc. | G06Q030/00 G06Q030/02 A63B024/00 A63B071/06 A61B005/11 A61B005/00 G01C022/00 G01P003/00 G06F019/00 A63B069/00 G16H020/30
US10288562 | B2 | 2019-05-14 | Light reflection imaging method for acquiring optical parameters and microstructures of tissues in a large area | 2015-10-29 | A light reflection imaging method for acquiring optical parameters and microstructures of tissues in a large area, comprising a turbid medium reflectance calculation method applicable at a random spatial distance and in an entire spatial frequency domain, and a method of measuring the reflectance of a turbid medium at high and low spatial frequencies and inverting the obtained light reflectance to obtain optical parameters of the medium. The inversion method may be a table lookup method or a formula fitting method. The measurement of sub-diffuse and diffuse light reflectance of the turbid medium can be used for measuring the optical properties of the turbid medium and microstructures including a phase function and the like in a large area. | 1. A light reflection imaging method for acquiring optical parameters and microstructures of tissues in a large area, comprising: directing a collimated beam of light at a forward peak scattering medium;detecting a first order non-diffuse photon in a backscattered direction;detecting a second order non-diffuse photon in the backscattered direction;detecting a diffuse photon in the backscattered direction;determining a low-frequency reflectance formula Isnake(q)+Idiffuse(q)+μb/2μt and a high-frequency reflectance formula ISAA(q),according toI⁡(q)={Isnake⁡(q)+Idiffuse⁡(q)+μb/2⁢μtq&lt;qcISAA⁡(q)q>qc,wherein qc˜2πβ;determining an absorption coefficient μa and a reduced scattering coefficient μs′ from the reflectance determined by applying the low-frequency reflectance formula and an inversion method in sequence; anddetermining an anisotropic factor g, a propagation length scale lθ and an isotropic scattering background pb of a random phase function of the forward peak scattering medium determined by applying the high-frequency reflectance formula and the inversion method. 2. The light reflection imaging method for acquiring optical parameters and microstructures of tissues in a large area according to claim 1, wherein the inversion method is a table lookup method or a formula fitting method. 3. The light reflection imaging method for acquiring optical parameters and microstructures of tissues in a large area according to claim 1, wherein a high-frequency reflectance formulaISAA⁡(q)=∫0∞⁢dz⁢⁢μb⁡(z)×[Seff⁡(q,z;s⊥)+2⁢⁢piso1-piso⁢Seff′⁡(q,z;s⊥)]is obtained from an SAA diffusion function S(q,z;s⊥0)=exp(−iq·s⊥0z)exp[−∫0zμt(z−ζ)dζ+∫0zμb(z−ζ)χ(qζ,z−ζ)dζ]. 4. The light reflection imaging method for acquiring optical parameters and microstructures of tissues in a large area according to claim 3, wherein, assuming that pForward(θ) satisfies Gaussian distribution, the random phase function p(θ) of the scattering medium is modified into:pSAA⁡(θ)=1-2⁢⁢pbπΘ2⁢exp⁡(-θ2Θ2)+12⁢π⁢pb,from whichpb=2⁢π⁢∫π/2π⁢p⁡(θ)⁢sin⁢⁢θ⁢⁢d⁢⁢θandθ2=2⁢π1-2⁢⁢pb⁢∫0x⁢p⁡(θ)⁢θ2⁢sin⁢⁢θ⁢⁢d⁢⁢θare determined, and through piso=2pb, the SAA diffusion function is transformed intoS⁡(q,z;s⊥0)=exp⁡(-iq·s⊥0⁢z)⁢exp[-μt⁢z+(1-2⁢⁢pb)⁢μs⁢π⁢erf⁡(12⁢Θ⁢⁢qz)Θ⁢⁢q]. 5. The light reflection imaging method for acquiring optical parameters and microstructures of tissues in a large area according to claim 3, wherein when qlt>>1 and p&lt;&lt;lt, the high-frequency reflectance can be simplified intoISAA⁡(q)→μb2⁢μt⁡[1+2·61/3⁢Γ⁡(43)⁢μtμs⁢(lΘ⁢q)-2/3-23⁢62/3⁢Γ⁡(23)⁢μt⁢μt′μs2⁢(lΘ⁢q)-4/3]⁢⁢andISAA⁡(ρ)→μb2⁢μt[⁢δ⁡(ρ)+1π⁢(23)2/3⁢Γ⁡(23)⁢μtμs⁢(lΘ⁢q)-2/3-2π⁢(23)2/3⁢Γ⁡(43)⁢μt⁢μt′μs2⁢(lΘ⁢q)-2/3],wherein μt′≡μa+2pbμs and the propagation length scale lΘ≡Θ/μs. 6. The light reflection imaging method for acquiring optical parameters and microstructures of tissues in a large area according to claim 5, wherein parameters characterizing the microstructure of the system or a combination of these parameters are/is directly obtained using the ... | WENZHOU MEDICAL UNIVERSITY | G01N021/47 G01N021/55 A61B005/00
US10292586 | B2 | 2019-05-21 | Non-invasive health indicator monitoring system and using method thereof | 2014-11-11 | The present invention relates to a non-invasive health indicator monitoring system including a sensing module, an electric power storage module, and a circuit module to collect health indicator information by contacting with a subject. In addition, the present invention also relates to a method for monitoring health indicator continuously by using the health indicator monitoring system. | 1. A noninvasive health indicator monitoring system for use in collecting at least one health indicator information, comprising a sensing module to collect health indicator information obtained from at least one health indicator marker wherein the sensing module includes an enzymatic amperometric sensor comprising: glucose oxidase, andhorseradish peroxidase (HRP) combined onto an M13 virus in which the combined HRP-M13 virus is bound to a carbon nanotube;a power storage module located on a support board to provide electric power to the sensing module continuously; anda circuit module connected with the sensing module and the power storage module respectively to drive the sensing module, save or transmit the collected health indicator information, and control power supply of the system. 2. The noninvasive health indicator monitoring system according to claim 1, wherein the circuit module comprises a sensor driving part to drive the sensing module, a data control part to control the health indicator information, a transmission part to deliver the health indicator information to an external device. 3. The noninvasive health indicator monitoring system according to claim 1, further comprising a power generation module which is electrically connected with the power storage module. 4. The noninvasive health indicator monitoring system according to claim 1, wherein the system comprises multilayer structure comprising a first, a second, and a third layer; the first layer is configured to be in contact with the subject; the second layer is located on the first layer and comprises the power storage module and the circuit module; and the third layer is located on the second layer and comprises the sensing module, wherein the multilayer structure is at least partially transparent and generally flexible; has a shape of contact lens; and is located between the eyeball and the eyelid in a driving mode. 5. The noninvasive health indicator monitoring system according to claim 4, wherein the power generation module is on the third layer. 6. The noninvasive health indicator monitoring system according to claim 5, wherein the power generation module comprises a triboelectric nanogenerator that comprises one nano structure selected from the group consisting of PDMS, polymeric nanostructure and the combinations thereof. 7. The noninvasive health indicator monitoring system according to claim 4, wherein the health indicator information is blood glucose level and the health indicator marker is tear glucose level. 8. The noninvasive health indicator monitoring system according to claim 4, wherein the health indicator marker is one selected from the group consisting of glucose level, glycated albumin level, fructosamine level, 1,5-anhydroglucitol level, uric acid level, lactic acid level, pyruvate level, and ascorbate level. 9. The noninvasive health indicator monitoring system according to claim 4, wherein the sensing module, the power generation module, the powe... | KOREA INSTITUTE OF SCIENCE AND TECHNOLOGY | A61B005/00 A61B005/145 A61B005/1486 H01M010/00
US10292609 | B2 | 2019-05-21 | Method and device for determining action and/or action part | 2016-01-07 | The present application provides methods and devices for determining an action and/or an action part, and generally relates to the field of wearable devices. A method disclosed herein comprises: in response to that a first part on a body of a user executes an action, acquiring target blood flow information of the first part or a second part corresponding to the first part; and determining the first part and/or the action according to the target blood flow information and reference information. The methods and devices disclosed provide a new scheme for recognizing an action and/or an action part. | 1. A method for determining an action or an action part, wherein the method comprises: detecting photoplethysmography (PPG) information;when the PPG information indicates that a user has executed an action using a first body part, acquiring target photoplethysmography (PPG) information of the first body part or a second part corresponding to the first body part; anddetermining the first body part or the action according to the target PPG information and reference information by determining target difference information according to the target PPG information and the reference information, wherein determining the target difference information comprises: dividing the target PPG information into a plurality of sub target PPG information according to cycles;performing cross-correlation computation on the plurality of sub target PPG information respectively with the reference information; anddetermining the target difference information according to the cross-correlation computation result. 2. The method of claim 1, wherein the determining target difference information according to the target PPG information and the reference information comprises: comparing an amplitude value in the target PPG information with a value of the reference information, and determining the target difference information according to a comparison result. 3. The method of claim 2, wherein the reference information is a first threshold. 4. The method of claim 1, wherein the determining the first body part or the action according to the target PPG information and the reference information by determining the target difference information comprises: computing similarity between a waveform of the target difference information and at least one known waveform, and determining a target known waveform according to a computation result; anddetermining the first body part or the action according to the target known waveform. 5. The method of claim 1, wherein the determining the first body part or the action at least according to the target difference information comprises: determining the action according to the number of troughs or crests comprised in the target difference information. 6. The method of claim 1, wherein the determining the first body part or the action at least according to the target difference information comprises: determining the action according to a cycle corresponding to the target difference information. 7. The method of claim 1, wherein the method further comprises: determining input information corresponding to the first body part or the action. 8. The method of claim 1, wherein the determining the first body part or the action according to the target PPG information and reference information comprises by determining target difference information according to the target PPG information and the reference information: determining a signal feature of the target PPG information; anddetermining the first body part or the action according to the signal featur... | BEIJING ZHIGU RUI TECH CO., LTD. | A61B005/02 A61B005/0295 A61B005/00 A61B005/024 A61B005/11
US10297012 | B2 | 2019-05-21 | Dynamic analysis device, dynamic analysis system, dynamic analysis method and non-transitory computer readable storage medium | 2017-03-17 | A dynamic analysis device includes a processor. The processor performs filtering on a dynamic image in a feature quantity space formed of two or more axes with feature quantities of the respective axes. The dynamic image is obtained by dynamic imaging performed by emitting radiation to an examination target site. Further, the processor calculates a feature quantity relating to a dynamic state of the examination target site based on the filtered dynamic image. | 1. A dynamic analysis device comprising a processor which: performs filtering on a dynamic image in a feature quantity space formed of two or more axes with feature quantities of the respective axes, the dynamic image being obtained by dynamic imaging performed by emitting radiation to an examination target site; andcalculates a feature quantity relating to a dynamic state of the examination target site based on the filtered dynamic image,wherein the feature quantities to be used in the filtering include at least one feature quantity relating to time change in pixel signal value of the dynamic image, which includes one or more of a time frequency of the pixel signal value of the dynamic image, and a feature quantity relating to a profile shape of the pixel signal value of the dynamic image in a time direction. 2. The dynamic analysis device according to claim 1, wherein the processor performs the filtering in the feature quantity space formed of the two or more axes having mutually different characteristics. 3. The dynamic analysis device according to claim 1, wherein the feature quantity relating to the profile shape of the pixel signal value of the dynamic image in the time direction is any of (i) a peak integral, (ii) a peak distance, (iii) a skewness, (iv) a speed ratio, and (v) an acceleration ratio, each of which is calculated based on the profile shape, and (vi) an output result obtained by inputting the profile shape to a machine learning classifier. 4. The dynamic analysis device according to claim 1, wherein the feature quantities to be used in the filtering further include at least one feature quantity relating to spatial change in the pixel signal value of the dynamic image. 5. The dynamic analysis device according to claim 4, wherein the feature quantity relating to the spatial change in the pixel signal value of the dynamic image is one or more of a spatial frequency of the pixel signal value of the dynamic image, and a curvature feature quantity representing a shape of a curved surface showing distribution of the pixel signal value in each frame image of the dynamic image. 6. The dynamic analysis device according to claim 1, wherein the processor sets a first parameter for performing the filtering on the dynamic image in the feature quantity space formed of the two or more axes with the feature quantities of the respective axes, and performs the filtering on the dynamic image with the set first parameter. 7. The dynamic analysis device according to claim 6, wherein the processor analyzes the dynamic image, thereby obtaining a feature quantity representing a dynamic state of a predetermined structure contained in the dynamic image, and sets the first parameter for, among the feature quantities, a feature quantity relating to time change in pixel signal value of the dynamic image based on the obtained feature quantity representing the dynamic state of the predetermined structure. 8. The dynamic analysis device according to cla... | KONICA MINOLTA, INC. | G06T005/00 G06K009/46 G06T007/00 G06T011/20 A61B005/00 A61B006/00 G06K009/00 A61B005/024 A61B005/113
US10299968 | B2 | 2019-05-28 | Wireless incontinence detection apparatus | 2018-06-19 | A moisture management apparatus monitors an area for moisture events and wirelessly transmits moisture-related information to one or more notification devices. An embodiment of the moisture management apparatus includes a substrate and one or more sensors supported by the substrate. The sensor(s) emit wireless signals indicative of the moisture-related information. A sensor event communication system forwards the sensor signals to another device, such as a notification device. The sensor event communication system may monitor other types of patient events. Portions of the moisture management apparatus and/or the moisture event communication system may be embodied in a patient support apparatus, such as a bed. | 1. An incontinence detection apparatus comprising an incontinence pad having a substrate, at least two sensor traces situated on the substrate, and a passive RFID tag situated on the substrate, the passive RFID tag being in electrical communication with the at least two sensor traces, wherein an open circuit is formed between the at least two sensor traces when the incontinence pad is dry, wherein the presence of a threshold amount of incontinence on the incontinence pad forms a closed circuit with the at least two sensor traces due to the incontinence pad being wet,a pair of spaced apart antennae, at least one antenna of the pair of antenna receiving a wireless signal emitted by the passive RFID tag indicating whether the incontinence pad is dry or wet,a reader controlling at least one of the pair of antennae to emit wireless energy for powering the passive RFID tag, the reader transmitting a notification message in response to the wireless signal emitted by the passive RFID tag indicating that the incontinence pad is wet, anda patient bed having a frame and a mattress, the incontinence pad being situated atop the mattress, the reader being coupled to the frame, wherein the frame comprises a mattress support deck that supports the mattress and the pair of spaced apart antennae are situated above the deck and beneath the mattress. 2. The incontinence detection apparatus of claim 1, wherein the substrate is generally rectangular in shape and the RFID tag is mounted closer to an edge of the incontinence pad than to a middle of the incontinence pad. 3. The incontinence detection apparatus of claim 1, wherein the at least two sensor traces includes a first sensor trace having first trace segments and a second sensor trace having second trace segments, the first trace segments being spaced from and interleaved with the second trace segments. 4. The incontinence detection apparatus of claim 1, wherein the substrate of the incontinence pad comprises a fluid impermeable film and the at least two sensor traces are printed on the fluid impermeable film. 5. The incontinence detection apparatus of claim 1, wherein the at least two sensor traces of the incontinence pad comprise conductive ink printed on the substrate. 6. The incontinence detection apparatus of claim 1, wherein the substrate comprises a hydrophobic material and wherein the incontinence pad comprises a moisture absorbent material overlying the at two sensor traces. 7. The incontinence detection apparatus of claim 1, wherein the substrate comprises a synthetic resin or a thermoplastic polymer material. 8. The incontinence detection apparatus of claim 1, wherein the passive RFID tag is configured to wirelessly communicate authentication information to the reader via at least one antenna of the pair of antennae. 9. The incontinence detection apparatus of claim 8, wherein the reader is configured to transmit an alert indicating incompatibility of the incontinence pad if the authentication i... | Hill-Rom Services, Inc. | A61F013/42 G06K007/10 A61G007/05 A61B005/00 A61B005/20 A61G007/02
US10286222 | B2 | 2019-05-14 | Magnetic stimulator | 2010-06-11 | Provided is a magnetic stimulator for applying magnetic stimulation to a particular portion of a subject. This magnetic stimulator includes: a magnetic field generating means including at least a stimulation coil configured to generate a dynamic magnetic field so as to apply the magnetic stimulation; a coil holder operated to displace a relative position of the magnetic field generating means with respect to the particular portion of the subject; a plurality of magnetic field sensors each configured to detect the magnetic field generated by the magnetic field generating means; and a user interface section configured to provide instruction information based on a result of the detection of the magnetic field generated by the magnetic field generating means, the instruction information indicating an operation of displacement to be performed using the coil holder, the detection being made by the magnetic field sensors either before or during the magnetic stimulation. | 1. A magnetic stimulator for applying magnetic stimulation to a particular portion of a subject, comprising: (a) a magnetic field generator including at least a stimulation coil which generates a magnetic field so as to apply the magnetic stimulation, the magnetic field comprising a dynamic magnetic field;(b) an operating device which is configured to operate to displace a relative position of the magnetic field generator with respect to the particular portion of the subject;(c) a plurality of magnetic field sensors each of which senses a magnetic field intensity of each of predetermined directional components in the magnetic field generated by the magnetic field generator;(d) a magnetic field analyzing device implemented by a hardware processor and a memory, wherein:(d1) the memory stores three-dimensional reference data of the stimulation coil, the three-dimensional reference data corresponding to an optimum position and posture to perform a transcranial magnetic stimulation treatment to the subject by means of the stimulation coil,(d2) the hardware processor calculates a current position and posture of the stimulation coil by recording data obtained by each of the plurality of magnetic field sensors as a plurality of degrees of freedom relating to three-dimensional position and posture of the stimulation coil are changed at respective positions in a three dimensional space and storing sensed data in a form of a table;by means of the plurality of magnetic field sensors, sensing a current magnetic field generated by the magnetic field generator including the stimulation coil; andcomparing the sensed data relating to the current magnetic field and the recorded data to determine the current position and posture of the stimulation coil, and(d3) the hardware processor compares three-dimensional data of the current position and posture of the stimulation coil with the three-dimensional reference data to obtain a deviation of the three-dimensional data of the current position and posture from the three-dimensional reference data; and(e) a user interface which generates and indicates instruction information indicating an operation of displacement of the relative position of the magnetic field generator with respect to the particular portion of the subject to be performed by the operating device based upon the deviation obtained by the hardware processor. 2. The magnetic stimulator according to claim 1, further comprising: a fixing device configured to fix each of the plurality of magnetic field sensors to a predetermined relative position with respect to the particular portion of the subject. 3. The magnetic stimulator according to claim 2, wherein the fixing device is selected from a pair of eyeglasses, a pair of earpieces, a pair of headphones, and a headband. 4. The magnetic stimulator according to claim 1, wherein the magnetic field generator is attached to the operating device. 5. The magnetic stimulator according to claim 1, wherein the hardw... | OSAKA UNIVERSITY | A61N002/00 A61N002/02 A61B005/05 A61B005/00 A61B090/14
US10302944 | B2 | 2019-05-28 | Head-mount type display device and method of controlling head-mount type display device | 2014-06-25 | A head-mount type display device includes an image display device adapted to allow a user to visually recognize an image in a state of being mounted on a head of a user, a detection section disposed in the image display device and adapted to detect biological information of the user, a control section adapted to perform control of the image visually recognized by the user using the image display device, and an annunciation section adapted to inform the user of image control information as information related to the control of the image based on a variation in the biological information detected. | 1. A head-mount type display device comprising: an image display device adapted to allow a user to view an image when mounted on a head of the user;a detection section adapted to detect biological information of the user in response to the image display device beginning to allow the user to view the image, the biological information comprising information for identifying a pulse wave,calculate a reference value based on the biological information detected by the detection section during an initial use time period, the initial use time period comprising a predetermined time period that begins when the detection section begins detecting the biological information in response to the image display device beginning to allow the user to view the image,calculate another value based on the biological information detected by the detection section during another time period after the initial use time period, anddetermine whether the another value varies from the reference value by more than a predetermined threshold value; andan annunciation section adapted to inform the user of image control information in response to a determination that the another value varies from the reference value by more than the predetermined threshold value, the image control information comprising a predetermined message configured to prompt the user to stop viewing the image using the image display device of the head-mount type display device,wherein each of the reference value and the another value is a value of a maximum difference in a heartbeat interval,the value of the maximum difference in the heartbeat interval is a difference between a maximum value of the heartbeat interval and a minimum value of the heartbeat interval in a predetermined number of beats of the heart, andthe image display device displays the predetermined message after the image is displayed on the image display device. 2. The head-mount type display device according to claim 1, wherein the detection section is disposed so as to have contact with the user, and keep the contact with the user. 3. The head-mount type display device according to claim 1, wherein the annunciation section allows the user to view the image control information using the image display device. 4. The head-mount type display device according to claim 1, wherein the annunciation section outputs the image control information as a sound. 5. The head-mount type display device according to claim 1, wherein the annunciation section is further adapted to perform control of changing the image so as not to be viewable by the user. 6. A method of controlling a head-mount type display device including an image display device adapted to allow a user to view an image when mounted on a head of the user and a detection section adapted to detect biological information of the user, the method comprising: detecting the biological information in response to the image display device beginning to allow the user to view the image;calculating a re... | Seiko Epson Corporation | G02B027/00 G02B027/01 A61B005/024
US10278634 | B2 | 2019-05-07 | Detecting and explaining driver confidence | 2016-10-14 | Embodiments for driver confidence evaluation while operating a vehicle by a processor. Driver confidence, based upon one or more psychophysical parameters of a driver, is combined and correlated with a plurality of environmental factors and route information. A confidence in vehicular operational capabilities of the driver may be detected according to the correlation. | 1. A method, by a processor, for driver competency evaluation while operating a vehicle, comprising: correlating driver confidence, based upon one or more psychophysical parameters of a driver, with a plurality of environmental factors and route information;detecting a competency in vehicular operational capabilities of the driver according to the correlation; wherein detecting the competency includes identifying an anxiety road profile value determined by measuring the one or more psychophysical parameters associated with the route information of a particular travel route; andperforming one of a plurality of suggested confidence actions according to the detected competency to improve the vehicular operational capabilities through use of a user interface, thereby increasing driver safety while operating the vehicle; wherein performing one of the plurality of confidence actions further comprises performing at least one of: providing at least one suggestion to increase the driver confidence or correct the confidence in the vehicular operational capabilities; andproviding customized travel routes for the driver to reduce the driver confidence. 2. The method of claim 1, further including monitoring the one or more psychophysical parameters, wherein the one or more psychophysical parameters include at least a heart rate, blood pressure, or electro dermal activity. 3. The method of claim 1, further including identifying a plurality of routes associated with a current location of the driver or target destination as eligible routes matching the vehicular operational capabilities. 4. The method of claim 1, further including analyzing the route information and the plurality of environmental factors according to a knowledge domain for the correlation, wherein data relating to the correlation is stored in a driver profile for the driver. 5. The method of claim 1, further including determining the driver confidence by comparing the one or more psychophysical parameters with a route associated with a current location of the vehicle or target destination and at least one of the plurality of environmental factors. 6. A system for driver confidence evaluation while operating a vehicle, comprising: one or more computers with executable instructions that when executed cause the system to: correlate driver confidence, based upon one or more psychophysical parameters of a driver, with a plurality of environmental factors and route information;detect a competency in vehicular operational capabilities of the driver accordingto the correlation; wherein detecting the competency includes identifying an anxiety road profile value determined by measuring the one or more psychophysical parameters associated with the route information of a particular travel route; and perform one of a plurality of suggested confidence actions according to the detected competency to improve the vehicular operational capabilities through use of a user interface, thereby increasing driver s... | INTERNATIONAL BUSINESS MACHINES CORPORATION | A61B005/18 A61B005/0205 A61B005/00 A61B005/021 A61B005/024 G01C021/34 A61B005/053
US10285649 | B1 | 2019-05-14 | Wheelchair movement measurement and analysis | 2016-07-28 | Techniques are described for collecting sensor data associated with a wheelchair and, based on the sensor data, determining metric(s) for a user of the wheelchair. Sensor(s) attached to, or in proximity to, the wheelchair may collect sensor data describing the wheelchair and/or its component(s), such as location, velocity, acceleration, direction of movement, orientations (e.g., pitch, yaw, roll), angular velocity of wheels, angular acceleration of wheels, and so forth. The sensor data may be analyzed to determine (e.g., fitness) metrics such as a caloric burn rate, a metabolic burn rate, and/or power expenditure of the user while the user is employing the wheelchair to exercise or otherwise move. The metric(s) and/or sensor data may be presented to the user through a user interface on a smartphone, tablet computer, wearable computer, or other device, to enable the user to monitor fitness metric(s) during use of the wheelchair. | 1. A computer-implemented method performed by at least one processor, the method comprising: receiving, by the at least one processor, sensor data determined by sensors in proximity to a wheelchair, the sensor data indicating an inclination of the wheelchair and a rotational frequency of at least one wheel of the wheelchair, the sensors including a gyroscopic orientation sensor to determine the inclination and at least one Hall effect sensor to determine the rotational frequency;determining, by the at least one processor, a force applied to the wheelchair based at least partly on the inclination of the wheelchair;determining, by the at least one processor, at least one metric for a user of the wheelchair based at least partly on the force and the rotational frequency; andpresenting, by the at least one processor, through a user interface that is executed on a computing device: i) the at least one metric, ii) at least a portion of the sensor data, and iii) a graphic of the wheelchair, the graphic showing the inclination of the wheelchair that is indicated by the sensor data. 2. The method of claim 1, wherein determining the at least one metric further includes: determining an angular velocity of the at least one wheel, based at least partly on the rotational frequency;determining a power as a product of the force and the angular velocity; anddetermining the at least one metric based on the power. 3. The method of claim 2, wherein: the sensor data further includes location data indicating the location of the wheelchair determined at least partly based on satellite-based navigation signals; andthe angular velocity is further based at least partly on the location data. 4. The method of claim 1, wherein: the sensor data includes orientation data indicating at least one orientation of the wheelchair other than the inclination, the at least one orientation relative to at least one axis; andthe orientation data is determined by at least one of the gyroscopic orientation sensor or an accelerometer coupled to the wheelchair. 5. The method of claim 1, wherein: the sensor data includes wheel rotation data indicating the rotational frequency of the at least one wheel of the wheelchair; andthe wheel rotation data is determined by at least one rotation sensor coupled to the wheelchair in addition to the at least one Hall effect sensor. 6. The method of claim 1, wherein the at least one metric includes one or more of a caloric burn rate, a metabolic burn rate, or a power expenditure of the user of the wheelchair. 7. The method of claim 1, wherein: the at least one of the sensors is included in a data collection device attached to the wheelchair; andthe sensor data is received in a communication that is sent over a wireless network from a network interface of the data collection device. 8. A system comprising: at least one processor; anda memory communicatively coupled to the at least one processor, the memory storing executable instructions which, when ex... | Accenture Global Solutions Limited | A61B005/00 G01C009/02 G01P003/44 G01C019/00 G01L003/24
US10285658 | B2 | 2019-05-14 | Systems and methods for detecting complex networks in MRI image data | 2018-06-04 | Systems and methods for detecting complex networks in MRI image data in accordance with embodiments of the invention are illustrated. One embodiment includes an image processing system, including a processor, a display device connected to the processor, an image capture device connected to the processor, and a memory connected to the processor, the memory containing an image processing application, wherein the image processing application directs the processor to obtain a time-series sequence of image data from the image capture device, identify complex networks within the time-series sequence of image data, and provide the identified complex networks using the display device. | 1. A method for determining a biotype, comprising: obtaining image data describing at least a patient's brain using a magnetic resonance imaging system;generating a time-series sequence of image data of the patient's brain;preprocessing the time-series sequence of image data to identify brain regions;generating at least one neurological model, where the at least one neurological model comprises: a data structure describing at least one neural circuit within the time-series sequence of image data, andmetrics specifying neurological activity observable within the time-series sequence of image data;assigning at least one biotype to the patient based on the neurological model;generating a profile for each patient describing their at least one biotype;and providing a graphical user interface containing the assigned biotype using the display. 2. The method for determining a biotype of claim 1, wherein preprocessing the time-series sequence of image data further comprises: realigning the time-series sequence of image data;unwarping the time-series sequence of image data;despiking the time-series sequence of image data; andregistering brain structures observable within the time-series sequence of image data and a brain atlas, wherein the brain atlas comprises a data structure stored in the memory and describes physical regions within a reference brain. 3. The method for determining a biotype of claim 2, wherein despiking the time-series sequence of image data comprises: measuring displacement between images in the time-series sequence of image data; andidentifying time periods in the time-series sequence of image data where the displacement between images is greater than a frame displacement threshold. 4. The method for determining a biotype of claim 3, wherein at least one of the at least one neurological model is a first level reactivity model, and the metrics specifying the neurological activity specify strength of neuronal activation across brain regions. 5. The method for determining a biotype of claim 4, further comprising generating a first level reactivity model, wherein generating the first level reactivity model comprises: extracting image data describing brain structures from image data describing non-brain structures in the time-series sequence of image data;removing global signals from the image data using a white noise mask;spatially smoothing the image data using a blurring kernel; anddetermining a degree of neuronal activation in the patient's brain from the spatially smoothed image data. 6. The method for determining a biotype of claim 1, wherein the at least one of the at least one neurological model is a psychophysiological interaction model, and the metrics specifying the neurological activity specify degree of connectivity between brain regions. 7. The method for determining a biotype of claim 6, further comprising: generating a psychophysiological interaction model from the pre-processed time-series sequence of image data, whe... | The Board of Trustees of the Leland Stanford Junior University | A61B006/00 G06K009/00 G06T003/00 G06T007/00 A61B005/00 A61B005/16 A61B005/055 G06K009/34 G06K009/44
US10292641 | B2 | 2019-05-21 | Integrated injection system and communication device | 2013-07-10 | An integrated system for injection including an injection device (10) in electronic connection with a communication device (A) is provided. The external communication device may be a handheld electronic device such as a Smartphone or a dedicated reader such as a reader capable of reading information contained on an RFID tag. The injection device includes a needle (12) and a drug delivery portion (28) enclosed within an external housing. Optionally, a plurality of sensors (16) is affixed to the surface of the needle to collect data about the injection and physical characteristics of the patient. The data may be recorded on a data capture module (36). The electronic chip may be a readable and writable electronic chip such as a nonvolatile memory chip. The injection device may further include a data transmitter (42) for sending information obtained from the data capture module to the external communications device. | 1. An integrated injection system, the system comprising: an injection device comprising a drug delivery portion comprising a reservoir containing a pharmaceutical agent, the injection device further comprising a data transmitter, a data capture module including at least one sensor, and a receiver device, wherein the injection device is configured to deliver the pharmaceutical agent to a body of a patient,wherein the data capture module is configured to sense information about a physical condition and/or a behavior of a patient during an injection event,wherein the data transmitter is configured to be in electronic communication with a communication device that is external to the injection device, andwherein the receiver device is configured to be placed on an area of the body of the patient during the injection event,wherein the injection device is configured to send an electrical signal with a predefined waveform through a needle into the body of the patient, and wherein the receiver device is configured to identify and process the predefined waveform to determine if the waveform of the signal measured by the receiver device is substantially similar to a reference injection signal waveform associated with the pharmaceutical agent being successfully injected into the body of the patient to determine if the pharmaceutical agent was successfully injected into the body of the patient, andwherein the data transmitter is configured to transmit at least a portion of the sensed information about the physical condition and/or the behavior of the patient sensed during the injection and a confirmation that the pharmaceutical agent has been successfully injected into the body of the patient to the communication device. 2. The integrated injection system of claim 1, wherein the drug delivery portion comprises a needle, and wherein the at least one sensor is located on a portion of the needle which is intended to be positioned inside the body of the patient during the injection event. 3. The integrated injection system of claim 2, wherein the at least one sensor is positioned within the body of the patient during the injection event. 4. The integrated injection system of claim 2, wherein the injection device further comprises an external housing enclosing the drug delivery portion and the data transmitter, and wherein the needle is in fluid communication with the reservoir and extendable through at least a portion of the external housing. 5. The integrated injection system of claim 4, wherein the data transmitter is configured to transmit a signal to the communication device when the pharmaceutical agent has been fully expelled from the reservoir. 6. The integrated injection system of claim 5, wherein the communication device is configured to provide an indication which alerts a user that the pharmaceutical agent has been expelled from the reservoir in response to the signal. 7. The integrated injection system of claim 1, wherein the drug delivery port... | Becton Dickinson France S.A.S. | A61M005/172 A61B005/00 A61M037/00 A61B005/0205 A61M005/158 A61M005/20 A61M005/142 A61B005/01 A61B005/0215 A61B005/024 A61B005/021
US10285611 | B1 | 2019-05-14 | Cardiac mapping using a 3D grid | 2016-08-05 | A system for facilitating display of cardiac mapping information includes a catheter having one or more electrodes that measure electrical signals in the heart, and a processing unit. The processing unit receives the electrical signals from the catheter and receives an indication of a measurement location corresponding to each signal. The processing unit extracts a set of features from the signals, where each feature includes a value corresponding to a metric. A three-dimensional grid is constructed, wherein each node of the grid corresponds to a physical point in three-dimensional space. The system identifies a set of electrical signals in a neighborhood associated with a node; determines, based on the set of features extracted from the set of electrical signals, a node value; associates the node value with the node; and facilitates presentation of a map corresponding to a cardiac surface based on the node value. | 1. A system for facilitating display of cardiac mapping information, the system comprising: a mapping catheter comprising one or more electrodes that measure electrical signals in the heart, the measured electrical signals comprising a plurality of intracardiac electrograms (EGMs);a processing unit configured to: receive the plurality of EGMs from the mapping catheter;receive an indication of a measurement location corresponding to each of the EGMs;extract at least one feature from each of the plurality of EGMs, wherein the at least one feature comprises at least one value corresponding to at least one metric;construct a three-dimensional grid having a plurality of nodes, wherein each of the plurality of nodes corresponds to a physical point in three-dimensional space;identify a set of EGMs in a neighborhood associated with a node, wherein each of the set of EGMs in the neighborhood has a corresponding measurement location that is located within a predetermined distance of the node;determine a node value, wherein the processing unit is configured to determine the node value by: aggregating a set of features extracted from the set of EGMs; andcomputing a statistic associated with the aggregated set of features;associate the node value with the node; andfacilitate presentation of a map of a cardiac surface and based on the node value associated with the node. 2. The system of claim 1, wherein the processing unit is configured to extract the at least one feature by identifying at least one event, wherein the at least one event comprises the at least one value corresponding to the at least one metric and at least one corresponding time. 3. The system of claim 2, the at least one metric comprising at least one of an activation time, an instantaneous potential, a voltage amplitude, a dominant frequency, and a peak-to-peak voltage. 4. The system of claim 1, wherein the processing unit is further configured to aggregate the set of features by: assigning a confidence level to the at least one event;determining a weighted confidence level; andincluding the weighted confidence level in a histogram. 5. The system of claim 4, wherein the processing unit is further configured to convolve the histogram with a spreading function. 6. The system of claim 1, wherein the processing unit is configured to facilitate presentation of the map corresponding to the cardiac surface by performing an interpolation based on the histogram and at least one additional histogram corresponding to at least one additional node to determine a mapping value corresponding to a vertex of an anatomy mesh. 7. The system of claim 6, wherein the physical three-dimension location of the vertex is located within a cube defined by eight nodes and edges drawn between pairs of the eight nodes, wherein the processing unit is further configured to determine the mapping value by performing the interpolation based on the node value of each of the eight nodes. 8. The system of claim 1, further ... | Boston Scientific Scimed, Inc. | A61B005/00 A61B005/04 A61B005/044 A61B005/042 A61B005/0452 A61B005/0432
US10278675 | B2 | 2019-05-07 | Implantable estrus detection devices, systems, and methods | 2014-07-31 | Devices, systems, and methods for detecting estrus in subjects are provided. Devices include a housing configured for intravaginal/intrauterine deployment and retention and a sensor disposed in or on the housing, and are configured to use condition information sensed by the sensor to determine an estrus condition of the subject. Methods include deploying a device in the subject, sensing the condition information, and determining an estrus condition using the condition information. Systems include a device configured to communicate with a base station and/or with other implanted devices, which are located within a reception radius thereof, regarding the determined estrus condition. | 1. A method of detecting an estrus condition of a subject, comprising: programming an estrus detection device configured for intravaginal or intrauterine retention with biometric information about the subject;deploying the device in the subject;calculating a predetermined threshold of estrus conditions for insemination by the device using the biometric information;sensing, via at least one sensor of the device, condition information of the subject; anddetermining an estrus condition of the subject using the condition information. 2. The method of claim 1, further comprising: programming the device with identification information about the subject. 3. The method of claim 1, wherein the at least one sensor is selected from temperature sensors, conductivity sensors, color sensors, pulse sensors, activity sensors, mounting sensors, and pressure sensors. 4. The method of claim 1, wherein: the sensing comprises sensing, via at least two sensors, condition information of the subject, andthe at least two sensors are selected from temperature sensors, conductivity sensors, color sensors, pulse sensors, activity sensors, mounting sensors, and pressure sensors. 5. The method of claim 1, further comprising: dispensing a fluid when the estrus condition of the subject meets the predetermined threshold,wherein the fluid is selected from drugs, semen, ova, and combinations thereof. 6. The method of claim 5, further comprising: calculating the predetermined threshold based on at least one of real time crowd data, historic data, and modeling algorithms. 7. The method of claim 5, further comprising: receiving real time crowd data from one or more other implanted estrus detection devices, a base station, or both, which is located within a reception radius of the device; andwherein calculating the predetermined threshold includes calculating the predetermined threshold based on the real time crowd data and comprises adjusting an expected threshold for an estrus condition based on the real time crowd data for that estrus condition to determine the predetermined threshold for an estrus condition. 8. The method of claim 1, further comprising transmitting the determined estrus condition of the subject to another implanted estrus detection device, a base station, or both. 9. A system for detecting an estrus condition of a subject, comprising: at least one implantable estrus detection device programmed with biometric information about the subject and configured for intravaginal or intrauterine deployment and retention in a subject and configured to calculate an expected estrus condition threshold value, the device comprising at least one sensor configured to detect condition information of the subject, and determine an estrus condition of the subject using the condition information of the subject,wherein the at least one implantable estrus detection device is configured to communicate with a base station, other implanted estrus detection devices, or both, which are... | PALO ALTO RESEARCH CENTER INCORPORATED | A61B010/00 A61D019/02 A61D019/04 A61B005/0205 A61B005/07 A61D017/00 A61B005/1459 A61B005/1455 A61B005/11 A61B005/03 A61B005/00 A61B005/024 A61B005/103
US10292645 | B2 | 2019-05-21 | Intracerebral current simulation method and device thereof, and transcranial magnetic stimulation system including intracerebral current simulation device | 2015-02-06 | An intracerebral current simulation method including a first step of providing head image data; a second step of forming a three-dimensional brain model including micro-polyhedron units; a third step of providing first information which includes conditions under which a coil is placed on a patient's head, an electric current is applied to the coil, and the patient's reaction to the magnetic stimulation is observed, the conditions including a position and orientation of the coil, an electric current applied to the coil, and a structure relating to a generated magnetic field of the coil; and a fourth step of calculating an eddy current or electric field induced inside each of the micro-polyhedron units on the basis of the first information provided in the third step and second information which includes conductivity assigned to each micro-polyhedron unit. Also disclosed is a transcranial magnetic stimulation device and system. | 1. An intracerebral current simulation method comprising: a first step of providing head image data including at least a portion of a brain out of tomographic image data of a patient;a second step of forming a three-dimensional brain model composed of respective minute polyhedral units acquired by dividing at least one region making up the brain of the head image data provided at the first step into minute elements;a third step of providing first information including, out of conditions when a coil is placed on the head of the patient to apply a current to the coil to provide a magnetic stimulation to the brain of the patient and a patient's reaction to the magnetic stimulation is observed, at least conditions of a position and a direction of the coil, a condition of the current applied to the coil, and a condition of structure related to a formed magnetic field of the coil; anda fourth step of calculating eddy currents or electric fields induced in the respective minute polyhedral units of the three-dimensional brain model based on the first information provided at the third step and second information including an electric conductivity assigned to each of the minute polyhedral unit,wherein the three-dimensional brain model is a model comprising data of at least one of cerebrospinal fluid, grey matter, and white matter, except for skins and muscles. 2. The intracerebral current simulation method according to claim 1, comprising a fifth step of visually displaying distribution of the eddy currents or electric fields calculated at the fourth step. 3. The intracerebral current simulation method according to claim 1, wherein the first information includes at least a current value or a voltage value of the current. 4. The intracerebral current simulation method according to claim 1, wherein at the fourth step, the eddy currents or electric fields are calculated by a scalar potential finite difference method. 5. The intracerebral current simulation method according to claim 1, wherein the current applied to the coil is an alternating current or a pulsating current. 6. The intracerebral current simulation method according to claim 1, wherein the three-dimensional brain model is a model consisting of the cerebrospinal fluid, the grey matter or the white matter. 7. The intracerebral current simulation method according to claim 1, wherein the three-dimensional brain model is a model consisting of the cerebrospinal fluid, the grey matter and the white matter. 8. The intracerebral current simulation method according to claim 1, wherein the cerebrospinal fluid is assigned to have an electric conductivity that is greater than that of the grey matter or the white matter. 9. The intracerebral current simulation method according to claim 1, wherein the three-dimensional brain model is a model consisting of data of the cerebrospinal fluid. 10. An intracerebral current simulation device comprising: a first means configured to provide head image data inclu... | THE UNIVERSITY OF TOKYO OSAKA UNIVERSITY | A61B005/00 G06T015/08 A61N002/02 A61B005/055 A61N002/00 G06F019/00 G16H050/50 A61B034/10
US10278638 | B2 | 2019-05-07 | System and method to monitor and assist individual's sleep | 2014-07-21 | A sleep assist system to monitor and assist the user's sleep, comprising: a bedside device adapted to be positioned near the user's bed, the bedside device optionally comprising a loudspeaker, a light source, a microphone, a light sensor, a temperature sensor, a control unit, an air quality sensor, a display unit, a user interface. The system further comprises a first sensing unit positioned in the user's bed comprising one or more sensors adapted to sense at least pressure and changes in pressure exerted by the user lying in the bed; an additional sensor device to be in contact with the user's body, and to be coupled to the bedside device; the system is configured to correlate the data obtained from both the first sensing unit and the additional sensor device. | 1. A system to monitor a user's sleep and to assess various physiological parameters of the user, the system comprising: a bedside device comprising at least a processing unit and a memory unit having non-transitory computer executable instructions, the bedside device further comprising at least one of the following: a loudspeaker, a light source, a microphone, a light sensor, a temperature sensor, a humidity sensor, a control unit, an air quality sensor, a display unit, and a user interface;a first sensing unit adapted to be positioned in the user's bed, the first sensing unit comprising one or more sensors adapted to sense at least pressure and/or changes in pressure exerted by the user lying in the bed, the first sensing unit comprising an air bladder the first sensing unit being adapted to measure ballistocardiography signals,an additional sensor device, configured to be in contact with the user's body, such that the additional sensor device is worn by the user on the user's wrist, having a photopléthysmography sensor and configured to measure at least heart pulses of the user,wherein the first sensing unit is coupled to the bedside device, wherein the additional sensor device is coupled to the bedside device, the processing unit is configured to correlate the data obtained from both the first sensing unit and the additional sensor device, and to deduce therefrom cardiovascular parameters including at least user's heart rate, user's heart rate variability and user's breathing frequency,wherein the processing unit is further configured to determine a first instant sensed by ballistocardiography of the first sensing unit, said first instant being representative of the user's heart ventricular contraction, to determine a second instant of an arrival of a corresponding pulse at the user's wrist, sensed by photopléthysmography of the additional sensor device, and to measure a pulse transit time defined as the time difference between first and second instants, andwherein the processing unit is further configured to assess the stiffness of the user's arteries based on the measurements of pulse transit time. 2. The system as in claim 1, wherein the bedside device further comprises a wherein the processing unit is further configured to: monitor the user's sleep, assess the user's sleep cycles and the phase of sleep cycle, by using data collected from the first sensing unit and the additional sensor device, andprovide the user with at least one light and sound program via the bedside device, the light and sound program being based on the assessment of the user's sleep cycles and the phase of sleep cycle. 3. The system as in claim 1, wherein the processing unit is configured further configured to assess heart volume stroke and/or its evolutions based on the amplitude of the signal measured by the first sensing unit, and from the pulse transit time. 4. The system as in claim 3, wherein the processing unit is further configured to assess blood pressure... | WITHINGS | A61B005/00 A61B005/0205 A61M021/02 A61B005/08 A61B005/11 A61B010/00 A61B005/01 A61B005/024 A61B005/113 A61M016/16 A61M021/00 A61B005/029 A61B005/021 A61B005/145 A61B005/02 A61B005/026 A61B005/0285 A61B005/1455 A61B005/16 A61F005/56 G01G019/44
US10290095 | B2 | 2019-05-14 | Image processing apparatus for measuring a length of a subject and method therefor | 2015-09-22 | An image processing apparatus and method. The image processing apparatus includes: a data acquisition device for acquiring image data of a subject including a target bone; and a data processor for acquiring binary image data by performing thresholding based on the image data, segmenting the binary image data into a plurality of segments by labeling, determining one of the plurality of segments as a target image based on image characteristics of the target bone, and measuring a length of the target bone based on the target image. | 1. An image processing apparatus comprising: a data processor;a display; anda memory configured to store instructions executable by the data processor,wherein the data processor executes the instructions to:receive volume data of a subject including a target bone from a medical imaging device; segment the volume data into a plurality of 3D segments;determine one of the plurality of 3D segments as a target image based on image characteristics of the target bone;acquire a mean point corresponding to a mean coordinate of points belonging to the target image;determine at least three points based on mean coordinates of points belonging to spheres, which are centered on predetermined points in a section of the volume data passing through the mean point, and the target image for the spheres;determine a longitudinal section of the target image based on the at least three points;measure a length of the target bone based on the longitudinal section; andcontrol the display to display the measured length of the target bone. 2. The image processing apparatus of claim 1, wherein the data processor executes the instructions to: analyze shapes of the plurality of 3D segments,acquire one or more remaining segments from the plurality of 3D segments based on the analyzed shapes, anddetermine one of the one or more remaining segments as the target image based on luminance values. 3. The image processing apparatus of claim 2, wherein the data processor executes the instructions to: acquire a magnitude of a first principal component, a magnitude of a second principal component, and a magnitude of a third principal component for each of the plurality of 3D segments by performing principal component analysis (PCA) on each of the plurality of 3D segments to analyze the shapes of the plurality of 3D segments, andacquire the one or more remaining segments based on the magnitudes of the first to third principal components. 4. The image processing apparatus of claim 3, wherein the data processor executes the instructions to: obtain a tube-score defined based on the magnitudes of the first to third principal components for each of the plurality of 3D segments, anddetermine segments of which the tube-score is greater than a critical value from among the plurality of 3D segments as the one or more remaining segments. 5. The image processing apparatus of claim 4, wherein the tube-score is defined byTS=1-λ2-λ3λ12,where λ1 denotes the magnitude of the first principal component, λ2 denotes the magnitude of the second principal component, and λ3 denotes the magnitude of the third principal component. 6. The image processing apparatus of claim 5, wherein the data processor executes the instructions to determine a segment of which a luminance value is the greatest from among the one or more remaining segments as the target image. 7. The image processing apparatus of claim 6, wherein the segment determined as the target image is a segment of which a sum of luminance values of poi... | SAMSUNG MEDISON CO., LTD. | G06K009/00 G06T007/00 A61B005/107 G06K009/32 G06T007/60 A61B008/08 G06T007/11 G06T007/90 G06T007/62
US10285659 | B2 | 2019-05-14 | Stored luminescence computed tomography | 2014-12-08 | Imaging methods and imaging systems are provided. Methods and systems of the subject invention can include the use of nanoparticles (for example, nanophosphors) within a sample to be imaged. X-ray engraving can be performed and/or X-ray excitation can be used to provide energy to the sample. Stimulation with infrared light, such as near-infrared (NIR) light, and/or optical multiplexing can be used to acquire tomographic data of the sample. | 1. An imaging method, comprising: using an X-ray source and an X-ray focusing component to excite nanoparticles in a distribution pattern within a sample that is to be imaged, wherein the excitation causes the nanoparticles to store energy provided by the X-ray source;stimulating the sample with infrared or near-infrared (NIR) light from at least one light source, wherein stimulating the sample with infrared or near infrared light causes the nanoparticles to release the stored energy as emitted luminescence light; acquiring tomographic data of the sample by capturing the luminescence light emitted by the nanoparticles using at least one camera facing the sample; andreconstructing a tomographic image of the sample from the acquired tomographic data. 2. The imaging method according to claim 1, wherein the sample is a biological sample. 3. The imaging method according to claim 1, wherein the nanoparticles comprise nanophosphors. 4. The imaging method according to claim 1, wherein the nanoparticles comprise LiGa5Og:Cr3+, MgGa2O4:Cr3+, or both. 5. The imaging method according to claim 1, wherein the at least one camera is a charge coupled device (CCD) camera. 6. The imaging method according to claim 1, wherein the sample, the X-ray source, the X-ray focusing component, the at least one camera, and the at least one light source are all contained within an optically opaque cover during the steps of using the X-ray source and the X-ray focusing component to excite the nanoparticles in the distribution pattern within the sample and acquiring the tomographic data of the sample. 7. The imaging method according to claim 1, wherein the luminescence light emitted by the nanoparticles is captured using two cameras, and wherein, during the step of acquiring the tomographic data of the sample, the sample is positioned between the two cameras. 8. The imaging method according to claim 1, wherein capturing the luminescence light emitted by the nanoparticles comprises using the at least one camera and a mirror imaging device comprising two mirrors, wherein, during the step of acquiring the tomographic data of the sample, the sample is positioned between the at least one camera and the mirror imaging device, and wherein, during the step of acquiring the tomographic data of the sample, the two mirrors of the mirror imaging device are positioned such that the luminescence light from the sample is reflected off the mirrors to the at least one camera. 9. The imaging method according to claim 1, wherein using the X-ray source and the X-ray focusing component to excite nanoparticles in the distribution pattern within the sample comprises focusing the X-ray source onto a target area of the sample and activating the X-ray source. 10. The imaging method according to claim 1, wherein stimulating the sample comprises stimulating the sample with near-infrared (NIR) light and the at least one light source comprises at least one NIR light source. 11. The imaging method ac... | Rensselaer Polytechnic Institute | A61B005/00 A61B006/00 A61B006/03 A61B006/06
US10299702 | B2 | 2019-05-28 | Devices and methods for determining step characteristics | 2015-11-11 | Devices and methods for determining various occurrences and anomalies within a step are provided. A device to determine characteristics of a step includes at least one sensor to measure acceleration of a foot in at least two directions, at least one processor to execute instructions stored in a memory and to determine accelerations in first and/or second directions meet criteria to determine a footstrike and a push off of a foot from a surface. Slipping of feet while walking and running, clipping of feet while walking and running, and tripping and falling while walking and running may be indicators of overall health and fitness, particularly in older individuals. | 1. A device to determine characteristics of a step, the device comprising: at least one sensor to measure acceleration of a foot in at least two directions;at least one processor to execute instructions stored in a memory and to control acceleration data measured by the at least one sensor to be stored in the memory,wherein, if the processor determines that acceleration in a first direction is greater than a first direction threshold for a time longer than a first threshold time, and, if the processor determines that acceleration in a second direction meets at least one condition for determination of an event associated with the second direction, the processor determines that the foot impacts a surface;wherein, after the foot impacts the surface, the processor determines that the foot slips if a difference between an acceleration in a direction perpendicular to the first direction and an acceleration in the first direction is greater than a slip threshold for at least a slip threshold time after a first stance is determined;wherein, after the foot impacts the surface, the processor determines that a swinging foot clips the foot if each of absolute values of each of the maximum differences in acceleration in each of the first direction, a third direction, perpendicular to the first direction, and a fourth direction, perpendicular to the first direction and the third direction, is greater than a clip threshold after a first stance is determined and before a second stance is determined; andwherein, if the processor determines that each of variations of accelerations in the first direction, the third direction, perpendicular to the first direction, and the fourth direction, perpendicular to the first direction and the third direction, are greater than a variations threshold for at least a duration, the processor determines that a fall has occurred. 2. The device of claim 1, wherein the processor determines that the foot impacts the surface at a point when the acceleration in the first direction is at a maximum within a time period after the processor determined that the acceleration in the first direction was greater than the first direction threshold for a time longer than the first threshold time. 3. The device of claim 1, wherein the at least one condition for determination of an event associated with the second direction comprises at least one of: a change in an acceleration in the negative second direction having a magnitude greater than a transient threshold over a transient time period, andan acceleration in the negative second direction having a magnitude greater than an event threshold, the event threshold being greater than the transient threshold. 4. The device of claim 1, wherein, if the processor determines that acceleration in the second direction does not meet the at least one condition for determination of an event associated with the second direction, the processor again determines whether the acceleration in the first direction i... | Zwift, Inc. | A61B005/103 A61B005/00 G01P013/04
US10304072 | B2 | 2019-05-28 | Interactive use and athletic performance monitoring and reward method, system, and computer program product | 2017-12-20 | A method, computer program product, and system for monitoring and rewarding athletic performance and use of a product worn by a person, thereby motivating use of the product and promoting customer loyalty. The present invention includes and system and method for measuring, tracking, and recording use of the product, preferably related to the athletic performance of an athlete, using a portable, remote device; transferring that data from the remote device to a common location, such as an Internet web site service; calculating, assigning, and tracking rewards based on the level of use determined from the data; and allowing the user to redeem his or her rewards or compare his or her performance level with other athletes using other remote devices. | 1. A method of electronically providing content to an electronic device of a user based on the user's use of an item that comprises a passive radio frequency transmitter encoded with an item identifier that identifies the item, the passive radio frequency transmitter configured to transmit the item identifier to the electronic device when the electronic device is positioned proximate to the passive radio frequency transmitter, the method comprising: receiving, at a remote server and from the electronic device, the item identifier obtained from the passive radio frequency transmitter via the electronic device;receiving, at the remote server, usage information detailing actions conducted by the user with the item;determining, at the remote server, that the item identifier is associated in a non-transitory data store with information about one or more events at a geographic location;based on determining that the item identifier is associated with information about one or more events, determining with a processor of the remote server, that reward content related to the item is available for transmission to the user, wherein the content related to the item includes information about the one or more events associated with the item; andbased on the determination, transmitting the content related to the item to the electronic device of the user. 2. The method of claim 1, wherein the usage information is received from the user's electronic device after a predetermined amount of the usage information has been collected by the electronic device. 3. The method of claim 2, wherein at least a portion of the usage information received from the user's electronic device was automatically obtained from the item when the electronic device was previously positioned proximate to the passive radio frequency transmitter of the item. 4. The method of claim 1, wherein the usage information is directly received from the item. 5. The method of claim 1, wherein the information about one or more events associated with the item includes athletic performance by an athlete, the method further comprising: determining, at the remote server and based on the information about the one or more events, the reward content. 6. The method of claim 5, wherein the information includes audio-visual content of the athlete. 7. The method of claim 1, wherein the content transmitted to the user is a first content, and wherein the determination of whether content is available for transmitting to the user further comprises: determining whether to transmit the first content or a second content to the user, wherein the determination to transmit the first content is based, at least, in part, on the user's usage of the item. 8. The method of claim 1, wherein the reward content is a first content amongst a plurality of rewards comprising at least a second content, wherein the availability of the first and second content to be transmitted to the user is proportional to usage of the item. 9. The... | NIKE, Inc. | G06Q030/00 G06Q030/02 A63B024/00 A63B071/06 A61B005/11 A61B005/00 G01C022/00 G01P003/00 G06F019/00 A63B069/00 G16H020/30
US10278595 | B2 | 2019-05-07 | Analysis and characterization of patient signals | 2017-11-07 | Disclosed herein is a framework for facilitating patient signal analysis. In accordance with one aspect, first and second patient signal data are received from a patient monitor. The first and second patient signal data may then be segmented into respective first and second regions of interest, from which respective first and second waveform parameters may be extracted. One or more morphology indices may then be generated based on the first and second waveform parameters to compare shapes of the first and second regions of interest. | 1. A computer-implemented method of patient signal analysis, comprising: receiving over multiple successive cycles, from a patient monitor including a first sensor and a second sensor, a first and a second patient signal data, wherein the first patient signal data is a characterization of one of blood flow information and vessel circulation information and the second patient signal data is a characterization of one of blood flow information and vessel circulation information that is different from the first patient signal data characterization;pre-processing the first and the second patient signal data by a patient signal analysis unit;segmenting, by a processor, the pre-processed first and the second patient signal data into respective first and second regions of interest;extracting, by the processor, a respective first and a respective second waveform parameters from the first and the second regions of interest; andgenerating, by the processor, one or more respective morphology indices based on the respective first and the respective second waveform parameters over the multiple successive cycles;comparing, by the processor, shapes of the one or more respective morphology indices to detect at least one of a change due to cardiac blood flow functionality and vessel abnormality;determining, by the processor, whether an abnormality exists in at least one of the first and the second patient signal data based on the results of the comparison of the one or more respective morphology indices; andif an abnormality is determined, generating, by the patient signal analysis unit, a patient report alert on the multi-channel patient monitor. 2. The method of claim 1 wherein the first and the second waveform parameters comprise a first and a second amplitude data series. 3. The method of claim 2 wherein the one or more morphology indices are generated based on the first and the second amplitude data series. 4. The method of claim 2 wherein the one or more morphology indices comprise one or more mutual entropy values. 5. The method of claim 1 wherein the first and the second waveform parameters comprise a first and a second set of time points associated with key amplitude points. 6. The method of claim 5 wherein the key amplitude points include at least one maximum amplitude, at least one minimum amplitude and at least one local amplitude turning point. 7. The method of claim 5 wherein the one or more morphology indices comprise one or more unilateral or bilateral time duration ratios. 8. The method of claim 5 wherein the one or more morphology indices comprise one or more unilateral or bilateral time duration averaging ratios. 9. The method of claim 5 wherein the one or more morphology indices comprise one or more unilateral or bilateral time duration variability ratios. 10. The method of claim 5 wherein the one or more morphology indices comprise one or more unilateral or bilateral energy duration ratios. 11. The method of claim 5 wherein the one o... | Siemens Healthcare GmbH | A61B005/1455 A61B005/024 A61B005/00 A61B005/026
US10285756 | B2 | 2019-05-14 | Bendable catheter arms having varied flexibility | 2016-08-09 | In various embodiments, a catheter comprising an expandable electrode assembly or basket is provided. In specific embodiments, the basket is particularly useful for mapping electrical activity at one or more locations within the heart. The basket can comprise a plurality of bendable or deflectable arms. At least one of the arms may have varied flexibility over its length in the form of one or more discontinuities of stiffness or flexibility at an elbow region or other variances in flexibility over the arm's length. Such variance in flexibility may allow the arm to assume a different bent configuration or respond to external factors more positively than possible with an arm having a static or near static flexibility or stiffness over its length. | 1. A catheter, the catheter comprising: an elongated body having a proximal end and a distal end; andan electrode assembly at the distal end of the elongated body, the electrode assembly comprising a plurality of arms, each of the arms having a proximal end connected to the distal end of the elongated body and a distal end, the distal ends of the arms being connected at a tip junction, wherein the electrode assembly is collapsible to a collapsed arrangement to fit within a lumen of a shaft and is expandable to an expanded arrangement;wherein at least one arm of the plurality of arms comprises: at least one electrode; anda support member comprising a first layer disposed on a second layer, the first layer and the second layer extended along the support member, wherein the support member includes a distal portion, a proximal portion, and an intermediate portion therebetween, and wherein the first layer is thicker than the second layer at the proximal portion and the distal portion, and the second layer is thicker than the first layer at the intermediate portion. 2. The catheter according to claim 1 wherein the second layer comprises a majority of a material composition of the intermediate portion. 3. The catheter according to claim 1 wherein the first layer comprises a majority of a material composition of the distal portion. 4. The catheter according to claim 1 wherein the first layer comprises a majority of a material composition of the proximal portion. 5. The catheter according to claim 1 wherein the first material is more flexible than the second material. 6. The catheter according to claim 1 wherein a thickness of the support member is consistent from the distal portion to the proximal portion. 7. The catheter according to claim 1 wherein the support member comprises a superelastic material. 8. A catheter comprising: an expandable catheter basket comprising a plurality of arms, wherein at least one of the arms comprises: a bendable support member defining a distal portion, a proximal portion, and an intermediate portion therebetween, wherein the thickness of the bendable support member is consistent along the distal portion, proximal portion, and intermediate portion; andat least one electrode positioned along the support member,wherein the bendable support member includes a first layer and a second layer, the first layer comprises a first material and the second layer comprises a second material, and the second material is thicker along the intermediate portion than along the proximal portion or distal portion. 9. The catheter according to claim 8 wherein the second layer comprises a majority of a material composition of the intermediate portion. 10. The catheter according to claim 8 wherein the proximal portion comprises a plurality of slots. 11. The catheter according to claim 8 wherein the first layer comprises a majority of a material composition of the distal portion. 12. The catheter according to claim 8 wherein the first la... | St. Jude Medical, Atrial Fibrillation Division, Inc. | A61B005/04 A61B018/14 A61B005/042 A61B005/00 A61B018/00
US10278653 | B2 | 2019-05-07 | Alert management for physiological event detection | 2017-03-29 | Systems, devices, and methods for managing alerts associated with a target physiological event such as a worsening heart failure event are described. A system may detect one or more alert onsets using an onset threshold, and one or more corresponding alert terminations using a reset threshold. Alerts may be issued corresponding to the detected alert onsets and alert terminations. The system may compare the alerts to a specified alert characteristic, and iteratively adjust the onset or reset threshold until the alerts corresponding to the adjusted onset or reset threshold satisfy the specified alert characteristic. The adjusted onset and reset thresholds may be presented to a user or a process for detecting the target physiological event. | 1. A system for managing alerts associated with a target physiological event in a subject, the system comprising: a physiological sensor circuit including a sense amplifier circuit to sense a physiological signal;a signal processor circuit configured to generate a signal metric trend from the sensed physiological signal;an alert management circuit coupled to the signal processor circuit, the alert management circuit including: a comparator circuit to detect from the signal metric trend (1) one or more alert onsets using an onset threshold and (2) one or more corresponding alert terminations using a reset threshold;an alert generator circuit to issue one or more alerts corresponding to the detected one or more alert onsets and one or more alert terminations, and to generate a reference alert characteristic, including an alert timing or an alert statistic, using timing information or a count of the previously issued one or more alerts; anda parameter adjuster circuit to iteratively adjust the onset or reset threshold, including: when the reference alert characteristic of the one or more alerts fails to satisfy a specified alert characteristic, adjust the onset or reset threshold until the reference alert characteristic of the one or more alerts corresponding to the adjusted onset or reset threshold satisfies the specified alert characteristic; andwhen the reference alert characteristic of the one or more alerts satisfies the specified alert characteristic, determine target onset and reset thresholds for presenting to a user or a process, anda user interface for generating a human-perceptible presentation of the one or more alerts. 2. The system of claim 1, further comprising a detector circuit configured to detect a heart failure event based on the one or more alert onsets and the corresponding one or more alert terminations. 3. The system of claim 1, wherein the human-perceptible presentation of the one or more alerts include: an alert number during a specified period of time;an alert duration;an indication of true alert or false alert; ora count of true or false alerts. 4. The system of claim 1, wherein the user interface is configured to receive user input including the specified alert characteristic. 5. The system of claim 1, wherein the parameter adjuster circuit is configured to adjust at least one of the onset or reset threshold according to a step-up or a step-down protocol. 6. The system of claim 1, wherein the specified alert characteristic includes one or more of: an alert number during a specified time period;an alert duration;an inter-alert interval;a false alert number;a true alert number;a temporal pattern of alerts;a statistical distribution of alerts during a specified time period;a statistical distribution of alert durations;a statistical distribution of false alert number or true alert number; ora statistical distribution of inter-alert intervals. 7. The system of claim 1, wherein the specified alert characteristic includes... | Cardiac Pacemakers, Inc. | A61B005/00 A61B005/04 A61B005/042 G06F019/00 G08B021/04 G08B029/22
US10290371 | B1 | 2019-05-14 | System of medical devices and method of controlling the same | 2018-01-30 | A medical device system includes a first patient monitor having a proximity beacon that communicates compatibility information and a medical device associated with the same patient as the first patient monitor. The medical device includes a device proximity detector that detects a proximity beacon when the first patient monitor is within a predetermined proximity range of the medical device, and a device workflow module executable on a processor to receive compatibility information and determine whether the first patient monitor is a compatible device. If so, then a direct communication channel is established with the first patient monitor and a device workflow is identified that corresponds with a monitor workflow executable by the first patient monitor. The medical device then communicates with the first patient monitor via the direct communication channel to execute the identified device workflow until a termination condition is reached. | 1. A medical device system comprising: a first patient monitor configured to measure a physiological parameter from a patient, the first patient monitor including a proximity beacon, wherein the proximity beacon communicates compatibility information;a medical device associated with the patient, the medical device including: a device proximity detector configured to detect the proximity beacon when the first patient monitor is within a predetermined proximity range of the medical device;a processor;a device workflow control module executable on the processor to: receive, via the device proximity detector, the compatibility information from the first patient monitor;determine based on the compatibility information whether the first patient monitor is a compatible device with the medical device;if the first patient monitor is a compatible device, establish a direct communication channel with the first patient monitor;identify one of a set of available device workflows executable by the medical device that corresponds with one of a set of available monitor workflows executable by the first patient monitor;determine at least one termination condition for the identified device workflow; andcommunicate with the first patient monitor via the direct communication channel so as to execute the identified device workflow until the termination condition is reached. 2. The system of claim 1, wherein the compatibility information includes at least one of a medical device type, a make of the medical device, a model of the medical device, a serial number of the medical device, and a patient identifier for the patient, and the determination of compatibility includes determining whether the compatibility information matches compatibility criteria stored in a compatibility database. 3. The system of claim 1, wherein the first patient monitor further comprises a device proximity detector and the medical device further comprises a proximity beacon communicating compatibility information for the medical device, processor and a monitor workflow control module executable on the processor to: receive the compatibility information from the medical device;determine based on the compatibility information whether the medical device is a compatible device with the first patient monitor;if the first patient monitor is a compatible device, establish the direct communication channel with the medical device;identify one of the set of available monitor workflows that corresponds with one of the set of available device workflows executable by the medical device;determine at least one termination condition for the identified monitor workflow; andcommunicate with the medical device via the direct communication channel so as to execute the identified monitor workflow until the termination condition is reached. 4. The system of claim 3, wherein the medical device is a treatment delivery device configured to administer treatment to the patient and the identified device workflow is a ... | General Electric Company | G16H040/40 A61B005/00 G16H040/63
US10278596 | B2 | 2019-05-07 | System and method for vector modeling EKG signals | 2018-03-21 | A system and method are provided for generating EKG signal vectors for EKG sensing positions, comprising receiving an EKG axis vector and generating two or more component vectors from the EKG axis vector, each component vector identified by a magnitude and direction. | 1. A system for generating a sequence of electric signals represented by vector component sets, the system comprising: an input for receiving a representation of a vector V;a processor for providing xV and yV from the received vector V, such that V is represented by xV(1 . . . M) and yV(1 . . . M), where M is an integer greater than zero;a sequence generator for generating a sequence of x-components, where xV equals the sum of xV(1) through xV(M), and for generating a sequence of y-components, where yV equals the sum of yV(1) through yV(M); andan output for providing sets of values for xV and yV up to a maximum number of sets of values as a function of xV, yV, and M, whereby a sequence of vector component sets is generated. 2. The system of claim 1 wherein the received representation of vector V comprises the relation: V=magV at direction angle A, where:magV=xV2+yV2;andA=arctan(yVxV). 3. The system of claim 1 wherein the vector V is represented by vector components xV and yV. 4. The system of claim 1 wherein the maximum number of x-components is calculated from the relation:(S-u*L+L-1)!(S-u*L)!*(L-1)!,where: S=xV;L=number of members of xV; andu=a minimum value of a member of xV. 5. The system of claim 1 wherein the maximum number of x-components is calculated from the relation:(S-1)!(S-L)!*(L-1)!,where: S=xV; andL=number of members of xV. 6. The system of claim 1 wherein the processor provides integer values for xV, yV, and magV. 7. The system of claim 1 wherein the sequence generator provides a number of component sets less than three. 8. The system of claim 1 wherein the sequence generator provides a number of component sets greater than two. 9. A method for generating a sequence of electric signals represented by vector component sets, the method comprising: receiving a representation of a vector V;providing xV and yV from the received vector V, such that V is represented by xV(1 . . . M) and yV(1 . . . M), where M is an integer greater than zero;generating a sequence of x-components, where xV equals the sum of xV(1) through xV(M), and for generating a sequence of y-components, where yV equals the sum of yV1 through yV(N); andproviding sets of values for xV and yV up to a maximum number of sets as a function of xV, yV, and M, whereby a sequence of vector component sets is generated. 10. The method of claim 9 wherein the received representation of vector V comprises the relation: V=magV at direction angle A, where:magV=xV2+yV2;andA=arctan(yVxV). 11. The method of claim 9 wherein the vector V is represented by vector components xV and yV. 12. The method of claim 9 wherein the maximum number of x-components is calculated from the relation:(S-u*L+L-1)!(S-u*L)!*(L-1)!,where: S=xV;L=number of members of xV; andu=a minimum value of a member of xV. 13. The method of claim 9 wherein the maximum number of x-components is calculated from the relation:(S-1)!(S-L)!*(L-1)!,where: S=xV; andL=number of members of xV. 14. The method of claim 9 whe... | - | A61B005/04 A61B005/0245 G06F017/18 G06F017/16 A61B005/0402
US10299728 | B2 | 2019-05-28 | Methods and systems for automatically identifying detection parameters for an implantable medical device | 2018-03-21 | An initial set of parameters for operating one or more detection tools is automatically derived and subsequently adjusted so that each detection tool is more or less sensitive to signal characteristics in a region of interest. Detection tool(s) may be applied to physiological signals sensed from a patient (such as EEG signals) and may be configured to run in an implanted medical device that is programmable with the parameters to look for rhythmic activity, spike activity, and power changes in the sensed signals, etc. A detection tool may be selected, and parameter values derived in a logical sequence and/or in pairs based on a graphical representation of an activity type which may be selected by a user, for example, by clicking and dragging on the graphic via a GUI. Displayed simulations allow a user to assess what will be detected with a derived parameter set and then to adjust the sensitivity of the set or start over as desired. | 1. A method comprising: obtaining an electrographic signal of a type capable of being sensed by an active implantable device;defining a fixed region of interest within the electrographic signal;processing the fixed region of interest to select a type of detection tool from among a plurality of different types of detection tools and to determine a plurality of detector parameter values for the selected type of detection tool to define an instance of the selected detection tool;running a simulation of the instance of the selected detection tool on one or more regions of the electrographic signal, to determine if a detection criterion is met; andif the detection criterion is met, implementing the instance of the selected detection tool in an active implantable medical device. 2. The method of claim 1, wherein defining a fixed region of interest within the electrographic signal comprises: presenting a representation of the electrographic signal on a graphical user interface;receiving through a user input, a selection of a portion of the electrographic signal; andautomatically selecting a subportion of the selected portion of the electrographic signal as the fixed region of interest. 3. The method of claim 2, wherein the subportion comprises a prefixed duration of the selected portion of the electrographic signal. 4. The method of claim 1, wherein the plurality of different types of detection tools comprises a rhythmic detection tool, a spike detection tool, and a nonlinear energy increase detection tool. 5. The method of claim 1, wherein the one or more regions of the electrographic signal on which a simulation of the instance of the selected detection tool is run excludes the fixed region of interest. 6. The method of claim 1, wherein the plurality of detector parameter values defines how the instance of the detection tools operates. 7. The method of claim 1, wherein processing the fixed region of interest to select a type of detection tool from among a plurality of different types of detection tools comprises: computing at least two of the following metrics 1) a minimum peak amplitude in a frequency spectrum of the fixed region of interest, 2) a highest frequency with a peak amplitude that is greater than or equal to the minimum peak amplitude within the fixed region of interest, 3) a quality factor derived from a frequency spectrum of the fixed region of interest; 4) an amplitude range in a time domain of the fixed region of interest, 5) a low frequency energy corresponding to the total energy in a frequency range of a frequency spectrum of the fixed region of interest; 6) a frequency of a peak amplitude in a frequency spectrum of the fixed region of interest, and 7) an initial slope in a frequency spectrum of the fixed region of interest; andrecognizing a pattern corresponding to one of a rhythmic pattern, a spiked pattern or an undetermined pattern by applying the at least two metrics to one or more of a plurality of rules. 8. The method ... | NeuroPace, Inc. | A61B005/00 A61B005/048 A61B005/0476 G08B023/00
US10299712 | B2 | 2019-05-28 | Dual electrode system for a continuous analyte sensor | 2017-09-05 | Disclosed herein are systems and methods for a continuous analyte sensor, such as a continuous glucose sensor. One such system utilizes first and second working electrodes to measure additional analyte or non-analyte related signal. Such measurements may provide a background and/or sensitivity measurement(s) for use in processing sensor data and may be used to trigger events such as digital filtering of data or suspending display of data. | 1. An implantable continuous glucose sensor comprising: an elongated body configured to be transcutaneously implanted into a host, wherein the elongated body is bendable prior to sensor insertion into the host, the elongated body comprising: a substrate;a first sensor element covering at least a first portion of the substrate;a second sensor element covering at least a second portion of the substrate;a third sensor element covering a third portion of the substrate, wherein the first portion, the second portion, and the third portion are different; anda polymer membrane disposed over at least one of the first sensor element, the second sensor element, or the third sensor element, wherein the polymer membrane comprises an enzyme-containing domain;wherein the first sensor element, the second sensor element, and the third sensor element all share a same axis, wherein the same axis is the axis of sensor insertion; andwherein at least one of the first sensor element, the second sensor element, or the third sensor element is in contact with the polymer membrane. 2. The sensor of claim 1, wherein the polymer membrane comprises a first domain, wherein the first domain is an outermost domain and is configured to provide an interface with biological fluid, wherein the first domain comprises silicone-containing polyurethane polymer. 3. The sensor of claim 1, wherein at least one of the first sensor element, second sensor element, or third sensor element comprises an electrode. 4. The sensor of claim 1, wherein at least one of the first sensor element, second sensor element, or third sensor element comprises a working electrode. 5. The sensor of claim 1, wherein at least one of the first sensor element, second sensor element, or third sensor element comprises a reference electrode. 6. The sensor of claim 1, wherein at least one of the first sensor element, second sensor element, or third sensor element comprises a counter electrode. | DexCom, Inc. | A61B005/05 A61B005/1486 A61B005/145 A61B005/1495 A61B005/00 B33Y080/00 B33Y070/00
US10299755 | B2 | 2019-05-28 | System and method for locating detachment zone of a detachable implant | 2015-12-18 | A system and method for quickly detaching an implant and for locating the detachment zone of a detachable implant. A sensor determines a sudden change in the local environment as the sensor passes from within a microcatheter to being exposed to the vasculature. The sensor may be a temperature sensor, ultrasonic sensor, pressure sensor or the like. If the detachable implant assembly uses a heater coil to detach the implant, the heater coil may be used as a sensor. Additionally, the implant itself may be used as a sensor if a change in electrical resistance is detectable as the implant exits the microcatheter and changes shape. | 1. A method for determining when an implant has advanced out of a microcatheter, the method comprising the steps of: advancing an implant through a lumen of a microcatheter;obtaining with a sensor system resistance measurements from a resistance-type heater coil located in the microcatheter;prior to detachment of the implant from the pusher within the microcatheter, monitoring the resistance measurements for a change in resistance due to blood entering the microcatheter when the implant has advanced out of the microcatheter; andsignaling that the implant has advanced out of the microcatheter based on the change in resistance prior to detachment of the implant from the pusher. 2. The method of claim 1, further comprising the step of communicating when the implant has advanced out of a microcatheter to a human interface device. 3. The method of claim 1, wherein the sensor system is calibrated to determine a resistance change of the resistance-type heater coil when the heater coil has distally advance about 75% or more of a length of the microcatheter. 4. A method of deploying an implant from a pusher, the method comprising the steps of: advancing an implant through a lumen of a microcatheter;obtaining with a sensor system resistance measurements from a resistance-type heater coil connected to the pusher and located in the microcatheter;prior to separation of the implant from the pusher, monitoring the resistance measurements for a change in resistance due to blood entering the microcatheter when the implant has advanced out of the microcatheter;signaling that the implant has advanced out of the microcatheter based on the change in resistance prior to separation of the implant from the pusher; andseparating the implant from the pusher based on said monitoring. 5. The method of claim 4, wherein the step of separating the implant from the pusher based on said monitoring comprises breaking a tether coupling the implant to the pusher. 6. The method of claim 4, wherein the sensor system is calibrated to determine a resistance change of the resistance-type heater coil when the heater coil has distally advance about 75% or more of a length of the microcatheter. | MicroVention, Inc. | A61B005/00 A61F002/966 A61B008/08 A61B017/12 A61F002/95 A61M025/00 A61M025/01 A61F002/30 A61M025/06 A61B017/00 A61B034/20
US10304261 | B2 | 2019-05-28 | Duplicated wireless transceivers associated with a vehicle to receive and send sensitive information | 2016-12-31 | A vehicle is provided that comprises two or more radio frequency (RF) antennas and two or more RF transceivers to communicate wirelessly sensitive information associated with a user of the vehicle (the two or more RF antennas being at different physical locations on an exterior of the vehicle). The vehicle determines which one of the two or more RF antennas is receiving a strongest signal from a common signal source, selects a first RF transceiver associated with the RF antenna with the strongest signal to send the sensitive information associated with the user to the common signal source, and sends the sensitive information associated with the user to the first RF transceiver for transmission to the common signal source. | 1. A vehicle, comprising: two or more radio frequency (RF) antennas to communicate wirelessly sensitive information associated with a user of the vehicle, the two or more RF antennas being at different physical locations on an exterior of the vehicle;two or more RF transceivers, each RF transceiver associated with one of the two or more RF antennas, the two or more RF transceivers to communicate wirelessly sensitive information associated with the user of the vehicle;a processor in communication with the two or more RF transceivers, the processor to: determine which one of the two or more RF antennas is receiving a strongest signal from a common signal source;select a first RF transceiver associated with the RF antenna with the strongest signal to send the sensitive information associated with the user to the common signal source; andsend the sensitive information associated with the user to the first RF transceiver for transmission to the common signal source, wherein the vehicle uses different communication protocols to send the sensitive information to the common signal source. 2. The vehicle of claim 1, wherein the RF transceiver and RF antenna are a radio frequency identification device and wherein a first of the RF antennas is located at one or more of at or in proximity to a driver side of the vehicle, an overhead location on the vehicle, an under carriage location on the vehicle, and a gas tank of the vehicle and a second of the RF antennas is located at a different of the one or more of at or in proximity to a driver side of the vehicle, an overhead location on the vehicle, an under carriage location on the vehicle, and a gas tank of the vehicle. 3. The vehicle of claim 2, wherein the RFID device is an active RFID device, wherein the sensitive information comprises financial information of the user, wherein the common signal source is associated with a vendor, wherein the processor is programmed to initiate automatically on behalf of the user a financial transaction with the vendor, wherein the financial transaction is initiated by a request from the vendor, and wherein, in response to the request, the processor pre-filters the associated transaction request before presenting the transaction request to the user by a user interface. 4. The vehicle of claim 1, wherein the first RF antenna is located near a side mirror of the vehicle, wherein the sensitive information comprises financial information of the user, wherein the common signal source is associated with a vendor, wherein the processor is programmed to initiate automatically on behalf of the user a financial transaction with the vendor, wherein the memory comprises vehicle sensitive information comprising one or more of a vehicle identification number (VIN), engine code, and electronic serial number (ESN), wherein the processor provides an authorization to the vendor, wherein the authorization comprises the vehicle sensitive information and the financial information of the user,... | NIO USA, Inc. | G08B021/00 G07C005/00 G06F016/248 G06F016/951 B60L011/18 G06F017/30 G06Q010/00 G06Q030/02 G05D001/00 H04W004/80 G06Q030/00 G07C005/08 A61B005/1171 A61B005/1172 G07C005/02 G07C009/00 B60R011/04 G06F003/01 G06K009/00 B60R001/00 G05B015/02 H02J007/00 G06F021/32 G06Q020/40 G06K019/07 H01Q021/30 H04B005/00 H04W004/04 B60R025/102 B60W040/08 B60W050/08 G08G001/017 G08G001/00 G01C021/36 B60R025/20 G07B015/06 G06Q030/06 G06F021/62 G06Q020/32 H04L029/06 G06K007/10 H04W012/02 H04W012/04 G08G001/0968 G08G001/0962 G08G001/0967 H01Q001/32 H04W012/06 G06F021/31 G06Q020/10 G06Q020/14 H04L009/32 B60K035/00 B60K006/20 B60M001/00 B60R011/00 B60L011/00 B60L008/00 G01S013/93 B60W050/14 B60L005/24 B60M007/00 G08G001/16 B60L007/10 B60L009/00
US10292663 | B2 | 2019-05-21 | System and method of monitoring autoregulation | 2016-06-27 | A method for monitoring autoregulation includes receiving a blood pressure signal and an oxygen saturation signal, determining a phase difference between the blood pressure signal and the oxygen saturation signal, and determining a patient's autoregulation status based at least in part on a phase difference between the blood pressure signal and the oxygen saturation signal. | 1. A method for monitoring autoregulation, the method comprising: receiving, by a processor, a blood pressure signal of a patient;receiving, by the processor, an oxygen saturation signal of the patient;determining, by the processor, a phase difference between the blood pressure signal and the oxygen saturation signal;determining, by the processor, a cerebral oximetry index (COx) value based on the blood pressure signal and the oxygen saturation signal;determining, by the processor, a confidence level for the COx value based on the phase difference between the blood pressure signal and the oxygen saturation signal; anddetermining, by the processor, an autoregulation status of the patient based at least in part on the confidence level determined based on the phase difference between the blood pressure signal and the oxygen saturation signal. 2. The method of claim 1, wherein determining the phase difference comprises processing the blood pressure signal and the oxygen saturation signal using a complex transform to determine the phase difference. 3. The method of claim 2, wherein the complex transform is a wavelet transform. 4. The method of claim 3, wherein the wavelet transform comprises a low oscillation Morlet wavelet with a central frequency of less than five radians per second. 5. The method of claim 1, wherein determining the phase difference comprises: calculating a cross-wavelet transform of the blood pressure signal and the oxygen saturation signal, andsynchrosqueezing the cross-wavelet transform to generate a synchrosqueezed cross-wavelet transform indicative of the phase difference. 6. The method of claim 1, further comprising outputting, by the processor for display, a measure indicative of the autoregulation status of the patient. 7. The method of claim 1, further comprising providing an indication of impaired autoregulation status to an output device while the COx value is greater than zero and the phase difference is approximately equal to zero. 8. The method of claim 1, further comprising providing the COx value on a display while the COx value is zero or less than zero, and the phase difference is approximately +/−π radians, rapidly varying, or randomly distributed. 9. A non-transitory computer-readable medium having computer executable code stored thereon, the code comprising instructions to: receive a blood pressure signal of a patient;receive an oxygen saturation signal of the patient;determine a phase difference between the blood pressure signal and the oxygen saturation signal;determine a cerebral oximetry index (COx) value based on the blood pressure signal and the oxygen saturation signal;determine a confidence level for the COx value based on the phase difference between the blood pressure signal and the oxygen saturation signal; anddetermine an autoregulation status of the patient based at least in part on the confidence level determined based on the phase difference between the blood pressure signal and the oxygen... | Covidien LP | A61B005/00 A61B005/021 A61B005/1455 A61B005/0205 A61B005/0225 A61B005/0285 A61B005/022 A61B005/024 G16H050/30 G16H050/50
US10292584 | B2 | 2019-05-21 | Systems and methods for using eye movements to determine states | 2015-01-29 | Systems and methods for detecting onset, presence, and progression of particular states, including hypoxia, include observing eye movements of a subject to and correlating the observed movements to known baseline or hypoxic conditions. A detection system may record eye movement data from a user, compare the eye movement data to a data model comprising threshold eye movement data samples, and from the comparison make a determination whether or not hypoxia, fatigue, or other detrimental conditions are present. The detection system may alert the user to take corrective action if onset or presence of a dangerous condition is detected. The eye movements detected include saccadic and intersaccadic parameters such as intersaccadic drift velocity. Measurements may be collected in situ while the subject is performing normal duties, processed to determine indicators of detrimental conditions, and reported to the subject within a few seconds. | 1. A system, comprising: a sensing arrangement including a camera that collects eye movement data of a user;an alerting arrangement that produces one of a visual, an audio, and a vibrational alert to the user in response to receipt of an alert signal; anda control unit in communication with the sensing arrangement and the alerting arrangement, the control unit comprising processing hardware configured to analyze the eye movement data and generate the alert signal, including: a data analysis module configured to extract one or more current eye movement dynamics from the eye movement data; anda comparison module configured to receive the one or more current eye movement dynamics from the data analysis module and compare the one or more current eye movement dynamics to one or more baseline eye movement dynamics accessible by the control unit, and to send the alert signal to the alerting arrangement in response to a determination that one or more of the compared current eye movement dynamics diverges from one or more of the baseline eye movement dynamics by a threshold amount indicating one of onset and presence of hypoxia in the user. 2. The system of claim 1: wherein the current eye movement dynamics include one or more intersaccadic drift velocities of the user and the data analysis module is configured to calculate the one or more intersaccadic drift velocities; andwherein the comparison module is configured to compare one or more of the intersaccadic drift velocities to one or more threshold drift velocities of the baseline eye movement dynamics. 3. The system of claim 2, wherein one of the intersaccadic drift velocities comprises a drift mean velocity, and wherein when the drift mean velocity is different from the one or more threshold drift velocities by more than the threshold amount, the alert signal comprises an alert of the presence of hypoxia in the user. 4. The system of claim 2, wherein one of the intersaccadic drift velocities comprises a current intersaccadic drift velocity, and wherein when the current intersaccadic drift velocity is different from the one or more threshold drift velocities by more than the threshold amount, the alert signal comprises an alert of the onset of hypoxia in the user. 5. The system of claim 4, wherein the current intersaccadic drift velocity is collected by the sensing arrangement within ten seconds of the comparison module sending the alert signal to the alerting arrangement. 6. The system of claim 4, wherein the data analysis module calculates the current intersaccadic drift velocity by: identifying, in the eye movement data, a drift period comprising a duration and a distance; anddetermining the intersaccadic drift velocity from the duration and the distance. 7. The system of claim 1, wherein the eye movement dynamics include one or more saccade parameters. 8. The system of claim 7, wherein the saccade parameters comprise a saccadic peak velocity and a magnitude, and wherein the comparison modul... | Dignity Health | A61B003/113 A61B005/11 A61B005/145 A61B005/00
US10292598 | B2 | 2019-05-21 | Devices and methods for detection of internal bleeding and hematoma | 2014-12-12 | A device for detection of internal bleeding in a patient's body is provided. An optical interface for transmitting IR light through an area of a skin of a patient and to collect IR light from the area of the skin, is provided. In some embodiments the optical interface includes one or more delivery components and one or more collection components. The delivery component includes a plurality of first optical channels configured to transmit the IR light through a plurality of respective first sub-areas on the area of the skin, into an internal layer of the body. The collection component includes a plurality of second optical channels, configured to collect IR light from a plurality of respective second sub-areas on the area of the skin. | 1. A device for detection of internal bleeding in a patient's body, the device comprising: an IR light source configured to generate light in the Infra-Red (IR) spectral range;an IR light detector configured to detect light in the Infra-Red (IR) spectral range;an optical interface comprisingat least one first optical channel configured to transmit IR light generated by said IR light source through an area of a skin of said patient, into an internal layer of the body, andone or more collection component, comprising at least one second optical channel, configured to collect reflected IR light from said area of said skin, and deliver said collected IR light to said IR light detector, anda reference signal source configured to generate a Radio-Frequency (RF) reference signal at a frequency of about 0.5 MHz-3 MHz,a reference signal detector configured to detect said reference signal,a reference signal interface configured to directly and independently from the IR source deliver through said area of the skin of the patient the reference signal from said reference signal source into said internal layer and to collect and deliver a collected reference signal to said reference signal detector, anda signal processing module comprising a processor configured to normalize measurement results of the detected IR light, detected by said IR detector, according to measurement results of the detected reference signal, detected by said reference signal detector, thereby detecting the internal bleeding in the patient's body. 2. The device of claim 1 wherein said measurement results of said detected IR light comprise a measured parameter of said detected IR light selected from the group consisting of spectral line width, spectral content and spectral distribution of power. 3. The device of claim 1 wherein said signal processing module is configured to controllably modulate said IR light generated by said IR light source so that said at least one first optical channel delivers modulated IR light, and to modulate said collected IR light synchronously with said modulation of said generated IR light. 4. The device of claim 1 wherein said reference signal interface comprises a first electrical contact configured to be attached to said area of the skin, and said reference signal interface further comprises a second electrical contact configured to be attached to the skin at a location different from said area, wherein at least one of said first electrical contact and second electrical contact is functionally associated with said reference signal source for delivering said reference signal into said internal layer. 5. The device of claim 1 wherein said generated IR light comprises a Mid IR (MIR) light having a wavelength in a spectral range of 4-6 um. 6. The device of claim 1 wherein said at least one second optical channel of said one or more collection component comprises said at least one first optical channel. 7. The device of claim 6 wherein said one or more coll... | Dean Nahman Yaron Ilan Ilan Ben Oren Yaron Bar-Ilan Shmuel Chen | A61B005/02 A61B005/00
US10278635 | B2 | 2019-05-07 | Multifactorial telehealth care pregnancy and birth monitoring | 2012-11-30 | A system for monitoring a fetus in a pregnant woman, and/or the maternal health risk for pregnancies complicated by such as pre-eclampsia and hypertensive disorders is configured to be worn by the pregnant woman, preferably so as to allow monitoring during daily life, e.g. in the form of an adhesive patch. The unit has a sound sensor, e.g. a microphone or accelerometer, to be positioned on the skin of the abdominal area so as to detect a vascular sound from umbilical arteries of the fetus or from the uterine arteries of the pregnant woman. The sound sensor is functionally connected to a processing unit which executes a processing algorithm on the captured vascular sound and extracts a signal parameter accordingly. The processing unit then communicates the signal parameter, e.g. using an audio signal, a visual display or by means of a wired or a wireless data signal. | 1. A system for monitoring a pregnant woman or a fetus in a pregnant woman, the system comprising: a portable unit configured to be carried by the pregnant woman, the portable unit comprising an adhesive patch and at least two sound sensors which are arranged in the adhesive patch so as to be positioned in contact with the skin of respective areas of the abdomen and configured to detect a vascular sound from a uterine artery or from an umbilical artery of a fetus present in the pregnant woman's uterus and to generate a first signal accordingly, anda processing unit functionally connected to receive the first signal,wherein the processing unit is configured to execute a first processing algorithm on the first signal so as to extract at least a first signal parameter accordingly, and wherein the processing unit is configured to communicate the at least first signal parameter,wherein the first processing algorithm is configured to extract the first signal parameter, the first signal parameter comprising at least one of: a Pulsatility Index, a rise time of arterial sound, and a decay time of arterial sound, venous flow, and timing of the dicrotic notch being indicative for closure timing of the aortic valve, wherein the first processing algorithm is configured to at least high-pass filter the first signal and generate a high-pass filtered first signal accordingly, and wherein the high-pass filter has a cut-off frequency that is equal to or larger than 100 Hz. 2. System according to claim 1, wherein the at least high-pass filtering of the first signal by the first processing algorithm comprises band-pass filtering of the first signal such that the first processing algorithm is configured to band-pass filter the high-pass filtered first signal and generate a band-pass filtered first signal accordingly. 3. System according to claim 2, wherein the first processing algorithm is further configured to rectify the band-pass filtered first signal and to generate a rectified first signal accordingly. 4. System according to claim 3, wherein the first processing algorithm is further configured to low-pass filter the rectified first signal and to generate a low-pass filtered first signal accordingly. 5. System according to claim 2, wherein the first processing algorithm is configured to band-pass filter the high-pass filtered first signal using a band-pass filter with a bandwidth of 100-1000 Hz. 6. System according to claim 2, wherein the first processing algorithm is configured to band-pass filter the high-pass filtered first signal using a band-pass filter with a bandwidth of 200-800 Hz. 7. System according to claim 1, wherein the processing unit is configured to process signals received from the at least two sound sensors and to calculate a parameter for each sound sensor, and to select which of the at least two sound sensors to use for monitoring, based on said calculated parameter. 8. System according to claim 7, wherein said calculated parameter comp... | Viewcare Technologies 1 ApS | A61B005/02 A61B005/00 A61B007/00 A61B005/0488 A61B005/026
US10299686 | B2 | 2019-05-28 | Method apparatus and system for analyzing images | 2008-12-28 | A method of identifying a thermally distinguishable region in a living body is disclosed. The method comprises determining transient thermal history of a surface of the living body, and estimating a location or presence of the thermally distinguishable region in the living body based on the transient thermal history. | 1. A method of identifying an internal thermally distinguishable region in a living body comprising: operating a thermospatial imaging system for imaging the living body and generating and storing in a memory a first thermospatial image describing a section of the living body when the living body is at a first posture, and a second thermospatial image describing said section of the living body when the living body is at a second posture, wherein each thermospatial image is defined over a three-dimensional (3D) spatial image of said body and has thermal data associated with a surface of the 3D spatial image;retrieving said thermospatial images from said memory;using a data processor of a computing platform for calculating a deformation function which maps a first 3D shape of said section of the living body, corresponding to said first posture, to a second 3D shape of said section of the living body, corresponding to said second posture, to determine correspondence between sets of picture-elements belonging to said first and said second thermospatial images;determining, by said computing platform, transient thermal variation for each picture-element in at least one set and storing said transient thermal variation in the memory; andestimating, by said computing platform, a location or presence of the internal thermally distinguishable region in the living body based on said transient thermal variations and generating, by said computing platform, an output indicative of the internal thermally distinguishable region. 2. The method of claim 1, further comprising estimating, by said computing platform, a size of said internal thermally distinguishable region, based on said transient thermal variation. 3. The method of claim 1, further comprising comparing, by said computing platform, said transient thermal variation to a reference transient thermal history, so as to determine said presence of said internal thermally distinguishable region. 4. The method of claim 1, further comprising heating or cooling a surface of said section of the living body between said first and said second thermospatial images. 5. The method of claim 1, wherein said estimating said location of said internal thermally distinguishable region comprises determining, by said computing platform, amount of temperature change for each point of a plurality of points over a surface of said section of the living body. 6. The method of claim 5, wherein said estimating said location of said internal thermally distinguishable region comprises determining, by said computing platform, a temperature change rate for at least one point of said plurality of points. 7. The method of claim 6, wherein said estimating said location of said internal thermally distinguishable region comprises comparing, by said computing platform, a temperature change rate of one point of said plurality of points to a temperature change rate of another point of said plurality of points. 8. The method of claim 5, w... | Real Imaging Ltd. | A61B001/00 A61B005/00 A61B005/01
US10299698 | B2 | 2019-05-28 | Systems and methods for registration of a medical device using a reduced search space | 2013-05-13 | A method comprises identifying connected anatomical structures in stored images of a patient anatomy and generating a first three-dimensional model of anatomic passageways including a set of anatomical centerlines of the anatomic passageways, and generating a second three-dimensional model of the anatomic passageways including a plurality of linkage elements each including two base points defining a linkage element centerline spanning a shortest distance between the two base points. The method also comprises receiving tracking data corresponding to a point on an instrument positioned within the connected anatomical structures, matching the point on the instrument to one of the plurality of linkage elements representing one of the connected anatomical structures to locate the instrument relative to the connected anatomical structures in the stored images of the patient anatomy, and updating the matching of the point on the instrument to one of the plurality of linkage elements. | 1. A method of registering a medical instrument to stored images of a patient anatomy, the method comprising: identifying, by a processor, connected anatomical structures in stored images of interior structures of the patient anatomy;generating, by the processor, a first three-dimensional model of anatomic passageways included in the connected anatomical structures, the first three-dimensional model including a set of anatomical centerlines of the anatomic passageways;generating, by the processor, a second three-dimensional model of the anatomic passageways, the second three-dimensional model including a plurality of linkage elements with each linkage element including two base points disposed on a first anatomical centerline of the set of anatomical centerlines, the two base points defining a linkage element centerline spanning a shortest distance between the two base points;receiving tracking data from a tracking system, the tracking data corresponding to a point on the medical instrument while positioned within the connected anatomical structures, the medical instrument being sized for insertion within the connected anatomical structures;matching, by the processor, the point on the medical instrument to one of the plurality of linkage elements representing one of the connected anatomical structures to locate the medical instrument relative to the connected anatomical structures in the stored images of the patient anatomy, wherein the matching includes: determining, from the second three-dimensional model, a subset of the plurality of linkage elements closer to the point on the medical instrument than each linkage element in a remainder of the plurality of linkage elements based on a plurality of vectors between the point on the medical instrument and one of the two base points of each of the plurality of linkage elements; andfor each linkage element of the subset, determining a distance between the point on the medical instrument and the respective anatomical centerline extending through the linkage element; andupdating the matching of the point on the medical instrument to one of the plurality of linkage elements as the medical instrument is moved within the anatomic passageways. 2. The method of claim 1 further comprising: receiving preoperative medical images into a computer memory device to create the stored images of the patient anatomy; anddisplaying, in a display system, one stored image of the stored images of the patient anatomy, wherein the one stored image is selected for display based on a location of the medical instrument as determined based on the matching of the point on the medical instrument to the one of the plurality of linkage elements. 3. The method of claim 1 wherein the two base points are derived from a centerline model of the connected anatomical structures. 4. The method of claim 1 further comprising identifying a closest linkage element in the subset. 5. The method of claim 4 further comprising creating a projec... | INTUITIVE SURGICAL OPERATIONS, INC. | A61B005/06 G06T007/00 A61B005/00 A61B034/20 A61B034/30 A61B034/10 A61B017/00 A61B090/00
US10299871 | B2 | 2019-05-28 | Automated system and method for hair removal | 2016-07-21 | Automated systems and methods for removing hair from a body surface is provided. The methods and systems are semi- or fully automated. Some of the steps of the methods comprise determining a hair growth phase and selecting hair follicles for depilation based at least in part of the identified hair growth phase. The energy delivery device may be attached to the robotic arm and directed to align with the hair follicle to be depilated. | 1. A method of hair depilation using an automated system, the method comprising: automatically identifying in an image acquired by an imaging device, a location and orientation of unwanted hair follicles in a region of a body surface;automatically measuring and assigning a hair pigmentation value for some or all of the identified unwanted hair follicles;automatically measuring and assigning a skin pigmentation value in the region of the body surface with the identified unwanted hair follicles;based on one or both of the assigned skin pigmentation value and the assigned hair pigmentation value of one or more identified unwanted hair follicles, automatically selecting an energy delivery device from a plurality of energy delivery devices operatively connected to the automated system; andbased on the identified location and orientation of one of the one or more identified hair follicles, automatically directing the selected energy delivery device to position relative to a general direction of a hair shaft of the one of the one or more identified hair follicles. 2. The method of claim 1, comprising operating the energy delivery device to depilate the one of the one or more identified hair follicles. 3. The method of claim 1, wherein the step of automatically directing comprises aligning the energy delivery device with a general direction of a hair shaft or aligning the energy delivery device with a general direction of a beneath a skin portion of the hair shaft of the one of the one or more identified hair follicles. 4. The method of claim 1, wherein automatically selecting the energy delivery device is based on the assigned hair pigmentation values of a plurality of identified unwanted hair follicles. 5. The method of claim 1, comprising repeating the step of selecting the energy delivery device for each individual or a selected group of identified hair follicles. 6. The method of claim 1, comprising repeating the aligning step for each of the one or more identified hair follicles. 7. The method of claim 1, wherein automatically measuring and assigning a skin pigmentation value comprises analyzing a pre-existing data relating to skin pigmentation. 8. The method of claim 1, comprising identifying from the image acquired by the imaging device, among the some or all of the identified unwanted hair follicles, those hair follicles in an anagen hair growth phase. 9. The method of claim 8, wherein identifying those hair follicles in the anagen hair growth phase comprises determining corresponding calibers of the identified hair follicles. 10. An image-guided automated apparatus for hair depilation, comprising: an interface adapted to receive an image data containing images of a body surface; anda processor comprising a set of instructions for executing operation, the set of instructions including instructions for: automatically identifying in an image acquired by an imaging device, a location and orientation of unwanted hair follicles in a region o... | Restoration Robotics, Inc. | A61B017/00 A61B017/34 A61B034/00 A61B034/10 A61B034/20 A61B034/30 A61B034/32 A61B017/3205 A61B005/00 A61B090/00 A61B018/20 A61M037/00 A61B018/00
US10278621 | B2 | 2019-05-07 | Analytical system for examining a body fluid and method for the operation of an analytical system | 2017-01-19 | An analytical system for examining a body fluid and a method of operation of an analytical system, typically for blood sugar tests, including an exchangeable magazine (18) as a consumable, which includes a plurality of magazine units (24) that are each provided with at least one analytical aid (32, 34) and with a transport element (28), a hand-held device (12) having a magazine guide (16) for receiving the magazine (18), a transport mechanism (48) that engages on the transport elements so as to transport the magazine in steps in the magazine guide, including a positioning mechanism (50) for positioning an active magazine unit in a predefined functional position, wherein retaining elements (52, 54) of the positioning mechanism can be brought into engagement with transport elements of the magazine. | 1. An analytical system for examining a body fluid, the system comprising: an exchangeable magazine comprising a plurality of magazine units that are each provided with at least one analytical aid and a transport element, a hand-held device having a magazine guide for receiving the magazine, a transport mechanism that engages on the transport elements which are optionally arranged in a ring shape, so as to transport the magazine in steps in the magazine guide, and a fixing mechanism for positioning an active magazine unit of the plurality of magazine units in a predefined functional position, wherein the fixing mechanism comprises retaining means which can be brought into engagement with the transport elements of the magazine units, wherein the retaining means engage on a first transport element corresponding to the transport element of the active magazine unit and on a second transport element that is located at a distance from the active magazine unit. 2. The analytical system of claim 1, wherein the retaining means engage with a form fit on the first transport element of the active magazine unit and block a movement of the magazine in at least one direction. 3. The analytical system of claim 1, wherein the magazine is annular and is mounted so as to be movable with limited pivoting about an eccentric axis that extends through the first transport element of the active magazine unit. 4. The analytical system of claim 1, wherein: the retaining means comprises a gripper; andthe transport mechanism comprises a control means including a cam gear for controlling the movement of the gripper. 5. The analytical system of claim 1, wherein: the retaining means comprises a gripper; andthe gripper is coupled by an adjustment means to a lid that closes the magazine guide, such that the gripper moves to a release position when the lid is opened. 6. The analytical system of claim 1, wherein the magazine guide has three supporting portions which span one plane and which serve to support a plane guide surface of the magazine. 7. The analytical system of claim 1, wherein the magazine, movable to a limited extent in a bearing plane, is under the influence of a force perpendicular to the bearing plane. 8. The analytical system of claim 1, wherein the active magazine unit is located in front of a measurement unit, and the second transport element is at a distance much farther away from the first transport element than the first transport element from the measurement unit. 9. The analytical system of claim 1, wherein the second transport element is diametrically opposite to the first transport element of the active magazine unit. 10. A method for the operation of the analytical system of claim 1, comprising: inserting the magazine in the magazine guide of the hand-held device, transporting the magazine in steps in the magazine guide by the transport mechanism that engages on the transport elements, optionally arranged in a ring shape, and bringing the retain... | Roche Diabetes Care, Inc. | A61B005/145 A61B005/1455 B65G001/133 A61B090/00 A61B005/1468 A61B005/157 G01N021/78
US10292659 | B2 | 2019-05-21 | Vehicle operating element and method for noninvasively measuring biomolecules | 2015-09-22 | The invention relates to a vehicle operating element (12) comprising a sensor (14) for non-invasive measurement of biomolecules in the blood of an operator of a vehicle operating element (12) by means of electrochemical impedance spectroscopy, comprising at least one antenna (16) which includes at least a first conductive layer, a second conductive layer and an insulating layer being sandwiched between the two conductive layers. By means of the second conductive layer an excitation signal can be coupled out and an off-resonance excitation signal can be coupled into the antenna (16). Furthermore, a method of non-invasive measurement of biomolecules and a method of operating a vehicle are described. | 1. A vehicle operating element (12) comprising at least one sensor (14) for non-invasive measurement of biomolecules in the blood of an operator of the vehicle operating element (12) by means of electrochemical impedance spectroscopy, comprising at least one antenna (16) which includes at least a first conductive layer (52), a second conductive layer (36), an insulating layer (40b, 48a) being sandwiched between the second and first conductive layers (36, 52), and a third conductive layer (42) electrically coupled to the first or second conductive layer (52, 36) and forming a connecting layer (53) with the electrically coupled first or second conductive layer (52, 36), wherein the conductive layers of the connecting layer (53) are spaced apart from each other and the second or first conductive layer (36, 52) is sandwiched between the conductive layers of the connecting layer (53), andwherein by means of the first conductive layer (52) and/or the second conductive layer (36) an excitation signal is coupled out and an off-resonance excitation signal is coupled into the antenna (16). 2. The vehicle operating element (12) according to claim 1, wherein the first or second conductive layer (36, 52) is configured to have an edge-side structuring to exhibit a polygonal edge. 3. The vehicle operating element (12) according to claim 1, wherein the first conductive layer (52) and the second conductive layer (36) are arranged in parallel to each other. 4. The vehicle operating element (12) according to claim 1, wherein the electrically conductive layers (36, 42, 52) are flexible. 5. The vehicle operating element (12) according to claim 1, wherein a cover layer (54) to be contacted by the operator is provided which is the outermost layer of the antenna (16) and is made from an electrically insulating material. 6. The vehicle operating element (12) according claim 1, wherein the antenna (16) is a dipolar antenna or a multi-polar antenna. 7. The vehicle operating element (12) according to claim 1, wherein the antenna (16) comprises a dielectric insert (58) for improving the sensitivity of the antenna (16) in the low frequency range. 8. The vehicle operating element (12) according to claim 1, wherein a control and evaluating unit (22) for controlling the at least one antenna (16) and for evaluating the off-resonance excitation signals received by the at least one antenna (16) is provided. 9. The vehicle operating element (12) according to claim 8, wherein the control and evaluating unit (22) is configured to generate different excitation frequencies for the antenna (16). 10. The vehicle operating element (12) according to claim 8, wherein the control and evaluating unit (22) is configured to evaluate wave functions of off-resonance excitation signals and, on the basis of the off-resonance, establish the presence of biomolecules. 11. The vehicle operating element (12) according to claim 1, wherein the vehicle operating element (12) is part of a vehicle s... | TRW AUTOMOTIVE GMBH | H01Q001/32 H01Q001/38 A61B005/00 A61B005/053 A61B005/145 A61B005/1477 B60K028/02 G01N027/02 H01Q009/28
US10279185 | B2 | 2019-05-07 | Method of stimulating a hypoglossal nerve for controlling the position of a patient's tongue | 2018-01-10 | A method for controlling a position of a patient's tongue includes attaching at least one electrode to the patient's Hypoglossal nerve and applying an electric signal through the electrode to at least one targeted motor efferent located within the Hypoglossal nerve to stimulate at least one muscle of the tongue. Methods may also include the use of more than one contact to target more than one motor efferent and stimulating more than one muscle. The stimulation load to maintain the position of the tongue may be shared by each muscle. The position of the patient's tongue may be controlled in order to prevent obstructive sleep apnea. | 1. A method comprising: providing an electrode having a plurality of contacts configured to be implanted into a patient to electrically couple the plurality of contacts to a Hypoglossal nerve;providing an implantable pulse generator (IPG) configured to be implanted into the patient, the IPG being electronically coupled to the electrode; andprogramming the IPG to apply, without taking into account a timing of respiration, at least two electric signals via the plurality of the contacts to at least two targeted motor efferent groups located within the Hypoglossal nerve to stimulate at least two muscles of the patient's tongue,wherein each of the plurality of contacts is driven by its own independent current source. 2. The method of claim 1, wherein the IPG is programmed to provide a distinct level of stimulation to each of the plurality of contacts. 3. The method of claim 2, wherein the IPG is programmed to provide the distinct level of stimulation to each of the plurality of contacts concurrently with one another. 4. The method of claim 2, wherein the IPG is programmed to provide the distinct level of stimulation to each of the plurality of contacts separately from one another. 5. The method of claim 1, wherein the electrode includes a cuff housing configured to wrap around a portion of the Hypoglossal nerve. 6. The method of claim 5, wherein the cuff housing is configured to wrap around the portion of the Hypoglossal nerve at least once. 7. The method of claim 1, wherein the at least two electric signals are programmed to be applied to the Hypoglossal nerve via an open loop system. 8. The method of claim 1, wherein the IPG is programmed to delay applying the at least two electric signals for a predetermined amount of time after a therapy session is initiated. 9. The method of claim 1, wherein the IPG is programmed to apply the at least two electric signals to the at least two targeted motor efferent groups such that the stimulation of one of at least two muscles of the tongue partially overlaps with the stimulation of another of the at least two muscles of the tongue. 10. The method of claim 1, wherein the IPG is programmed to apply the at least two electric signals to the at least two targeted motor efferent groups to alternately stimulate at least two muscles of the tongue without overlap. | IMTHERA MEDICAL, INC. | A61N001/36 A61N001/05 A61N001/372 A61B005/00 A61B005/08
US10300309 | B2 | 2019-05-28 | Implants using ultrasonic backscatter for sensing physiological conditions | 2018-09-25 | Described herein is an implantable device having a sensor configured to detect an amount of an analyte, a pH, a temperature, strain, or a pressure; and an ultrasonic transducer with a length of about 5 mm or less in the longest dimension, configured to receive current modulated based on the analyte amount, the pH, the temperature, or the pressure detected by the sensor, and emit an ultrasonic backscatter based on the received current. The implantable device can be implanted in a subject, such as an animal or a plant. Also described herein are systems including one or more implantable devices and an interrogator comprising one or more ultrasonic transducers configured to transmit ultrasonic waves to the one or more implantable devices or receive ultrasonic backscatter from the one or more implantable devices. Also described are methods of detecting an amount of an analyte, a pH, a temperature, a strain, or a pressure. | 1. A system, comprising: (a) an implantable device, comprising: a sensor configured to detect an amount of an analyte; andan ultrasonic transducer with a length of 5 mm or less in the longest dimension, the ultrasonic transducer configured to receive ultrasonic waves that power the implantable device, receive a current modulated based on the amount of the analyte detected by the sensor, and emit an analyte-amount-dependent ultrasonic backscatter based on the current received by the ultrasonic transducer; and(b) an interrogator comprising one or more ultrasonic transducers configured to transmit the ultrasonic waves that power the implantable device, and receive the ultrasonic backscatter from the implantable device. 2. The system of claim 1, wherein the analyte is oxygen. 3. The system of claim 1, wherein the analyte is glucose. 4. The system of claim 1, wherein the sensor is an optical sensor. 5. The system of claim 4, wherein the optical sensor comprises a light source and an optical detector. 6. The system of claim 4, wherein the optical sensor comprises a matrix comprising a fluorophore, and wherein fluorescence intensity or fluorescence lifetime of the fluorophore depends on the amount of the analyte. 7. The system of claim 4, wherein the optical sensor comprises a matrix comprising a fluorophore and an oscillating or pulsating light source, where a phase shift or time delay between light emitted from the light source and fluorescence detected by a fluoresce sensor is based on the amount of the analyte. 8. The system of claim 4, wherein the optical sensor is configured to perform near-infrared spectroscopy. 9. The system of claim 1, wherein the sensor is a potentiometric chemical sensor or an amperometric chemical sensor. 10. The system of claim 1, wherein the ultrasonic transducer is a bulk piezoelectric transducer, a piezoelectric micro-machined ultrasonic transducer (PMUT) or a capacitive micro-machined ultrasonic transducer (CMUT). 11. The system of claim 1, wherein the volume of the implantable device is 5 mm3 or less. 12. The system of claim 1, wherein the implantable device is implanted in a subject. 13. The system of claim 12, wherein the subject is an animal or a plant. 14. The system of claim 1, wherein the implantable device further comprises an integrated circuit. 15. The system of claim 14, wherein the integrated circuit comprises a power circuit. 16. The system of claim 14, wherein the integrated circuit comprises a driver configured to provide current to the sensor. 17. The system of claim 14, wherein the integrated circuit comprises a front end configured to receive a signal from the sensor. 18. The system of claim 14, wherein the integrated circuit comprises a digital circuit. 19. The system of claim 18, wherein the digital circuit is configured to operate a modulation circuit. 20. The system of claim 19, wherein the digital circuit is configured to transmit a digitized signal to the modulation circuit, an... | The Regents of the University of California | A61N001/00 A61N007/02 A61N001/372 A61N001/36 A61B005/07 A61B005/00 A61N001/378 G01N027/327 B06B001/06 A61B008/08 A61N005/10 A61N001/05 A61B006/00 A61N007/00 H02J007/02 H02J050/15 A61M039/02 H02J050/90
US10285637 | B1 | 2019-05-14 | Apparatus for sensing strain on a spinal fusion rod | 2015-11-10 | Systems, methods, and apparatus are described herein for obtaining medical diagnostic measurements from implanted sensors. In various embodiments, an apparatus may include two or more clamps to be rigidly clamped to the spinal fusion rod at a distance from one another, and a strain-sensing system that is removably mountable to the two or more clamps to span the distance. The strain-sensing system may include one or more strain-sensing elements. In various embodiments, the two or more clamps may be configured to transfer strain detected in the spinal fusion rod to the one or more strain-sensing elements of the strain-sensing system. | 1. An apparatus for sensing strain on a spinal fusion rod, comprising: two or more clamps to be rigidly clamped to the spinal fusion rod at a distance from one another, wherein each of the two or more clamps is formed as a unitary and continuous component that includes a spine and first and second portions that extend from the spine parallel to one another to define a spinal fusion rod receiving area therebetween, wherein the spine includes a notch to facilitate flexibility between the first and second portions such that they are movable toward each other to pinch the spinal fusion rod; anda strain-sensing system that is removably mountable to the two or more clamps to span the distance, the strain-sensing system including one or more strain-sensing elements, and wherein the two or more clamps define a channel in which the strain-sensing system is suspended;wherein the two or more clamps are configured to transfer strain detected in the straight or curved spinal fusion rod to the one or more strain-sensing elements of the strain-sensing system. 2. The apparatus according to claim 1, wherein the one or more strain-sensing elements comprise one or more strain gauges. 3. The apparatus of claim 1, wherein the notch includes a rounded terminal portion. 4. The apparatus of claim 1, wherein the first and second portions include respective clamping apertures that are aligned with each other to receive a fastening mechanism. 5. The apparatus of claim 4, wherein at least one of the clamping apertures is at least partially open to receive the fastening mechanism from a lateral direction. | University of Louisville Research Foundation, Inc. | A61B005/00 A61B017/68 A61B017/70
US10285613 | B2 | 2019-05-14 | Apparatus and method for determining the occurrence of a QRS complex in ECG data | 2018-07-24 | The present invention provides apparatus and a method for determining the occurrence of a QRS complex in ECG data. According to an aspect of the present invention, an apparatus is proposed for determining the occurrence of a QRS complex in ECG data by utilizing a first, second and third set of ECG data that are acquired by respectively electrode leads II, V4 and V5 and by determining whether a QRS complex has been detected within the predefined temporal window in at least two of the first, second and third sets of ECG data. According to another aspect of the present invention, an apparatus is proposed for determining the occurrence of a QRS complex in ECG data by utilizing three sets of ECG data whose signal quality values V are the smallest three of the first to twelfth sets of ECG data that are acquired by respectively the standard 12 electrode leads and by determining whether a QRS complex has been detected within the predefined temporal window in at least two of the three sets of ECG data. The two apparatus of the present invention may improve the accuracy of QRS detection, which has been proved by clinical testing. | 1. An apparatus for detecting the occurrence of a QRS complex in ECG data acquired from a subject being monitored, comprising: a receiving unit configured to receive a first to twelfth sets of ECG data that are acquired by respectively standard twelve electrode leads attached to the subject;a detecting unit configured to evaluate the first to twelfth sets of ECG data so as to detect whether or not a QRS complex occurs within a predefined temporal window in the respective set of ECG data;a calculation unit configured to derive a first to twelfth signal quality values V respectively for each of the first to twelfth sets of ECG data by calculating the ratio of standard deviation of N consecutive waveforms in the respective set of ECG data to a reference standard deviation of the respective set of ECG data or by calculating the ratio of signal energy ratio (SNR) of N consecutive waveforms in the respective set of ECG data to a reference SNR of the respective set of ECG data, wherein the reference standard deviation and the reference SNR of the respective set of ECG data are predetermined from respectively a first to twelfth sets of ECG data that are acquired by respectively standard twelve electrode leads at the pre-exercise stage;a comparison unit configured to compare the first to twelfth signal quality values V and determine three sets of ECG data whose signal quality values V are the smallest among the first to twelfth sets of ECG data; andan output configured to output a message indicating an occurrence of a QRS complex within the predefined temporal window if a QRS complex has been detected within the predefined temporal window in at least two of the determined three sets of ECG data. 2. The apparatus according to claim 1, further comprising: an interface unit configured to output a warning message when one of the first to twelfth signal quality values V is greater than a predetermined threshold. 3. A method for detecting the occurrence of a QRS complex in ECG data acquired from a subject being monitored, comprising: receiving a first to twelfth sets of ECG data that are acquired by respectively standard twelve electrode leads attached to the subject;evaluating the first to twelfth sets of ECG data so as to detect whether or not a QRS complex occurs within a predefined temporal window in the respective set of ECG data;deriving a first to twelfth signal quality values V respectively for each of the first to twelfth sets of ECG data by calculating the ratio of standard deviation of N consecutive waveforms in the respective set of ECG data to a reference standard deviation of the respective set of ECG data or by calculating the ratio of signal energy ratio (SNR) of N consecutive waveforms in the respective set of ECG data to a reference SNR of the respective set of ECG data, wherein the reference standard deviation and the reference SNR of the respective set of ECG data are predetermined respectively from a first to twelfth sets of ECG data that... | KONINKLIJKE PHILIPS N.V. | A61B005/0452 A61B005/00 A61B005/0472 A61B005/04 A61B005/0408 A61B005/044
US10278616 | B2 | 2019-05-07 | Systems and methods for tracking an intrabody catheter | 2016-05-11 | There is provided a computerized method of tracking a position of an intra-body catheter, comprising: physically tracking coordinates of the position of a distal portion of a physical catheter within the physical body portion of the patient according to physically applied plurality of electrical fields within the body portion and measurements of the plurality of electrical fields performed by a plurality of physical electrodes at a distal portion of the physical catheter; registering the physically tracked coordinates with simulated coordinates generated according to a simulation of a simulated catheter within a simulation of the body of the patient, to identify differences between physically tracked location coordinates and the simulation coordinates; correcting the physically tracked location coordinates according to the registered simulation coordinates; and providing the corrected physically tracked location coordinates for presentation. | 1. A system for tracking a position of an intra-body catheter, comprising: an output interface for communicating with a display;an electrode interface for communicating with a plurality of physical electrodes on a distal end portion of a physical catheter designed for intra-body navigation;a program store storing code; anda processor coupled to the output interface, the electrode interface, and the program store for implementing the stored code, the code comprising:code to receive measurements of a plurality of electrical fields applied within the body portion, measured by the plurality of physical electrodes;code to calculate and physically track coordinates of the position of the distal end of the physical catheter within the physical body portion of the patient according to the received measurements of the plurality of electric fields measured by the plurality of physical electrodes;code to register between the physically tracked coordinates, indicative of position of the distal end of the physical catheter, and simulation coordinates, indicative of simulated position of the distal end of the physical catheter, the simulation coordinates generated according to a simulation of a simulated catheter within a simulation of the body of the patient;code to compute corrected physically tracked coordinates by correcting the physically tracked coordinates obtained according to the registered simulation coordinates; andcode to transmit the corrected physically tracked coordinates to the output interface. 2. The system of claim 1, further comprising: an imaging interface for communicating with an imaging modality that acquires a dataset of anatomical imaging data of a patient;wherein the processor is further coupled to the imaging interface;code to receive the dataset, and associate at least one dielectric parameter value corresponding to different tissues of the anatomical imaging data of the dataset, wherein the at least one dielectric parameter value represents an initial estimated value; andcode to generate the simulation that tracks coordinates of a position of the simulated catheter within the dataset representing the body portion according to simulated application of a plurality of electrical fields within the body portion and measurements of the electrical field performed by a plurality of electrodes at a distal portion of the catheter. 3. The system of claim 1, further comprising a connector having a first port for connecting to the physical catheter, a second port for connecting to a control unit associated with the physical catheter, and a third port for connecting to the electrode interface, the connector including circuitry to intercept signal transmission between the physical catheter and the control unit and transmit the intercepted signals to the electrode interface without interfering with the signal transmission between the physical catheter and the control unit. 4. The system of claim 2, wherein the dataset includes three dimensiona... | Navix International Limited | A61B005/06 A61B006/03 A61B005/044 A61B034/20 A61B018/14 A61B005/042 A61B005/053 A61B090/00 A61B018/00 A61B005/055 A61B034/10 A61M025/01 A61B017/00
US10281541 | B2 | 2019-05-07 | Low-field magnetic resonance imaging methods and apparatus | 2018-04-18 | According to some aspects, a low-field magnetic resonance imaging system is provided. The low-field magnetic resonance imaging system comprises a magnetics system having a plurality of magnetics components configured to produce magnetic fields for performing magnetic resonance imaging, the magnetics system comprising, a B0 magnet configured to produce a B0 field for the magnetic resonance imaging system at a low-field strength of less than 0.2 Tesla (T), a plurality of gradient coils configured to, when operated, generate magnetic fields to provide spatial encoding of magnetic resonance signals, and at least one radio frequency coil configured to, when operated, transmit radio frequency signals to a field of view of the magnetic resonance imaging system and to respond to magnetic resonance signals emitted from the field of view, a power system comprising one or more power components configured to provide power to the magnetics system to operate the magnetic resonance imaging system to perform image acquisition, and a power connection configured to connect to a single-phase outlet to receive mains electricity and deliver the mains electricity to the power system to provide power needed to operate the magnetic resonance imaging system. According to some aspects, the power system operates the low-field magnetic resonance imaging system using an average of less than 1.6 kilowatts during image acquisition. | 1. An apparatus for providing a B0 magnetic field for a magnetic resonance imaging system, the apparatus comprising: at least one first B0 magnet to produce a magnetic field to contribute to the B0 magnetic field for the magnetic resonance imaging system;at least one second B0 magnet to produce a magnetic field to contribute to the B0 magnetic field for the magnetic resonance imaging system, wherein the at least one first B0 magnet and the at least one second B0 magnet are arranged relative to one another so that an imaging region is provided there between; anda yoke to capture and direct at least some of the magnetic field generated by the at least one first B0 magnet and the at least one second B0 magnet to increase the magnetic flux density within the imaging region, the yoke comprising: a first plate comprising ferromagnetic material coupled to the at least one first B0 magnet;a second plate comprising ferromagnetic material coupled to the at least one second B0 magnet; anda frame comprising ferromagnetic material coupled to the first plate and the second plate to provide a path between the first plate and the second plate for the at least some of the magnetic field generated by the at least one first B0 magnet and the at least one second B0 magnet, the frame comprising a plurality of supports forming at least a portion of the path, each of the plurality of supports comprising ferromagnetic material and spaced apart from an adjacent support by a gap,the plurality of supports comprising a first support and a second support disposed at a greater distance from the imaging region than the first support. 2. The apparatus of claim 1, wherein the frame comprises a first arm portion comprising ferromagnetic material coupled to the first plate and a second arm portion comprising ferromagnetic material coupled to the second plate, and wherein the plurality of supports are coupled between the first arm portion and the second arm portion. 3. The apparatus of claim 2, wherein the frame is substantially C-shaped. 4. The apparatus of claim 2, wherein the first arm portion and the second arm portion each comprise a tapered portion over which a thickness of the respective arm portion varies. 5. The apparatus of claim 4, wherein the first arm portion and the second arm portion each comprise a plurality of tapered portions over which a thickness of the respective arm portion varies. 6. The apparatus of claim 1, wherein the gap is an air gap. 7. The apparatus of claim 1, wherein the first plate and the second plate are substantially circular. 8. The apparatus of claim 1, wherein the yoke comprises at least one portion made from low carbon steel, cobalt steel (CoFe) and/or silicon steel. 9. The apparatus of claim 8, wherein the yoke comprises at least one first portion made from a different ferromagnetic material than at least one second portion. 10. The apparatus of claim 9, wherein the first plate and the second plate comprise a different ferromagnetic... | Hyperfine Research, Inc. | G01V003/00 G01R033/385 G01R033/383 G01R033/44 G01R033/389 G01R033/421 G01R033/56 G01R033/38 A61B005/055 A61B006/00 A61G013/10 G01R033/34 G01R033/48 A61B090/00 A61B050/13 G01R033/36 G01R033/422 G01R033/3873
US10285628 | B2 | 2019-05-14 | Method for detecting ambulatory status and device for detecting ambulatory status | 2015-02-27 | A method and a device with which an ambulatory status, including movements of an upper body, can be detected easily, without a complex operation of the equipment used, in a medical facility for rehabilitation or the like. In case of detecting the ambulatory status of a subject, the problem is solved by detecting the ambulatory status of the subject by measuring conditions of movement in at least two places, specifically, a lumber area and a thoracodorsal area of the subject. | 1. A device for detecting an ambulatory status, comprising: a monitor;motion sensors being respectively provided to a lumbar area and a thoracodorsal area;means for calculating conditions of movement in said lumbar area and thoracodorsal area on the basis of data measured by the motion sensors; andmeans for superposing the conditions of movement in said lumbar area and thoracodorsal area, which have been calculated by the calculating means, and displaying the superposed conditions on the monitor,wherein each of the motion sensors is any selected from an acceleration sensor, an angular speed sensor, or a combination thereof,wherein the calculating means extracts only vibration components by filtering the data detected by the motion sensors, and the extracted vibration components are integrated so as to calculate any of rocking accelerations, rocking speeds and rocking amounts,wherein the displaying means makes Lissajous figures of said lumbar area and thoracodorsal area, in a horizontal plane, on the basis of any of rocking accelerations, rocking speeds and rocking amounts calculated by the calculating means, superposes the Lissajous figures of said lumbar area and thoracodorsal area and displays the superposed figures on the monitor, andwherein the displaying means displays a connection line, which connects same time points in the Lissajous figures of the motion sensors of said lumbar area and thoracodorsal area to each other, and moves the connection line with a lapse of time. | MICROSTONE CORPORATION Akira Ichikawa | A61B005/00 A61B005/11
US10291977 | B2 | 2019-05-14 | Method and system for collecting and processing bioelectrical and audio signals | 2016-07-13 | A method and system for detecting bioelectrical signals and audio signals from a user, including establishing bioelectrical contact between a user and one or more sensors of a biomonitoring neuroheadset; collecting, at the one or more sensors, one or more bioelectrical signal datasets; collecting one or more reference signal datasets; collecting, at a microphone of the biomonitoring neuroheadset, an audio signal dataset; and generating a combined audio and bioelectrical signal processed dataset, including producing a noise-reduced bioelectrical signal dataset, and producing a conditioned audio signal dataset. | 1. A method for detecting bioelectrical signals and audio signals from a user, comprising: establishing bioelectrical contact between a first subregion of an ear region of the user and a first electroencephalogram (EEG) sensor of a biomonitoring neuroheadset;establishing bioelectrical contact between a second subregion of the ear region of the user and a first common mode sensor of a noise reduction subsystem of the biomonitoring neuroheadset , wherein the first subregion is proximal the second subregion, and wherein the first EEG sensor is proximal the first common mode sensor;collecting, at the first EEG sensor, a first EEG signal dataset from the user during a first time period;collecting, at the first common mode sensor, a first common mode signal dataset contemporaneously with collecting the first EEG signal dataset during the first time period;collecting, at a microphone of the biomonitoring neuroheadset, a first audio signal dataset from the user contemporaneously with collecting the first EEG signal dataset and the first common mode signal dataset during the first time period;generating a first combined audio and EEG processed dataset, comprising: producing a common noise-reduced EEG dataset from the first EEG signal dataset and the first common mode signal dataset,producing a conditioned audio signal dataset from processing the first audio signal dataset for transmission with the common noise-reduced EEG dataset, andgenerating the first combined audio and EEG processed dataset from the common noise-reduced EEG dataset and the conditioned audio signal dataset;receiving, at a remote server, a common noise-reduced EEG signal portion and an audio signal portion of the first combined audio and EEG processed dataset;generating a cognitive state metric based at least on the common noise-reduced EEG signal portion and the audio signal portion, wherein the cognitive state metric indicates a cognitive state of the user during the first time period;determining an audio therapy to modify the cognitive state of the user, based on the cognitive state metric; andpromoting, at a speaker of the biomonitoring neuroheadset, the audio therapy to the user. 2. The method of claim 1, wherein generating the first combined audio and EEG processed dataset comprises generating a driven right leg signal using a driven right leg module characterized by a first feedback reference location at a third subregion of the ear region, the third subregion proximal the first and the second subregions of the ear region, wherein the noise reduction subsystem comprises the driven right leg module, and wherein producing the common noise-reduced EEG dataset further comprises producing the common noise-reduced EEG dataset from the driven right leg signal. 3. The method of claim 2, further comprising: establishing bioelectrical contact between a first contralateral subregion of a contralateral ear region of the user and a second EEG sensor of the biomonitoring neuroheadset;establi... | Emotiv Inc. | A61B005/04 A61B005/0476 H04R001/10 A61B005/024 A61B005/048 A61M021/02 G10L025/63 A61M021/00 G10L025/66 A61B005/00
US10278612 | B2 | 2019-05-07 | Real-time perfusion imaging and quantification | 2009-11-23 | A solution for diagnostic applications is proposed. Particularly, a corresponding diagnostic system includes means (903-906) for providing (A1-A3) a plurality of input signals representative of a body-part being perfused with a contrast agent over time, each input signal being indicative of a response to an interrogating stimulus of a corresponding location of the body-part possibly including the contrast agent, means (909-930) for generating (A4.1-A4.3) a plurality of filtered signals from selected input signals of selected locations, each filtered signal at each instant over time being generated from a corresponding selected input signal according to a portion of the selected input signal including said instant, and means (933-939) for monitoring (A4.4-A4.6) each filtered signal to detect a peak in the response to the interrogation stimulus of the corresponding selected location, the peak being detected in response to the fulfillment of a stability condition by a corresponding portion of the filtered signal. | 1. A process for generating diagnostic data from an imaging procedure, the process comprising: administering a contrast agent to a body-part;applying an interrogating stimulus to the body-part being perfused with the contrast agent;recording, into a memory of a data processing system, an input signal acquired in response to the interrogating stimulus that is applied to the body part being perfused with a contrast agent;generating and storing into the memory of the data processing system a filtered signal from the input signal, the filtered signal being generated by: comparing the intensity of a comparison signal, equal to the input signal or to a smoothed signal obtained by applying a smoothing function to the input signal and at least one previous input signal provided during the imaging procedure, with the intensity of a previous filtered signal generated from a previous input signal provided during the imaging procedure, the previous filtered signal being set to a previous comparison signal provided during the imaging procedure at a first iteration, and thenif the intensity of the comparison signal is representative of a response to the interrogating stimulus that is greater than the response of the previous filtered signal, then the intensity of the filtered signal equals the intensity of the comparison signal, otherwise the intensity of the filtered signal equals the intensity of the previous filtered signal;after a predetermined number of filtered signals have been generated, monitoring the filtered signal by the data processing system to determine whether a stability condition has been fulfilled, the stability condition being fulfilled when the intensity of the filtered signal remains within a predefined range of variation relative to the intensity of a predefined number of immediately preceding filtered signals;repeating the recording, generating and monitoring acts over time until the stability condition is fulfilled, and when fulfilled, establishing a peak in the corresponding filtered signal,generating and storing into the memory of the data processing system the diagnostic data according to the filtered signals and the detection of the peak; anddisplaying at least a representation of the diagnostic data according to the deletion of the peak, on a monitor of the data processing system for evaluating the body-part. 2. The process according to claim 1, wherein said monitoring the filtered signal includes: stopping the monitoring after the stability condition has been fulfilled. 3. The process according to claim 2, wherein: said establishing a peak includes setting the peak to an instant preceding the instant at which the stability condition is fulfilled by a stability time-window corresponding to said predefined number of immediately preceding filtered signals. 4. The process according to claim 1, further comprising calculating at least one perfusion parameter indicative of a perfusion of the location of the body-part according to the... | Bracco Suisse SA | A61B005/055 A61B008/06 A61B008/08 G01R033/563 A61B006/00
US10293117 | B2 | 2019-05-21 | Patch-sized fluid delivery systems and methods | 2009-02-27 | A patch-sized fluid delivery device may include a reusable portion and a disposable portion. The disposable portion may include components that come into contact with the fluid, while the reusable portion may include only components that do not come into contact with the fluid. Redundant systems, such as redundant controllers, power sources, motor actuators, and alarms, may be provided. Alternatively or additionally, certain components can be multi-functional, such a microphones and loudspeakers that may be used for both acoustic volume sensing and for other functions and a coil that may be used as both an inductive coupler for a battery recharger and an antenna for a wireless transceiver. Various types of network interfaces may be provided in order to allow for remote control and monitoring of the device. | 1. A delivery device for delivering an infusion medium to a user, the device comprising: a first housing portion adapted to be secured to a user comprising a reservoir wherein the reservoir is formed by the first housing portion;a second housing portion configured to be selectively engaged with and disengaged from the first housing portion to allow disposal of the first housing portion without disposing of the second housing portion;a lever supported by the first housing portion for movement in a generally linear dimension;a shape-memory actuator supported by the first housing portion to selectively move the lever in the generally linear dimension; anda pumping assembly supported by the first housing portion, the pumping assembly comprising:a barrel having a generally linear, longitudinal axis, a port in fluid flow communication with the barrel and configured for connection to the reservoir, and an outlet port in fluid flow communication with the barrel and configured for connection in fluid flow communication with an injection site;a plunger located in the barrel the plunger having a surface for operable engagement with the lever when the second housing portion and first hosing portion are engaged,wherein the plunger is moveable with movement of the lever along the longitudinal axis of the barrel between fill and dispense positions. 2. A delivery device according to claim 1, wherein the reservoir having an interior volume for containing an infusion medium and a conduit connecting the interior volume of the reservoir in fluid flow communication with the port of the housing of the barrel. 3. A delivery device according to claim 2, wherein the reservoir is supported by the first housing portion. 4. A delivery device according to claim 1, further comprising electrical control circuitry contained in the second housing portion, wherein the electrical control circuitry controls the drive device for delivery of the infusion medium from the reservoir to the user when the second housing portion and the first housing portion are engaged. 5. A delivery device according to claim 1, wherein the first housing portion comprises a base portion having a bottom surface and an adhesive material on the bottom surface for securing the first housing portion to the skin of the user. 6. A delivery device according to claim 1, wherein the first housing portion comprises a base portion having a bottom surface securable to the skin of the user, the delivery device further comprising an injection site at which a hollow needle or cannula may be inserted into a user's skin when the bottom surface of the base portion is secured to the user's skin, and a conduit coupling the injection site in fluid flow communication with the port of the pumping assembly. 7. A delivery device according to claim 6, further comprising a one-way valve within the conduit. 8. A delivery device according to claim 1, further comprising a conduit coupled to the pumping assembly, and a one-way va... | DEKA Products Limited Partnership | A61M005/142 A61M005/50 F04B043/02 A61M005/145 A61M005/168 G05D007/06 A61M005/172 G08C017/02 H04B007/26 G05B023/02 A61M005/158 A61B005/00 G01F022/00 A61M005/14 A61M005/162 A61M005/36 A61B005/155 A61J001/20
US10285604 | B2 | 2019-05-14 | Medical image diagnostic apparatus, medical image processing apparatus, and medical image processing method | 2014-08-07 | According to one embodiment, a medical image diagnostic apparatus includes a storage unit, a blood flow information generation unit and a blood flow inhibition index generation unit. The storage unit stores volume data or data of a series of images regarding an organ of an object. The blood flow information generation unit generates, based on the volume data or the data of the series of images, first blood flow information of a first region and second blood flow information of a second region different from the first region. The blood flow inhibition index generation unit generates, based on the first blood flow information and the second blood flow information, a blood flow inhibition index representing a degree of inhibition of a blood flow in a blood vessel regarding the first region or the second region. | 1. A medical image processing apparatus, comprising: a memory to store (1) volume data or data of a series of images regarding an organ of an object, (2) a first extraction value of a first blood flow volume entering a first tissue region from a first blood vessel, the first tissue region dominated by the first blood vessel located downstream of a stenosed portion in the volume data or the data of the series of images, and (3) a second extraction value of a second blood flow volume entering a second tissue region from a second blood vessel, the second tissue region dominated by the second blood vessel, which is an unstenosed blood vessel in the volume data or the data of the series of images;processing circuitry configured to generate, using density of a pixel value caused by a contrast medium in the first tissue region, the first blood flow volume;generate, using density of a pixel value caused by the contrast medium in the second tissue region, the second blood flow volume;calculate a first value by dividing the first blood flow volume by the first extraction value;calculate a second value by dividing the second blood flow volume by the second extraction value; andgenerate, by dividing the first value by the second value, a blood flow inhibition index representing a degree of inhibition of a vascular blood flow regarding the first tissue region; anda display to display the blood flow inhibition index together with the first tissue region and the second tissue region. 2. The medical image diagnostic apparatus according to claim 1, wherein the processing circuitry is further configured to generate, based on the volume data or the data of the series of images, a third blood flow volume corresponding to respective pixels in a region different from the first tissue region and the second tissue region in a display region displayed by the display,generate an additional blood flow inhibition index corresponding to the respective pixels based on the third tissue blood flow volume corresponding to the respective pixels and the second blood flow volume, andcause the display to display the additional blood flow inhibition index in a predetermined hue corresponding to a value of the additional blood flow inhibition index for the respective pixels. 3. The medical image diagnostic apparatus according to claim 1, wherein the organ includes a heart of the object, and the blood flow inhibition index includes an index equivalent to a fractional flow reserve. 4. The medical image diagnostic apparatus according to claim 3, wherein the first blood flow volume and the second blood flow volume correspond to a specific cardiac phase of the heart or are average blood flow volumes of all cardiac phases. 5. The medical image diagnostic apparatus according to claim 1, wherein the volume data includes data regarding nuclear medicine tomography or X ray computed tomography, and the data of the series of images include data regarding X ray diagnostic imaging. 6. The medi... | Fujita Health University Toshiba Medical Systems Corporation | A61B006/00 A61B005/0295 G06T007/00 A61B005/029 A61B006/03
US10303258 | B2 | 2019-05-28 | Indicia-reading systems having an interface with a user's nervous system | 2016-11-21 | Indicia-reading systems that interface with a user's nervous system include a device with electrodes capable of detecting electromagnetic signals produced in the brain or skeletal muscles of a user. The systems also include a computer with a processor and memory. The computer is configured to monitor the electromagnetic signals that are detected by the electrodes. The computer is also configured to perform operations in response to certain monitored electromagnetic signals. The computer may be an indicia-reading device configured to acquire indicia information in response to certain detected electromagnetic signals. The computer may also be a vehicle-mounted computer configured to sound an alarm in response to certain detected electromagnetic signals. | 1. An indicia-reading system having an interface with a user's nervous system, comprising: a band comprising electrodes capable of detecting electrical signals produced in the skeletal muscles of a user when the user makes one or more facial gestures; anda hands-free indicia reader in communication with the band, comprising (i) a central processing unit and memory (ii) an indicia capturing subsystem for acquiring information about indicia within the indicia-capturing subsystem's field of view, and (iii) an indicia-decoding subsystem configured for decoding indicia information acquired by the indicia-capturing subsystem;wherein the hands-free indicia reader is configured to monitor the electrical signals detected by the band and to perform a scanning operation in response to an electrical signal detected by the band. 2. The system according to claim 1, wherein the scanning operation comprises acquiring information about indicia within the indicia-capturing subsystem's field of view. 3. The system according to claim 1, wherein the scanning operation comprises placing the indicia reader into a different scanning mode, the different scanning mode comprising activating or deactivating a feature supported by the indicia reader. 4. The system according to claim 1, wherein the facial gesture comprises a blink or a wink by the user. 5. The system according to claim 1, wherein the facial gesture comprises the user focusing intensely on a particular location. 6. The system according to claim 5, wherein the particular location comprises a barcode. 7. The system according to claim 1, wherein the facial gesture comprises looking in a particular direction. 8. The system according to claim 1, wherein the system is configured to recognize, based at least in part on the electrical signals, a direction in which the user is looking. 9. The system according to claim 8, wherein the system is configured to identify an indicia from among a plurality of indicia present in the field of view based at least in part on the direction in which the user is looking, and to cause the indicia reader to perform a scanning operation in respect of the identified indicia. 10. An indicia-reading system having an interface with a user's nervous system, comprising: a band comprising electrodes capable of detecting electrical signals produced in the skeletal muscles of a user when the user makes one or more facial gestures; anda hands-free indicia reader in communication with the band, comprising (i) a central processing unit and memory (ii) an imaging module for capturing images of indicia within the imaging module's field of view, and (iii) an indicia-decoding subsystem configured for decoding indicia within images captured by the imaging module;wherein the system is configured to monitor the electrical signals detected by the band and to detect a triggering event; andin response to detecting the triggering event, to cause the imaging module to capture an image and cause the in... | HAND HELD PRODUCTS, INC. | G06F003/01 G06K007/016 B60W040/09 A61B005/00 G06K007/10 A61B005/0476 A61B005/16 A61B005/18 B60W040/08
US10290201 | B2 | 2019-05-14 | Glucose meter with alarm | 2016-12-29 | A glucose meter with an adjustable alarm and an integral wireless transmitter to send a user a reminder to take a second glucose level measurement. The glucose meter with an alarm features a housing with a display and input buttons connected to a microprocessor. The housing has a slot designed to accept a strip with a sample of blood. A glucose level sensor within the housing is adapted to measure the glucose level of the blood sample. After the measurement is taken, an alarm is set to activate after a predetermined period of the time, reminding a user to take a second glucose level measurement. The alarm can be an auditory or a vibrating alarm. Additionally, the wireless transmitter is designed to send an email or text message to a user as a reminder to take a second glucose level measurement. | 1. A glucose meter, comprising: a housing including;an input slot configured to receive a test strip, wherein a glucose sensor detects a glucose level of blood from the test strip when inserted therein;the glucose meter configured to set a post-meal blood glucose alarm to test a post-meal blood glucose level, the post-meal blood glucose alarm configured to activate after a period of time based on an immediately preceding pre-meal blood glucose level;a computer readable memory configured to store testing data;wherein the testing data includes the post-meal blood glucose level and the pre-meal blood glucose level;a display screen configured to display the testing data;a secondary alarm programmable via a plurality of buttons, the plurality of buttons disposed on the housing;wherein the period of time increases in duration upon a detection of a higher than predetermined blood glucose level;wherein a wireless transmitter is configured to communicate a message to a remote receiver when either the post-meal blood glucose alarm or the secondary alarm is activated. 2. The glucose meter of claim 1, further comprising a vibrating motor configured to vibrate when the post-meal blood glucose alarm or the secondary alarm is activated. 3. The glucose meter of claim 1, further comprising an auditory alarm configured to sound when the post-meal blood glucose alarm or the secondary alarm is activated. 4. The glucose meter of claim 1, wherein the remote receiver is a mobile device, such as a cellular phone or a tablet computer. 5. The glucose meter of claim 1, wherein the message is sent to the remote receiver over a short distance communication protocol. 6. The glucose meter of claim 5, wherein the short distance communication protocol is a Bluetooth protocol. 7. The glucose meter of claim 1, wherein the message is a digital text message sent over a wireless network. 8. The glucose meter of claim 1, wherein the message is an email message sent over a wireless network. 9. A method of setting an alarm for a blood glucose meter, comprising: receiving a test strip in an input port;detecting a glucose level of a blood sample from the test strip via a glucose sensor;setting a post-meal blood glucose alarm to test a post-meal blood glucose level, the post-meal blood glucose alarm configured to activate after a period of time based on an immediately preceding pre-meal blood glucose level;adjusting the period of time increases in duration upon a detection of a higher than a predetermined blood glucose level;recording testing data on a computer readable medium, wherein the testing data comprises the post-meal blood glucose level and the pre-meal blood glucose level;displaying the testing data on a display screen;activating the post-meal blood glucose alarm after the period of time has elapsed. 10. The method of claim 9, wherein the post-meal blood glucose alarm is an auditory alarm. 11. The method of claim 9, wherein the post-meal blood glucose alarm is a vibrati... | - | A61B005/00 A61B005/145 G01N033/49 G06F019/00 G08B021/24 G16H040/67
US10284924 | B2 | 2019-05-07 | System and method communicating biofeedback to a user through a wearable device | 2017-05-29 | A system and method for communicating biofeedback to a user through a wearable device that includes collecting physiological data of at least one physiological property of a user; processing the physiological data into at least one biosignal; monitoring the at least one biosignal for a feedback activation condition; and upon satisfying a feedback activation condition, delivering haptic feedback. | 1. A method for communicating biofeedback to a user through a wearable device to guide the breathing of the user comprising: at the wearable device, collecting physiological data of the user, wherein the physiological data includes at least heart rate data;processing the physiological data into a set of biosignals, wherein the set of the biosignals comprises of at least a heart rate signal;monitoring the set of the biosignals for a feedback activation condition, wherein the feedback activation condition is based on at least the variance of the heart rate signal; andupon satisfying the feedback activation condition, delivering a haptic feedback at the wearable device, which comprises initiating the haptic feedback in coordination with a local maximum of the at least the heart rate signal and ending the haptic feedback in coordination with a local minimum of the at least the heart rate signal. 2. The method of claim 1, further comprising determining a breathing pattern objective; wherein initiating the haptic feedback in coordination with the local maximum comprises augmenting timing of initiating the haptic feedback according to the breathing pattern objective; and wherein ending the haptic feedback in coordination with the local minimum comprises augmenting timing of ending the haptic feedback according to the breathing pattern objective. 3. The method of claim 1, wherein delivering the haptic feedback comprises activating a sequence of haptic feedback nodes in synchronization with a heart rate variability in the heart rate signal. 4. The method of claim 3, wherein activating the sequence of haptic feedback nodes comprises setting timing and intensity of activation according to the properties of the haptic feedback condition. 5. The method of claim 1, wherein delivering the haptic feedback comprises delivering the haptic feedback according to predicted emotional state based in part on the processed physiological data. 6. The method of claim 5, further comprising retrieving emotional state data over a period of time, predicting the emotional state according to the retrieved emotional state data and collected physiological data; and wherein the feedback activation condition is further based on a prediction of at least one particular emotional state. 7. The method of claim 6, further comprising mapping the predicted emotional state to an emotional coordinate system; and wherein delivering the haptic feedback comprises activating at least one of an array of haptic feedback nodes according to the mapping of the emotional state to the emotional coordinate system. 8. A system for communicating biofeedback to a user through a wearable device comprising: a heart activity sensor that collect heart rate data of the user;a haptic feedback system;a computing system that generates at least one biosignal based on the collected heart rate data, wherein the at least one biosignal includes a heart rate signal, and wherein the computing system is operable to... | Zenso, Inc. | H04Q009/00 G08B021/04 A61B005/00 A61B005/024 A61B005/0482 G06F019/00 G08B006/00
US10281257 | B2 | 2019-05-07 | Method and apparatus for remote sensing of objects utilizing radiation speckle | 2017-01-31 | Disclosed are systems and methods to extract information about the size and shape of an object by observing variations of the radiation pattern caused by illuminating the object with coherent radiation sources and changing the wavelengths of the source. Sensing and image-reconstruction systems and methods are described for recovering the image of an object utilizing projected and transparent reference points and radiation sources such as tunable lasers. Sensing and image-reconstruction systems and methods are also described for rapid sensing of such radiation patterns. A computational system and method is also described for sensing and reconstructing the image from its autocorrelation. This computational approach uses the fact that the autocorrelation is the weighted sum of shifted copies of an image, where the shifts are obtained by sequentially placing each individual scattering cell of the object at the origin of the autocorrelation space. | 1. A system for constructing a representation of an object from an autocorrelation, said system comprising: an autocorrelation comprising a copy wherein said copy comprises autocorrelation points representing an object;said autocorrelation further comprising autocorrelation points that lie on said copy and autocorrelation points that do not lie on said copy; anda processor comprising means to shift and compare said autocorrelation points eliminating said autocorrelation points that do not lie on said copy constructing a representation of said object from said autocorrelation points that lie on said copy. 2. The system of claim 1 wherein said means to shift and compare further comprises: means to select at least one shift candidate comprising autocorrelation points that lie on said copy;means to shift said autocorrelation to said shift candidates creating a shifted autocorrelation;means to compare said shifted autocorrelation with said autocorrelation and eliminate said autocorrelation points that do not lie on said copy creating a partial reconstruction of said copy;means to update said partial reconstruction of said copy further comprising: means to select at least one additional shift candidate,means to shift said autocorrelation to said additional shift candidates creating a second shifted autocorrelation andmeans to compare said second shifted autocorrelation with said partial reconstruction of said copy and eliminate autocorrelation points that do not lie on said copy creating an update to said partial reconstruction of said copy; andmeans to repeat the foregoing means to update said partial reconstruction of said copy until said partial reconstruction of said copy comprises a representation of said object. 3. The system of claim 2 wherein said means to shift and compare further comprises: processing operations of said autocorrelation to select preferred shift candidates comprising autocorrelation points that lie on said copy; andsaid processing operations selected from the group consisting of:locating local peaks,locating points on bright copies,locating perimeter points,locating points producing fewer survivors,locating points producing large separation of copies andlocating points from infrequent interference events. 4. The system of claim 2 wherein said means to shift and compare further comprise compare operations of said autocorrelation selected from the group consisting of: a minimum operation,an intersect operation anda brightness ranking operation. 5. The system of claim 2 wherein said means to shift and compare further comprises means to select at least one additional shift candidate selected from the group of means to select shift candidates consisting of: means to select preferred shift candidates;means to select bright points in partial reconstruction;opacity constraint;geometrical assumptions; andvector matching. 6. The system of claim 2 further comprising: at least one source of coherent radiation outputting a plurality o... | - | G01B011/02 G01B009/02 G01B011/24 A61B005/117 G06F021/32 G06K009/20 G06K009/62 G06T007/521 G06T007/55 G01B011/14 A61B005/00
US10300241 | B2 | 2019-05-28 | Method and apparatus for controlling temperature adjustment device | 2016-06-13 | A method and an apparatus for controlling a temperature adjustment device using a sensing device are provided. The method includes setting a test temperature, transmitting a temperature adjustment instruction corresponding to the test temperature to a temperature adjustment device, calculating a sleep score based on bio information received from the sensor, when applying the test temperature, and determining a sleep optimal temperature based on the calculated sleep score. | 1. An electronic device for receiving user information from a sensor, the electronic device comprising: a transceiver configured to transmit a temperature control instruction to a temperature adjustment device; andat least one processor configured to: control the transceiver to transmit a first temperature control instruction to the temperature adjustment device such that the temperature adjustment device operates to maintain a first temperature,calculate a sleep score based on the user information received from the sensor when applying the first temperature, anddetermine a sleep optimal temperature based on the calculated sleep score,wherein the at least one processor is further configured to: determine temperature sensitivity based on the user information,determine threshold range at the sleep optimal temperature based on the temperature sensitivity and the sleep optimal temperature, andcontrol the transceiver to transmit a second temperature control instruction to the temperature adjustment device such that the temperature adjustment device operates within the threshold range of the temperature. 2. The electronic device of claim 1, wherein the at least one processor is further configured to transmit a temperature control instruction for controlling the temperature adjustment device to the temperature adjustment device based on the sleep optimal temperature. 3. The electronic device of claim 1, wherein the at least one processor is further configured to: acquire sleep stage information based on the user information, andgenerate a temperature control instruction based on the sleep stage information and the sleep optimal temperature. 4. The electronic device of claim 1, wherein the user information comprises at least one of blood sugar information, body temperature information, pulse information, respiration information, heartbeat information, electrocardiogram information, brainwave information, eye movement information, or movement information. 5. The electronic device of claim 1, wherein the at least one processor is further configured to: transfer the user information to a sleep analysis device,receive sleep information from the sleep analysis device, anddetermine the sleep optimal temperature based on the sleep information. 6. The electronic device of claim 1, wherein the at least one processor is further configured to: acquire sleep state related information based on the user information, andacquire the sleep score based on the sleep state related information. 7. The electronic device of claim 1, wherein the at least one processor is further configured to: acquire a first sleep score based on acquired user information when applying a first test temperature,acquire a second sleep score based on acquired user information when applying a second test temperature, anddetermine the sleep optimal temperature based on the first sleep score and the second sleep score. 8. The electronic device of claim 1, wherein the sleep score is determined ... | Samsung Electronics Co., Ltd. | A61M021/02 A61B005/00 A61B005/0205 A61B003/113 A61M021/00 A61B005/024 A61B005/0402 A61B005/0476 A61B005/08 A61B005/11 A61B005/145
US10299684 | B2 | 2019-05-28 | User interface for photonic tools and electromagnetic tracking guided bronchoscope | 2014-12-17 | A system and method to support exploring the interior of an object. The system 100, 200 includes a graphical user interface generator (GG) to generate a graphical user interface (GUI). The graphical user interface (GUI) includes an indicator (NC) of a current position of an interventional tool (IT) inside an object (OB). There is also an exploratory indictor (PC) to indicate material composition and/or type that surrounds the tool's tip (TP) at a current position in the object (OB). The exploratory indicator (PC) includes a pointer element for a current reading against a dial element for a range of possible values. | 1. A system for exploration of an interior of an object, comprising: an interventional tool having a tip portion for introduction into the object;navigation equipment configured to produce current positional information indicative of a current position of the tip inside the object whilst the tool resides in the object;a probe for introduction into the object, configured to receive non-ionizing radiation reflected off the interior of the object;a spectral analyzer configured to analyze a spectrum of the received radiation into exploratory information about material composition and/or tissue structure of the object's interior at or around the current tip position of the interventional tool, wherein the exploratory information comprises at least one measurement value for a material type present at or around the current tip position of the interventional tool and/or a scattering measurement value for an amount of scattering as per the received radiation;a graphical user interface generator configured to produce a graphics display on a display unit including, when displayed:i) at least one exploratory information indicator for the scatter measurement value or for the material type measurement value or for a value derived from either or both of said measurement values, the exploratory information indicator comprising a) a pointer element configured to indicate a current reading of at least one of the measurement value or of a current reading of the derived value and b) a dial element configured to indicate a range of values, with the pointer element being displayed against the dial element; andii) a position indicator for the current positional information of the tip's position in the interior;and the system further comprising:the display unit for displaying the graphics display when the system is use. 2. The system of claim 1, wherein the spectral analyzer is configured to discriminate the material measurement value into amounts of any one of a first material type and a second material type, wherein the graphics display generated by the graphical user interface generator includes three discrete exploratory information indicators, each dedicated to the amounts of the first and second material types and the scattering value, respectively. 3. The system of claim 1, wherein the spectral analyzer is configured to discriminate the material measurement value into amounts of any one of a first material type and a second material type, wherein the spectral analyzer is configured to combine the scattering value and the measured amounts for the first and second material types into a single super value, wherein the least one exploratory information indicator is for indicating said single super value. 4. The system of claim 1, wherein the derived value is a probability value that relates to the probability of a first material type being in one of at least two states. 5. The system of claim 2, wherein the measurement value relates to the amount of the first or ... | KONINKLIJKE PHILIPS N.V. | A61B005/00 A61B001/267 A61B005/06 A61B034/00 A61B090/00 A61B010/02 A61B017/00 A61B034/20 A61B008/08
US10278835 | B2 | 2019-05-07 | Measurement and ordering system for orthotic devices | 2017-06-29 | A system and method are provided for electronically capturing a subject's anatomy comprising an electronic device with a camera, display screen, and end-user software program to interface with the user. The software program tracks a target placed in view area, and gives visual feedback to the user based on target tracking. The software program includes criteria represented visually, via audio feedback, or haptic feedback, to the user indicating how to position the camera relative to the anatomy. The end-user software program may have means to automatically capture anatomy on the electronic device based on the criteria being met. The end-user software program may have means to electronically transmit the anatomical information to a remote location where said information can be used to build a custom orthotic device. The system may also have the means to detect and distinguish anatomic contours from other objects in the view area. | 1. A system for electronically capturing a subject's anatomy, comprising: a) an electronic device comprising: i) a camera configured to capture anatomical information of the anatomy of a subject;ii) a display screen; and,iii) an end-user software program configured to interface with a user via said display screen and to process information captured on said camera; and,b) at least one target pattern for physical placement on a subject's anatomy; wherein said program comprises: i) a user interface to provide user control of software functions;ii) software programming to: recognize and track said at least one target pattern in a view area of said camera; and,provide feedback to said user on at least one of the following, based on the tracking of the pattern: size, shape, or position of said at least one target pattern, for the purpose of directing said user to move said camera appropriately relative to said at least one target pattern physically placed on the subject, thereby resulting in an optimized view of said anatomical information;iii) means to capture the optimized view of the anatomical information via said camera; and,iv) programming to extrapolate a known size, shape, or position of said at least one target pattern physically placed on the subject into electronic measurements of the size, shape, or position of said anatomical information; and,wherein said anatomical information is captured automatically by said end-user software program when a target pattern physically placed on the subject is presented and a predefined set of criteria is met, said predefined set of criteria including one or more of the following, relative to said at least one target pattern physically placed on the subject: camera pitch or camera yaw. 2. The system of claim 1, wherein only electronic measurements of anatomy are taken, and no physical measurements are taken. 3. The system of claim 1, wherein said feedback is expressed to the user on the display screen as color changes. 4. The system of claim 1, wherein said feedback is expressed to the user as haptic feedback. 5. The system of claim 1, wherein said feedback is expressed to the user as visual attribute changes to items on the display screen. 6. The system of claim 1, wherein said feedback is expressed to the user as movement of items on the display screen. 7. The system of claim 1, wherein said feedback is expressed to the user as audio feedback. 8. The system of claim 1, wherein said end-user software program programming is configured to distinguish edges of said anatomy versus the background or other objects within a view area of said camera. 9. The system of claim 1, wherein said anatomical information is captured automatically by said end-user software program when a predefined set of criteria is met, said predefined set of criteria including one or more of the following, relative to said at least one target pattern physically placed on the subject: camera roll, camera distance, camera height, o... | VISION QUEST INDUSTRIES INCORPORATED DBA VQ ORTHOCARE | A61B005/107 A61F002/50 A61F005/01 G06F019/00
US10299707 | B2 | 2019-05-28 | Compact biosensor of matrix metalloproteinase with cadmium free quantum dots | 2017-04-18 | The invention provides a quantum dot (QD) modified optical fiber-based biosensor which characterizes matrix metalloproteinase (MMP) enzyme activity at pain signaling sites in the central nervous system (CNS) in vivo. Related systems and peptide biomarker screening methods are also provided. | 1. A method for evaluating in vivo metalloproteinase (MMP) enzyme activity at a subject's central nervous system pain signaling site, the method comprising: (A) providing a quantum dot (QD) modified optical fiber-based biosensor system adapted for evaluation of metalloproteinase (MMP) enzyme activity at pain signaling sites in the central nervous system (CNS), said biosensor system comprising: (a) a multimode silica optical fiber comprising one or more quantum dots that (1) are bioconjugated on their surface to one or more peptides having an affinity for said metalloproteinase (MMP) enzyme, and (2) that are tethered to an insertion end of said multimode silica optical fiber by one or more silane coupling agents; and(b) a photon detector;wherein changes in photon emission resulting from interaction of said metalloproteinase (MMP) enzyme and peptides having an affinity for said metalloproteinase (MMP) enzyme are detected by said photon detector;(B) inserting the multimode silica optical fiber of the biosensor system comprising one or more quantum dots that (1) are bioconjugated on their surface to one or more peptides having an affinity for said metalloproteinase (MMP) enzyme, and (2) that are tethered to an insertion end of said multimode silica optical fiber by one or more silane coupling agents into an in-dwelling spinal catheter that is submerged into either the epidermal or intrathecal regions of the subject's central nervous system; and(C) measuring changes in photon emission resulting from interaction of said metalloproteinase (MMP) enzyme and peptides having an affinity for said metalloproteinase (MMP) enzyme, said changes having been detected by said photon detector. 2. The method according to claim 1 wherein said quantum dots do not contain cadmium and changes in photon emission resulting from interaction of said metalloproteinase (MMP) enzyme are reflected by measureable perturbations in quantum dot fluorescence and are detected by a transducer of said photon detector. 3. The method of claim 2, wherein the method is conducted in high-throughput format and in real-time. 4. The method according to claim 1 wherein said insertion end of said multimodal silica optical fiber is adapted for insertion into an in-dwelling spinal catheter that is submerged into the intrathecal regions of the central nervous system. 5. The method according to claim 1 wherein said measurable perturbations in quantum dot fluorescence are detected by a transducer of said photon detector. 6. The method according to claim 1 wherein the silane coupling agents comprise a thiol functional group that covalently bonds to a metallic surface. 7. The method according to claim 1 wherein said quantum dots are colloidal Mn-doped ZnSe/ZnS quantum dots, Cu-doped ZnSe quantum dots or InP/ZnSe quantum dots. 8. The method according to claim 1 wherein the one or more peptides having an affinity for said metalloproteinase (MMP) enzyme are modified at either their N or C-terminals ... | STC.UNM | A61B005/1455 G01N033/58 A61B005/1459 A61B005/00 A61B005/1473
US10292651 | B2 | 2019-05-21 | Helmet having a cumulative concussion indicator | 2015-05-12 | Embodiments include methods, systems and computer program products for monitoring a user of a helmet for cumulative concussions. Aspects include monitoring one or more sensors in the helmet and receiving an output from the one or more sensors corresponding to an impact experienced by the helmet. Aspects also include calculating a cumulative concussion score based on the output of the one or more sensors and displaying an indication of the cumulative concussion score via an indicator on the helmet. | 1. A computer program product for monitoring a user of a helmet for cumulative concussions, the computer program product comprising: a non-transitory storage medium readable by a processing circuit and storing instructions for execution by the processing circuit for performing a method comprising:monitoring one or more sensors in the helmet;receiving, by a processor in the helmet, an output from the one or more sensors corresponding to an impact experienced by the helmet;determining, by the processor in the helmet, whether the impact is a severe impact by comparing the output of the one or more sensors with one or more thresholds that are based on a medical history of the user;based on a determination that the impact experienced by the helmet is a severe impact, transmitting, by the helmet to a separate processing system, an alert that the user of the helmet may have suffered a traumatic brain injury;calculating, by the processor in the helmet, a cumulative concussion score by summing the output of the one or more sensors corresponding to impacts that are determined to be non-severe; andperiodically transmitting the cumulative concussion by the helmet to the separate processing system;displaying an indication of the cumulative concussion score via an indicator on the helmet; anddisplaying, on the separate processing system, a virtual world display of a game including an avatar representing the user of the helmet in which a movement of the avatar becomes slower as the cumulative concussion score of the user increases. 2. The computer program product of claim 1, wherein the indicator includes a plurality of lights and wherein the indication of the score is displayed by selectively illuminating one or more of the plurality of lights. 3. The computer program product of claim 2, wherein each of the plurality of lights are of different colors. 4. The computer program product of claim 1, wherein the method further comprises: determining if the cumulative concussion score exceeds a threshold level; andtransmitting an alert that the user of the helmet may have suffered a traumatic brain injury. 5. A system for monitoring a user of for cumulative concussions comprising: a helmet having one or more sensors and a processor, the helmet in communication with a separate processing system, the processor being configured to:monitor the one or more sensors in the helmet;receive, by the processor in the helmet, an output from the one or more sensors corresponding to an impact experienced by the helmet;determine, by the processor in the helmet, whether the impact is a severe impact by comparing the output of the one or more sensors with one or more thresholds that are based on a medical history of the user;based on a determination that the impact experienced by the helmet is a severe impact, transmit, by the helmet to the separate processing system, an alert that the user of the helmet may have suffered a traumatic brain injury;calculate, by the processor in the... | INTERNATIONAL BUSINESS MACHINES CORPORATION | A61B005/00 A61B005/103 A42B003/04 G06F019/00 G16H040/67
US10293138 | B2 | 2019-05-21 | Self-holding medical device control handle with cam actuated clutch mechanism | 2015-08-05 | A medical device control handle has a first actuation assembly and a second actuation assembly, wherein each assembly has a shaft that is axially aligned but not rotationally coupled with the other shaft. The first actuation assembly includes a first actuation member and a clutch mechanism having a friction disk for generating frictional torque in rendering the first actuation member self-holding. The first actuation member has a cam portion adapted to impart translational motion and rotational motion for disengaging the clutch mechanism upon pivotation of the first actuation member, thus allowing rotation of the first shaft to manipulate a feature of the medical device, for example, deflection. The second actuation assembly includes a second actuation member and a translating member that is responsive to rotation of the second shaft so as to manipulate another feature of the medical device. The second actuation member is also self holding. | 1. A control handle for a medical device having at least a first feature subject to manipulation by a user and at least a first puller member for manipulating the first feature, the control handle comprising: a housing having a longitudinal axis;a first actuation assembly comprising: a first actuator,a shaft having a length defining a first rotational axis generally perpendicular to the longitudinal axis, the first actuator being mounted on the shaft and adapted to extend in a plane generally perpendicular to the shaft;a pulley arm mounted on and rotationally coupled to the shaft, the pulley arm adapted to actuate the first puller member upon rotation of the shaft;a clutch mechanism configured for engagement and disengagement, the clutch mechanism having a friction disk and a friction-inducing surface, the friction disk being mounted on and rotationally coupled to the shaft, the friction disk being in contact with the friction-inducing surface during engagement and being out of contact with the friction-inducing surface during disengagement,wherein the shaft is adapted for translational movement along its length as imparted by the first actuator when the first actuator is pivoted out of the plane about a pivot axis generally parallel to the longitudinal axis for disengagement of the clutch mechanism, and for rotational movement about the first rotational axis imparted by the first actuator during disengagement of the clutch mechanism. 2. A control handle of claim 1, wherein the first actuator has a cam portion providing a first engagement surface and a second engagement surface, the first engagement surface being actuated when the first actuator is in the plane and the second engagement surface being actuated when the first actuator is out of the plane. 3. A control handle of claim 2, wherein the first engagement surface is generally flat and the second engagement surface is curved. 4. A control handle of claim 3, wherein a first separation distance between the first engagement surface and the pivot axis is lesser than a second separation distance between the second engagement surface and the pivot axis. 5. A control handle of claim 4, wherein the shaft is adapted for translation along its length between a first position and a second position in response to pivotation of the first actuator. 6. A control handle of claim 1, further comprising a biasing member adapted to bias the friction disk to contact the friction-inducing surface. 7. A control handle of claim 6, wherein the biasing member is a compression-loading washer mounted on the shaft. 8. A control handle of claim 1, wherein the clutch mechanism includes a clutch housing configured with the friction-inducing surface. 9. A control handle of 1, wherein the shaft has an outer end and the first actuator has an enlarged through-hole that receives the outer end on which the first actuator is pivotally mounted. 10. A catheter adapted for mapping and/or ablation, comprising an elongated c... | BIOSENSE WEBSTER (ISRAEL) LTD. | A61B005/0408 A61B018/14 A61B001/005 A61M025/01 A61B005/042 A61B018/00 A61B005/00 A61B090/00
US10285610 | B2 | 2019-05-14 | Dispersed irrigation configuration for catheter tip design | 2016-03-23 | This disclosure is directed to a diagnostic catheter having an improved irrigation system for reducing thrombus formation. The catheter may have an irrigated electrode assembly with a plurality of spines, each with a plurality of irrigation ports to flush the device and reduce the risk of thrombus formation. | 1. A catheter comprising: an elongated catheter body having proximal and distal ends and at least one irrigation lumen therethrough; andan irrigated electrode assembly at the distal end of the catheter body, the irrigated electrode assembly comprising a plurality of spines having proximal and distal ends, the plurality of spines being connected at their proximal ends, each spine having a plurality of electrodes, and at least one irrigation port adjacent a distal end of the elongated catheter body in fluid communication with the at least one irrigation lumen, each spine including a spine lumen and a flexible wire positioned within the spine lumen, the flexible wire including a central irrigation lumen, and each spine including at least one spine irrigation port in fluid communication with the central irrigation lumen, each central irrigation lumen being in fluid communication with the at least one irrigation lumen. 2. The catheter of claim 1, wherein each spine has a plurality of spine irrigation ports in fluid communication with the central irrigation lumen. 3. The catheter of claim 2, wherein at least one of the spine irrigation ports is a dedicated spine irrigation port. 4. The catheter of claim 2, wherein at least one of the spine irrigation ports is integrated with an electrode having a plurality of perforations. 5. The catheter of claim 2, wherein the spine irrigation ports comprise a combination of dedicated irrigation ports and integrated irrigation ports. 6. The catheter of claim 1, wherein the plurality of spines are connected at their distal ends to form an irrigated basket-shaped electrode assembly having an expanded arrangement wherein the spines bow radially outwardly and a collapsed arrangement wherein the plurality spines are arranged generally along a longitudinal axis of the catheter body. 7. The catheter of claim 6, wherein the at least one irrigation lumen comprises a second irrigation lumen having a second irrigation port adjacent the distal ends of the plurality of spines and in fluid communication with the at least one irrigation lumen. 8. The catheter of claim 7, further comprising an expander having proximal and distal ends and a central lumen in fluid communication with the at least one irrigation port adjacent the proximal end of the plurality of spines and the second irrigation port adjacent the distal ends of the plurality of spines, the expander slidably disposed within the at least one irrigation lumen and aligned with the longitudinal axis of the catheter body, wherein the plurality of spines are attached at their distal ends to the expander. 9. The catheter of claim 8, wherein each spine includes at least one spine irrigation port in fluid communication with the spine lumen, each spine lumen being in fluid communication with the at least one irrigation lumen. 10. The catheter of claim 9, wherein each spine has a plurality of spine irrigation ports in fluid communication with the spine lumen. 11. The cathe... | Biosense Webster (Israel) Ltd. | A61B005/042 A61B018/14 A61B005/00 A61B034/20 A61B018/00
US10292630 | B2 | 2019-05-21 | Optical sensor for bandage type monitoring device | 2015-06-01 | A flexible, body-mountable analyte sensing device includes a flexible substrate configured for mounting to skin of a living body. The sensing device additionally includes optical fiber attached to the flexible substrate and configured to penetrate the skin such that an analyte-sensitive substance disposed on the end of the optical fiber can detect an analyte in interstitial fluid. A color, fluorescence intensity, or other optical property of the analyte-sensitive substance is related to the concentration or other property of the analyte. Light reflected, scattered, fluorescently emitted, or otherwise emitted from the analyte-sensitive substance is transmitted via the optical fiber and detected by a light sensor on the flexible substrate. Such emitted light can be emitted in response to illumination of the analyte-sensitive substance via the optical fiber. The sensing device is configured to wirelessly indicate detected concentrations or other information about the analyte in the interstitial fluid. | 1. A body-mountable device comprising: a flexible substrate having a first side and a second side opposite the first side, wherein the flexible substrate is comprised by a single piece of material that is configured to be mounted to a skin surface and that is shaped to have an elongate extension having a distal end configured to extend beneath the skin surface to contact interstitial fluid;an adhesive layer disposed on the first side of the flexible substrate, wherein the adhesive layer is configured to adhere the flexible substrate to the skin surface;an optical fiber disposed on the elongate extension of the flexible substrate, wherein the optical fiber extends along a length of the elongate extension to the distal end of the elongate extension;an analyte-sensitive substance, wherein the analyte-sensitive substance is disposed at the distal end of the elongate extension of the flexible substrate, and wherein the analyte-sensitive substance has an optical property affected by an analyte in the interstitial fluid;a light detector;one or more electronic components disposed on the single piece of material of the flexible substrate, wherein the one or more electronic components are configured to (i) operate the light detector to detect, via the optical fiber, a property of light emitted from the analyte-sensitive substance and (ii) indicate data related to the detected property of the emitted light, wherein at least one of the one or more electronic components is disposed on the first side of the flexible substrate; anda conductive trace patterned on a surface of the flexible substrate, wherein at least one of the one or more electronic components is connected to the flexible substrate via the conductive trace. 2. The body-mountable device of claim 1, wherein the elongate extension has a length between approximately 2 millimeters and approximately 6 millimeters. 3. The body-mountable device of claim 1, further comprising an antenna disposed on the flexible substrate, wherein the electronic components are configured to indicate data related to the detected property of the emitted light to an external device using the antenna. 4. The body-mountable device of claim 1, wherein the one or more electronic components include a memory configured to store the data related to the detected property of the emitted light. 5. The body-mountable device of claim 1, further comprising a light emitter, wherein the one or more electronic components are further configured to (iii) operate the light emitter to illuminate, via the optical fiber, the analyte-sensitive substance, and wherein the light emitted from the analyte-sensitive substance is emitted responsive to illumination by the light emitter. 6. The body-mountable device of claim 5, wherein the analyte-sensitive substance comprises a fluorophore, and wherein the detected property of the emitted light is a property of the fluorescence of the fluorophore. 7. The body-mountable device of claim 1, further com... | Verily Life Sciences LLC | A61B005/00 A61B005/1459 A61B005/145 A61B005/1455 A61B005/15 A61B005/1473
US10278880 | B1 | 2019-05-07 | Head tremor reduction system and method | 2018-10-10 | A head tremor reduction device includes a frame mountable on the head of a person. The frame has two frame arms, each mountable on top of the ear of the person. A mechanical flap pivotably mounted on each of the frame arms to apply a pressuring force on a head area about the rear side of the ear. A section of the frame arm has an arm channel to accommodate a control plate for movement. The control plate has a tapered end portion operatively connected to the mechanical flap to adjust the flap angle in order to change the pressuring force. A control rod slidably engaged in a slot in the frame channel is used for moving the control plate along the arm channel to adjust the flap angle. The frame arm may have a rack movably engaged with a pinion for moving the control plate along the arm channel. | 1. A device for applying pressure to a part of a head of a person, the head having two opposing head sides, each head side including an ear, each ear having a front side and a rear side, said device comprising: a frame mountable on the head, the frame having two frame arms, each frame arm arranged to contact at least a portion of one of the two head sides;at least one mechanical flap pivotably mounted on one of the frame arms, the mechanical flap having a flap portion arranged to apply a pressuring force on a head area about the rear side of the ear associated with said one of the two head sides; anda control plate having plate end portion with a tapered section to provide a contacting point between the plate end portion and the mechanical flap, wherein the control plate is movable in a movement direction along an arm channel in at least one of the frame arms, so as to change location of the contacting point between the plate end portion and the mechanical flap to adjust the flap angle, and thereby adjust the pressuring force. 2. The device according to claim 1, wherein each of the frame arms has a longitudinal axis, and the movement direction is a direction along the longitudinal axis. 3. The device according to claim 2, wherein the arm channel is provided in a section of the frame arm dimensioned to accommodate the control plate for movement along the movement-direction, said device further comprising a control member arranged to move the control plate along the movement direction. 4. The device according to claim 3, wherein the control member comprises a control rod fixedly attached to the control plate, and wherein said section of the frame arm further comprises a slot dimensioned to receive the control rod, the control rod configured to move to different locations in the slot for locating the control plate to different positions in the arm channel so as to change the location of the contacting point between the plate end portion and the mechanical flap. 5. The device according to claim 4, wherein the slot has a slot axis and the control plate has an upper edge and a lower edge, the lower edge has a cant angle relative to the slot axis such that the lower edge of the control plate near the plate end section is lower than the lower edge near the control rod, and wherein the cant angle is between 0 and 15 degrees. 6. The device according to claim 3, wherein the control plate comprises a plate channel dimensioned to mount a rack having a gear bar and a pinion having a gear wheel movably engaged with the gear bar, and wherein the control member comprises a shaft dimensioned to mount the pinion and a disc attached to the shaft, the disc configured to rotate relative to the plate channel so as to move the control plate to different positions in the arm channel for changing the location of the contacting point between the plate end portion and the mechanical flap. 7. The device according to claim 6, wherein said section of the frame arm furthe... | Joseph Goldman | A61H039/04 A61H001/00 A61B005/11
US10278628 | B2 | 2019-05-07 | Light source device for endoscope and endoscope system | 2015-08-28 | A band limiter comprises an optical filter, which has first and second filter sections, and a filter moving mechanism for moving the optical filter. The first filter section reduces intensity of blue light, which is emitted from a B-LED, in a wavelength range of greater than or equal to a peak wavelength of the blue light to generate first blue light. The second filter section reduces intensity of the blue light in a wavelength range of less than or equal to the peak wavelength of the blue light to generate second blue light. A light source controller places the first filter section in a light path of the blue light in a normal mode to generate the first blue light, and places the second filter section in the light path of the blue light in an oxygen saturation mode to generate the second blue light. | 1. An endoscope system comprising: a light source device including:a blue light source for emitting blue light, a peak wavelength of the blue light being within a range of 450 nm to 460 nm;an electric signal processor for controlling the blue light source; anda band limiter controlled by an electric signal from the electric signal processor, the band limiter configured to selectively generate first blue light and second blue light from the blue light emitted from the blue light source, the band limiter reducing intensity of the blue light in a wavelength range of greater than the peak wavelength of the blue light and transmitting all other wavelengths of the blue light to generate the first blue light, the band limiter reducing intensity of the blue light in a wavelength range of less than the peak wavelength of the blue light and transmitting all other wavelengths of the blue light to generate the second blue light,wherein the endoscope system is configured to execute a normal observation using an image in which contrast of blood vessels is enhanced, and an observation of an oxygen saturation level, andwherein the electric signal processor is configured to control the blue light source and the band limiter, to generate the first blue light as first illumination light in the normal observation, and to generate the second blue light as second illumination light in the observation of the oxygen saturation level. 2. The endoscope system according to claim 1, wherein the band limiter comprises an optical filter and a filter moving mechanism, and the optical filter comprises a first filter section for generating the first blue light from the blue light and a second filter section for generating the second blue light from the blue light, and the filter moving mechanism moves the optical filter to place one of the first and second filter sections in a light path of the blue light. 3. The endoscope system according to claim 1, wherein the band limiter comprises a dichroic mirror for separating the blue light into the first blue light and the second blue light, a light shielding plate for blocking the blue light, and a light shielding plate moving mechanism configured to move the light shielding plate in one of light paths of the first blue light and the second blue light. 4. The endoscope system according to claim 1, wherein the band limiter comprises a dichroic mirror for separating the blue light into the first blue light and the second blue light, a first transmittance changing unit with variable transmittance and for reducing intensity of the first blue light, a second transmittance changing unit with variable transmittance and for reducing intensity of the second blue light, and a transmittance controller for controlling the transmittance of the first transmittance changing unit and the transmittance of the second transmittance changing unit. 5. The endoscope system according to claim 1, further comprising a green light source for emitting green... | FUJIFILM Corporation | A61B005/1455 A61B005/1459 A61B001/00 A61B001/06
US10278650 | B2 | 2019-05-07 | Receivers for analyzing and displaying sensor data | 2015-12-16 | This disclosure provides systems, methods and apparatus for processing, transmitting and displaying data received from an analyte sensor, such as a glucose sensor. The system may include a display device with at least one input device. In response to movement of or along the input device, the display device may change a glucose data output parameter and update an output of the display device using the changed output parameter. | 1. A computerized method for displaying glucose information on a display device of a glucose monitoring system, the method comprising: (a) receiving glucose data measured by a glucose sensor;(b) displaying glucose data in a first display mode in a portrait orientation on a display, the first display mode including a glucose trend line indicative of a glucose level of a host over a time period, the first display mode including at least one event indicator positioned proximate to the glucose trend line at a time when an associated event occurred, wherein the at least one event indicator includes an icon illustrative of the associated event;(c) receiving user input indicating a change of display mode; and(d) displaying glucose data in a second display mode in a landscape orientation on the display,(e) wherein in the first display mode, the displayed glucose data is entirely displayed within a first area of the display and covers a first date range, and wherein in the second display mode, the displayed glucose data covers a second area of the display larger than the first area and a second date range longer than the first date range. 2. The method of claim 1, wherein the receiving glucose data includes receiving glucose data from a continuous glucose monitor. 3. The method of claim 1, wherein the portrait orientation is configured to allow a user to understand their current glucose situation at a glance, whereas the landscape orientation is configured to allow a user to view a more detailed and/or retrospective analysis. 4. The method of claim 1, wherein in the first display mode a comparatively lower resolution glucose trace is displayed and in the second display mode a comparatively higher resolution glucose trace is displayed. 5. The method of claim 4, wherein in the first display mode a numerical indicator of a current glucose value is displayed along with the glucose trace. 6. The method of claim 1, wherein in the portrait orientation a trend indicator and a numerical indicator of a current glucose value is displayed, whereas neither the trend indicator nor the numerical indicator are displayed in the landscape orientation. 7. The method of claim 1, further comprising displaying one or more event tags corresponding to event information. 8. The method of claim 7, wherein the event tags correspond to meal events, exercise events, or insulin delivery events. 9. The method of claim 7, further comprising, upon selection of an event tag by a user, displaying additional information about the event. 10. The method of claim 9, wherein the additional information about the event is displayed on a window that covers a portion of the display or that covers all of the display. 11. The method of claim 9, further comprising, in either the first display mode or the second display mode, or both, displaying a line indicating a current time on the displayed glucose data. 12. The method of claim 9, further comprising, in either the first display mode or t... | DexCom, Inc. | A61B005/00 G06T011/20 H04N021/431 G06T003/00 A61B005/145 G06F003/0488 G06F003/041 A61B005/1495 G01N033/66 G06F019/00 G06F003/0484 G16H040/63
US10278586 | B2 | 2019-05-07 | Complementary color flashing for multichannel image presentation | 2017-06-22 | Methods are provided for the highlighting of features in composite images through the alternating of images having complementary colors. An image having a feature of interest is used to generate one or more pseudo color images. A series of a pseudo color images and one or more additional pseudo color or original color images are then alternately displayed so that the differently colored regions among the series of images are easily recognizable to an operator. The differently colored regions differ in having hues that are complementary to one another. The methods are particularly useful for the display of information using two or more imaging modalities and channels, such as is the case for some medical applications in which a natural-light image of pink or light-red tissue with deeper red or blue vasculature is overlaid with another functional image. In these cases, a feature present in the functional image can be more easily perceived when displayed in a composite overlay with an underlying image from another imaging modality or channel. | 1. A method of displaying images, the method comprising: receiving a first image, wherein the first image comprises an original color and wherein the first image represents a view from a viewpoint;acquiring a second image, wherein the second image represents a view from the viewpoint;generating, using a computer, a third image by replacing the original color of the first image with a first false color having a first hue;producing, using the computer, a fourth image by replacing the original color of the first image with a second false color having a second hue that is complementary to the first hue;rendering a fifth image by overlaying the third image and the second image;constructing a sixth image by overlaying the fourth image and the second image; andalternately displaying the fifth and sixth images. 2. The method of claim 1, wherein the first image has a minimum first image color value and a maximum first image color value, and wherein the first false color and the second false color have a false color value that is within the range between the minimum and maximum first image color values. 3. The method of claim 1, wherein the alternately displaying is performed at a frequency. 4. The method of claim 3, wherein the frequency of the alternately displaying is between 0.1 Hz and 25 Hz. 5. The method of claim 3, further comprising: accepting operator input selecting the frequency of the alternately displaying. 6. The method of claim 1, wherein the first and second images each represent views of a biological sample. 7. The method of claim 1, wherein the first image is a fluorescence image, an X-ray image, a positron emission tomography (PET) image, a photon emission computed tomography (SPECT) image, a magnetic resonance imaging (MRI) image, a nuclear magnetic resonance (NMR) image, an ultrasound image, an autoradiography image, an immunohistochemistry image, or a microscopy image. 8. The method of claim 1, wherein the second image is a reflected light image or a tomography image. 9. A method of displaying images, the method comprising: receiving a first image, wherein the first image comprises an original color and wherein the first image represents a view from a viewpoint;generating, using a computer, a second image by replacing the original color of the first image with a first false color having a first hue;producing, using the computer, a third image by replacing the original color of the first image with a second false color having a second hue that is complementary to the first hue; andalternately displaying the second and third images. 10. The method of claim 9, wherein the first image has a minimum first image color value and a maximum first image color value, and wherein the first false color and the second false color have a false color value that is within the range between the minimum and maximum first image color values. 11. The method of claim 9, wherein the alternately displaying is performed at a frequency, and wherein t... | LI-COR, INC. | G02B021/36 A61B005/00 A61B001/04 A61B001/06 G06T011/00 A61B006/03 A61B006/00 G01N001/30
US10299739 | B2 | 2019-05-28 | Medical monitoring apparatus | 2017-12-06 | A medical monitoring apparatus that monitors a status of a patient according to biological information of the patient includes a reliability evaluator 510 configured to obtain first biological information measured by a bedside monitor 200 and second biological information measured by a wearable sensor 300, and to evaluate a reliability of the second biological information according to a correlation between the first biological information and the second biological information, the first biological information and the second biological information belonging to an identical measurement item, and an alert determinator 600 configured to determine, using the first biological information and the second biological information, whether to issue an alert about an abnormality under a condition that depends on the reliability. | 1. A medical monitoring apparatus that monitors a status of a patient according to biological information of the patient, the medical monitoring apparatus comprising: a reliability evaluator configured to obtain first biological information measured by a first measurement apparatus together with second biological information measured by a second measurement apparatus, and to evaluate a reliability of the second biological information according to a correlation between the first biological information and the second biological information, the first biological information and the second biological information belonging to an identical measurement item and the second measurement apparatus having accuracy or sensitivity lower than accuracy or sensitivity of the first measurement apparatus; andan alert determinator configured to determine, using the first biological information and the second biological information, whether to issue an alert about an abnormality of the patient under a condition that depends on the reliability;wherein in a case where the reliability evaluator has determined that the reliability of the second biological information is high, the alert determinator determines that an alert is to be issued when both the first biological information and the second biological information indicate an abnormality, andin a case where the reliability evaluator has determined that the reliability of the second biological information is low, the alert determinator determines that an alert is to be issued when the first biological information indicates an abnormality. 2. The medical monitoring apparatus according to claim 1, wherein the biological information of the patient measured by the first measurement apparatus and the biological information of the patient measured by the second measurement apparatus are at least any one of a body temperature, an electrocardiogram, a heart rate, brain waves, and a blood pressure. 3. The medical monitoring apparatus according to claim 1, wherein the first measurement apparatus is a bedside monitor, andthe second measurement apparatus is a wearable sensor attached directly to the patient. 4. The medical monitoring apparatus according to claim 1, wherein the reliability evaluator repeatedly calculates the correlation at predetermined timings during the monitoring, and evaluates the reliability by comparing the calculated correlation with a predetermined threshold. 5. The medical monitoring apparatus according to claim 1, wherein the reliability evaluator sets a level for the reliability according to the correlation. 6. The medical monitoring apparatus according to claim 5, comprising: an alert controller configured to control an alert mode,wherein the alert controller changes the alert mode in accordance with the set level of the reliability. 7. The medical monitoring apparatus according to claim 6, comprising: a speaker configured to generate an alarm sound;wherein the alert controller changes the mode o... | Olympus Corporation | G08B021/02 A61B005/00 G16H040/67 G16H040/63 A61B005/0402 A61B005/0476 A61B005/0205 G16H040/20 A61B005/024 A61B005/021
US10292573 | B2 | 2019-05-21 | Transitional region having cuts and a skive for an imaging catheter | 2017-11-01 | An imaging device for imaging a portion of a patient's vasculature with an imaging element may include a proximal portion having a relatively higher stiffness that provides rigidity for pushing the imaging device through a patient's vasculature, and may include a distal portion having a relatively lower stiffness that enables threading through a curved vasculature of the patient. The imaging device also may include a transition region disposed between the proximal portion and the distal portion. | 1. An imaging device, comprising: a flexible elongate member configured to be positioned within anatomy of a patient, the flexible elongate member comprising a proximal portion and a distal portion, the proximal portion comprising a relatively higher stiffness and the distal portion comprising a relatively lower stiffness;a transition region disposed between the proximal portion and the distal portion, the transition region comprising a graduated stiffness transitioning from the stiffness of the proximal portion to the stiffness of the distal portion, the transition region comprising: a hypotube comprising: a lumen; anda skive at a distal portion of the hypotube, the skive comprising a tapered portion that is relatively more stiff at a proximal region and less stiff at a distal region; andan imaging element disposed at the distal portion of the flexible elongate member;a cable extending from the proximal portion of the flexible elongate member over the skive to the imaging element, wherein the cable is disposed within the lumen of the hypotube; anda polymer jacket extending over at least a portion of the hypotube and the skive, wherein the polymer jacket comprises an inner surface surrounding a lumen, and wherein the tapered portion of the skive and a portion of the cable are positioned within the lumen of the polymer jacket such that the tapered portion of the skive and the cable are fixed in place relative to one another by the inner surface of the polymer jacket and an inner surface of the tapered portion of the skive. 2. The imaging device of claim 1, wherein the polymer jacket comprises a circular cross section at a proximal region of the polymer jacket, and a non-circular cross section at a skive region distal of the proximal region, wherein the inner surface of the polymer jacket is disposed at the skive region of the polymer jacket. 3. The imaging device of claim 1, further comprising: an outer distal shaft extending over the distal region of the skive and a distal portion of the polymer jacket; andan inner member embedded within the outer distal shaft and configured to receive a guidewire, wherein the cable is disposed between the skive and the inner member. 4. The imaging device of claim 3, wherein the inner member has an opening end in the transition region. 5. The imaging device of claim 3, wherein the cable lies within the skive. 6. The imaging device of claim 1, comprising an outer distal shaft portion forming a part of the transition region, the outer distal shaft portion extending over the distal region of the skive to provide a graduated flexibility transition from the skive to the distal portion. 7. The imaging device of claim 1, wherein the skive has a length within a range of about 1-4 inches. 8. The imaging device of claim 1, wherein the hypotube includes a cylindrical portion proximal of the skive and a connection region proximal of the tapered portion, wherein the tapered portion comprises a curved edge to meet the c... | Volcano Corporation | A61B001/04 A61B001/00 A61B001/313 A61B008/12 A61B005/00 A61B008/00 A61M025/00
US10278644 | B1 | 2019-05-07 | Methods for providing a dyed polymer layer | 2017-06-29 | Body-mountable devices comprising a dyed polymer layer that covers a portion of an electronic structure embedded in a transparent polymer are described. An example method for fabricating a body-mountable device includes providing a dyed polymer material on an electronic structure. The electronic structure comprises at least one antenna, a sensor, and an electronic device. The example method also includes molding the dyed polymer material to provide a dyed polymer layer that covers a portion of the electronic structure. | 1. A method comprising: forming a first polymer layer;adhering an electronic structure to the first polymer layer, wherein the electronic structure comprises at least one antenna, a sensor, and an electronic device;providing a dyed polymer material on the electronic structure;molding the dyed polymer material to provide a dyed polymer layer that covers a portion of the electronic structure, wherein the dyed polymer layer reduces a visibility of one or more components of the electronic structure included in the portion of the electronic structure; andforming a second polymer layer over the dyed polymer layer, the electronic structure, and first polymer layer. 2. The method of claim 1, wherein the dyed polymer layer covers substantially all of a surface of the at least one antenna. 3. The method of claim 2, wherein the electronic structure comprises a posterior side and an anterior side, and wherein the portion of the electronic structure includes a surface on the anterior side of the electronic structure. 4. The method of claim 1, wherein dyed polymer layer covers substantially all of one or more surfaces of the electronic device. 5. The method of claim 1, wherein the first polymer layer defines a posterior surface of an eye-mountable device and the second polymer layer defines an anterior surface of the eye-mountable device. 6. The method of claim 1, wherein a color of the dyed polymer layer comprises one or more shades of blue, hazel, green, brown, or black. 7. The method of claim 1, wherein molding the dyed polymer material comprises: aligning, over the electronic structure, a mold that has a shape substantially similar to at least the portion of the electronic structure; andusing the mold to compress the dyed polymer material on a surface of the electronic structure. 8. The method of claim 7, wherein a cavity of the mold is configured to provide a thickness of the dyed polymer layer that is between about 10 micrometers and about 100 micrometers. 9. The method of claim 1, wherein the dyed polymer comprises silicone. 10. The method of claim 1, wherein the dyed polymer layer and at least one of the first polymer layer or the second polymer layer comprise a substantially similar polymer material. 11. The method of claim 1, wherein the dyed polymer layer is substantially opaque. | Verily Life Sciences LLC | A61B005/00 A61B005/1468 A61B005/145
US10292637 | B2 | 2019-05-21 | System and method for cognition-dependent access control | 2016-07-14 | A cognitive ability level identification device is disclosed. The device is configured to present cognitive test to a user and to measure the user's response to the test. When the user fails the test, the device is configured to prevent the user from operating equipment and/or take any subsequent action, activity or process or to prevent the user from entering secured locations due to poor cognitive performance. A method for evaluating the user's cognitive performance is disclosed, by presenting to the user cognitive tests and comparing the user's actual performance to pre acquired cognitive performance baseline. | 1. A cognitive level identification device (100) for identifying cognitive capabilities of a user comprising: a controller (105);a memory unit (120) adapted to store controller executable code (125);an input device (135) adapted to receive user inserted input data and control commands; andoutput device (140) adapted to present a cognitive level capability test to a user and to provide an enable/disable signal to a cognitive-dependent controlled unit (280),wherein the controller is configured to: present to the user the cognitive capability level test by executing code stored in the memory unit, to measure the cognitive performance of the user in response to the test, to compare the cognitive performance of the user to a cognitive base line of the user, and to provide enable signal to the cognitive-dependent controlled unit (280) when the user passes the cognitive test,wherein the cognitive base line of the user is established during an enrollment stage in which the user is requested to perform multiple cognition ability tests and the user's base line score is determined based on his/her inspection time. 2. The device of claim 1, further comprising: storage unit (130) for storing computer executable programs and data; andsensors unit (148) capable of sensing and providing data indicative of at least one of the following physical variables: movements of the device, location changes of the device, orientation status, and temperature whether ambient temperature, in-device temperature, temperature of the user of the device or any combination thereof. 3. The device of claim 2, further comprising: a communication unit (145) adapted to provide bidirectional communication capability with the device, for transmitting and receiving data to/from at least one remote unit. 4. The device of claim 3, wherein one of the at least one remote unit is the cognitive-dependent controlled unit (280). 5. The device of claim 4 wherein another remote unit of the at least one remote unit is a central service unit, configured to store and provide to the cognitive level identification device (100) at least one of user ID parameters, user cognitive base line, user cognitive base line threshold and a list of users enrolled to use the cognitive level identification device (100). 6. A method for controlling approval of cognitive level based permission of a user comprising: presenting a cognitive test to a user;measuring the cognitive performance of the user in response to the presented test;comparing the cognitive performance of the user to a cognitive base line of the user, wherein the cognitive base line of the user is established during an enrollment stage in which the user is requested to perform multiple cognition ability tests; andproviding enable signal when the user passes the cognitive test, to allow operation of the device or to allow entrance to the entrance controlled premises. 7. The method of claim 6, wherein the enrollment stage comprises: receiving user spec... | OTORIZE, LTD | A61B005/16 A61B005/01 A61B005/0205 A61B005/18 G16H050/20 G16H010/20 A61B005/00
US10278757 | B2 | 2019-05-07 | Temperature and strain measurement technique during cryoablation | 2015-10-20 | A device, system, and method for identifying an area of ablated tissue and/or assessing contact between a treatment element and tissue and/or assessing occlusion of a body lumen by the treatment element. Specifically, the device, system, and method may include a device having one or more fiber sensors and a processing unit for receiving emitted and/or reflected light from tissue and making one or more determinations based on the received light regarding ablated tissue, tissue contact, and/or occlusion. Each of the fiber sensors may include at least one multimode waveguide segment and at least one singlemode waveguide segment, or each of the fiber sensors may be singlemode waveguide including fiber Bragg grating for assessing strain of a treatment element by tissue contact. The processing unit may include a beam processing apparatus and a hyperspectral imaging and analysis apparatus, and may optionally include a light source. | 1. A medical device comprising: an elongate body including a distal portion and a proximal portion;a shaft within the elongate body, the shaft including a distal portion;an inflatable treatment element at the distal portion of the elongate body, at least a portion of the inflatable element being coupled to the distal portion of the shaft, the inflatable treatment element defining an inner chamber; andat least one fiber sensor, at least a portion of each of the at least one fiber sensor being located within the inner chamber of the inflatable treatment element and including at least one singlemode waveguide segment and at least one multimode waveguide segment, each of the at least one fiber sensor including a proximal portion and a distal portion, the distal portion being coupled to the distal portion of the shaft and the proximal portion being freely movable within the inner chamber of the inflatable treatment element. 2. The device of claim 1, wherein the inflatable treatment element is a cryoballoon. 3. The device of claim 1, further including a handle coupled to the proximal portion of the elongate body, the handle including a rotary mechanism, the proximal portion of each of the at least one fiber sensor being engaged with the rotary mechanism. 4. The device of claim 1, wherein each of the at least one fiber sensor includes a first singlemode waveguide segment, a second singlemode waveguide segment, a third singlemode waveguide segment, a first multimode waveguide segment, and a second multimode waveguide segment. 5. The device of claim 4, wherein the first multimode waveguide segment is located between the first and second singlemode waveguide segments and the second multimode waveguide segment is located between the second and third singlemode waveguide segments. 6. The device of claim 5, wherein the inflatable treatment element includes an inner surface and the second singlemode waveguide is configured to be in contact with the inner surface when the inflatable treatment element is inflated. 7. The device of claim 6, wherein the inflatable treatment element further includes an outer surface and the outer surface of the inflatable treatment element is configured to be in contact with an area of target tissue when the inflatable element is inflated. 8. The device of claim 1, wherein each of the at least one fiber sensor includes a first singlemode waveguide segment, a second singlemode waveguide segment, and a multimode waveguide segment, the multimode waveguide segment being located between the first and second singlemode waveguide segments. 9. The device of claim 8, wherein the inflatable treatment element includes an inner surface and an outer surface, the multimode waveguide being configured to be in contact with the inner surface and the outer surface being configured to be in contact with an area of target tissue when the inflatable treatment element is inflated. 10. A medical system for determining a temperature of an area of... | Medtronic CryoCath LP | A61B005/00 A61B005/01 A61B018/00 A61B018/02 A61B018/14
US10299719 | B2 | 2019-05-28 | Systems and methods for establishing the stiffness of a bone using mechanical response tissue analysis | 2014-04-11 | Parametric model based computer implemented methods for determining the stiffness of a bone, systems for estimating the stiffness of a bone in vivo, and methods for determining the stiffness of a bone. The computer implemented methods include determining a complex compliance frequency response function Y(f) and an associated complex stiffness frequency response function H(f) and fitting a parametric mathematical model to Y(f) and to H(f). The systems include a device for measuring the stiffness of the bone in vivo and a data analyzer to determine a complex compliance frequency response function Y(f) and an associated complex stiffness frequency response function H(f). The methods for determining the stiffness include fitting a parametric model to stiffness of the skin-bone complex as a function of frequency H(f) and the compliance of the skin-bone complex as a function of frequency Y(f). | 1. A parametric model based computer implemented method for determining the stiffness of a bone, comprising: (1) applying a superposition of static and oscillatory forces (F) with a mechanical force applicator over a range of frequencies (f) to a region of a skin-bone complex thereby exciting oscillatory accelerations (a) over the range of frequencies (f) of the skin-bone complex;(2) receiving measurement data of the oscillatory forces (F as functions of time F(t) and obtaining the resulting oscillatory acceleration data (a) as functions of time a(t) with a data receiver communicatively coupled to a controller comprising a processor and a storage medium containing computer readable and executable instructions which, when executed by the processor, cause the controller to automatically: (i) transform a(t) and F(t) to functions of frequency, a(f) and F(f),(ii) reduce a(f) and F(f) to accelerance frequency response function data A(f),(iii) determine, a complex compliance frequency response function, Y(f) and associated complex stiffness frequency response function H(f),(iv) fit a parametric mathematical model to Y(f) to obtain a first set of parameters of the parametric mathematical model, including the stiffness of the bone (KB),(v) fit the parametric mathematical model to H(f) to obtain a second set of parameters of the parametric mathematical model, including the stiffness of the bone (KB),(vi) after fitting, determine discrepancies between each parameter of the first set of parameters and each corresponding parameter of the second set of parameters as a measure of conformity thereof to the parametric mathematical model, and(vii) save the measure of conformity, the first set of parameters, and the second set of parameters as a parameter set for the measured region of the skin-bone complex;(3) positioning the mechanical force applicator at a laterally shifted region of the skin-bone complex and repeating steps (1)-(2), such that the static and oscillatory forces (F) in step (1) are applied to the laterally shifted region of the skin-bone complex, thereby obtaining a parameter set for the laterally shifted region of the skin-bone complex;(4) repeating step (3) until the measure of conformity worsens, and determining an optimized parameter set based on the measure of conformity; and(5) determining the stiffness of the bone from (kb) values of the optimized parameter set. 2. The method of claim 1, wherein the complex compliance frequency response function Y(f) is determined by integrating A(f) twice and wherein Y(f) is inverted to obtain the complex stiffness frequency response function H(f). 3. The method of claim 1, wherein the parameter set further comprises a record of at least one of Y(f) and H(f). 4. The method of claim 1, wherein the measure of conformity between the first set of parameters and the second set of parameters is quantified in step (vi) as a root mean square therebetween of the percentage differences between each of the paramet... | Ohio University | A61B005/00
US10285761 | B2 | 2019-05-14 | System and method for providing surgical guidance based on polarization-sensitive optical coherence tomography | 2016-02-05 | Systems and methods are provided for identifying a suitable surgical location and/or trajectory for proceeding with a surgical procedure based on local polarization-sensitive optical coherence tomography imaging (PS-OCT). PS-OCT images are obtained of a tissue region and are processed to provide a spatial map of anisotropic structure within the tissue region. The anisotropic structure is processed to determine one or more suitable surgical locations and/or trajectories for avoiding or reducing damage to local anisotropic tissue structure identified within the tissue region. The spatial map of the anisotropic structure is registered with pre-operative volumetric image data identifying anisotropic tissue structure within a second tissue region that is larger than the tissue region imaged by PS-OCT. | 1. A method of identifying a suitable surgical location for proceeding with a surgical procedure based on local polarization-sensitive optical coherence tomography imaging, the method comprising: obtaining one or more polarization-sensitive optical coherence tomography images of a first tissue region;processing the one or more polarization-sensitive optical coherence tomography images to generate local volumetric image data, the local volumetric image data providing a spatial map of anisotropic tissue structure within the first tissue region, processing the one or more polarization-sensitive optical coherence tomography images comprising identifying the anisotropic tissue structure by using a retardation threshold;processing the local volumetric image data to determine one or more suitable surgical locations for avoiding or reducing damage to local anisotropic tissue structure identified within the first tissue region when proceeding with the surgical procedure;identifying at least one suitable surgical location on a display device;obtaining pre-operative volumetric image data, the pre-operative volumetric image data identifying anisotropic tissue structure within a second tissue region that is larger than, and includes, the first tissue region imaged by polarization-sensitive optical coherence tomography;registering the local volumetric image data to the pre-operative volumetric image data by registering the spatial map of the anisotropic tissue structure with the pre-operative volumetric image data;processing the local volumetric image data and the pre-operative volumetric image data to determine, for at least one suitable surgical location, one or more suitable surgical trajectories for avoiding or reducing damage to local anisotropic tissue structure residing within the first tissue region and the second tissue region by identifying spatial orientation of the local anisotropic tissue structure, thereby enhancing visibility of the local anisotropic tissue structure, and thereby avoiding at least one critical tract; andidentifying at least one suitable surgical trajectory on the display device. 2. The method according to claim 1 wherein the at least one suitable surgical location and the at least one suitable surgical trajectory are identified on a displayed image that is generated based on pre-operative image data. 3. The method according to 1 wherein the one or more suitable surgical trajectories that are identified on the display device are associated with a selected entry point, wherein the selected location is selected, by an operator, from the one or more suitable surgical locations. 4. The method according to claim 1 wherein the tissue is brain tissue, wherein the local anisotropic tissue structure comprises are fiber tracts, and wherein the displayed image includes tractography information. 5. The method according to claim 4 wherein the tractography information is generated based on the pre-operative volumetric image data and the lo... | SYNAPTIVE MEDICAL (BARBADOS) INC. | A61B034/10 A61B005/00 A61B034/00 G01B009/02 A61B090/00 G01N021/47 A61B017/34 A61B034/20
US10278631 | B2 | 2019-05-07 | Puncturing system | 2012-09-14 | Disclosed is a puncturing system for generating a puncture wound for obtaining a sample of a body fluid, comprising a press-on part to be pressed onto a body part in which a puncture wound is to be generated, a trigger, by the actuation of which a user can trigger a puncturing motion of a puncturing element after the press-on part is pressed on, and a testing facility for determining at least one test parameter on which a sample-obtaining probability depends. A securing facility is also provided that, in a locked state, locks the trigger such that no puncturing motion can be triggered, and, in a triggering state, releases the trigger such that a puncturing motion can be triggered by actuation thereof, whereby the securing facility is transitioned from the locked state to the triggering state by the testing facility when the test parameter determined by the testing facility meets defined minimum requirements. A signaling facility is also provided for signaling a transition of the securing facility to the triggering state and/or for signaling that the securing facility is in the triggering state. Also disclosed is a method for preparing a puncturing system for generating a puncture wound. | 1. A puncturing device, comprising: a housing;a puncture element;a puncture element drive disposed in the housing and adapted to move the puncture element relative to the housing in a puncturing direction;a press-on part configured to be pressed onto a body part in which a puncture wound is to be generated and having an opening through which the puncture element extends to create the puncture wound during a puncture movement, the press-on part being rigidly connected and fixed to the puncture element drive, wherein the press-on part and the puncture element drive move together as a unit relative to the housing when the press-on part is pressed onto the body part, whereby puncturing depth of the puncture element relative to the press-on part is not affected by movement of the press-on part relative to the housing; anda pressure sensor for determining whether pressure exerted on the press-on part meets or exceeds a defined minimum value, the pressure sensor comprising a spring element against a spring force of which the press-on part is movable relative to the housing opposite the puncturing direction. 2. The puncturing device of claim 1, further comprising a trigger which can be manually actuated to cause the puncture movement after the press-on part is pressed. 3. The puncturing device of claim 2, wherein the trigger becomes actuable when the pressure on the press-on part meets or exceeds the defined minimum value. 4. The puncturing device of claim 2, wherein the trigger is inoperable when the pressure on the press-on part is less than the defined minimum value. 5. The puncturing device of claim 4, wherein the trigger is locked when the pressure on the press-on part is less than the defined minimum value. 6. The puncturing device of claim 1, wherein the puncture element is movable in the puncturing direction only if (i) the pressure on the press-on part meets or exceeds the defined minimum value and (ii) a trigger is subsequently manually actuated. 7. The puncturing device of claim 1, further comprising a lock facility having a locked state in which the lock facility prevents the puncture element from moving in the puncturing direction. 8. The puncturing device of claim 7, wherein the lock facility further comprises a triggering state in which a puncture can take place in which the puncture element drive can be actuated. 9. The puncturing device of claim 8, wherein the lock facility is transitioned from the locked state to the triggering state when the pressure exerted on the press-on part meets or exceeds the defined minimum value. 10. The puncturing device of claim 1, further comprising a visible marker that becomes covered or uncovered when the press-on part is moved relative to the housing. 11. The puncturing device of claim 1, wherein the device signals the user regarding orientation of the press-on part with respect to the body part. 12. The puncturing device of claim 1, further comprising a signal generator that produces a signa... | Roche Diabetes Care, Inc. | A61B005/15 A61B005/151 A61B005/145
US10289753 | B2 | 2019-05-14 | Methods and systems for guidance of human locomotion | 2011-07-07 | A method is provided for guiding locomotion speed in a human or other animal subject. The method comprises: estimating the subject's actual locomotion speed using one or more sensors to thereby obtain a measured speed; determining an error comprising a difference between a desired speed and the measured speed; and outputting, to the subject, a stimulus frequency signal wherein the stimulus frequency signal is based on the error in such a manner that when the subject ambulates in a manner that matches a frequency of the stimulus frequency signal, the subject's actual speed controllably tracks the desired speed. | 1. A method for guiding locomotion speed in a human during a locomotion event, the method comprising: estimating the subject's actual locomotion speed during the locomotion event using one or more sensors to thereby obtain a measured speed as a distance per unit time;determining an error as a distance per unit time during the locomotion event, the error comprising a difference between a desired speed at a particular instant during the locomotion event as a distance per unit time and the measured speed for the particular instant during the locomotion event; andoutputting, to the subject during the locomotion event, a stimulus frequency signal comprising a tempo wherein the tempo of the stimulus frequency signal is based on the error in such a manner that when the subject ambulates with a gait frequency that matches the tempo of the stimulus frequency signal, the subject's actual speed as a distance per unit time during the locomotion event controllably tracks the desired speed;wherein outputting the stimulus frequency signal based on the error comprises determining a first control term proportional to the error which is used, at least in part, to determine the stimulus frequency signal; andwherein outputting the stimulus frequency signal based on the error comprises determining a second control term proportional to a time integral of the error which is used, at least in part, to determine the stimulus frequency signal. 2. A method according to claim 1 wherein outputting the stimulus frequency signal based on the error comprises implementing a proportional-integral-derivative (PID) control scheme. 3. A method according to claim 2 wherein implementing the PID control scheme comprises generating a control signal based on the error and using the control signal as an input to a frequency generator which outputs the stimulus frequency signal in response to the control signal. 4. A method according to claim 1 wherein outputting the stimulus frequency signal based on the error comprises generating a control signal as a combination of available control terms and using the control signal as an input to a frequency generator which outputs the stimulus frequency signal in response to the control signal. 5. A method according to claim 4 comprising updating the control signal with a control period of less than 10 seconds. 6. A method according to claim 4 comprising updating the control signal with a control period of less than 1 second. 7. A method according to claim 4 wherein the stimulus frequency signal is provided to the subject in a form of music and the control signal is updated at a conclusion of each musical piece. 8. A method according to claim 1 wherein the stimulus frequency signal comprises an auditory signal that is output to the subject. 9. A method according to claim 1 wherein the stimulus frequency signal comprises one or more of: a tactile signal that is output to the subject and a visual signal that is output to the subject. 10. A met... | Simon Fraser University | G06F017/40 A61B005/11 A63B069/00 A63B071/06 G05B011/42 A61B005/024 G01S019/19 A61B005/00
US10292650 | B2 | 2019-05-21 | System for monitoring a physiological parameter of players engaged in a sporting activity | 2014-08-04 | The present invention provides a system for monitoring a physiological parameter of players engaged in a sporting activity. The system includes a plurality of reporting units, a controller, and a signaling device. The reporting unit has an arrangement of sensing devices that measure the physiological parameter of an individual player and generate parameter data. The controller receives the parameter data transmitted from each reporting unit and then processes the parameter data to calculate a parameter result. When the parameter result exceeds a predetermined value, the controller communicates with a signaling device that provides an alert to sideline personnel to monitor the player(s) in question. The system also includes a remote storage device for holding historical data collected by the system which permits subsequent analysis. The system can monitor a number of player physiological parameters, including the acceleration of a player's body part that experiences an impact and the temperature of each player. | 1. A system for monitoring and analyzing impacts experienced by a player when engaged in a contact sport, the player wearing a single piece of protective sports equipment adjacent a body part that receives and attenuates impacts while the player is engaged in the contact sport, the system comprising: a reporting unit positioned within the single piece of protective sports equipment worn against the body part of the player while engaged in the contact sport, the reporting unit having: (i) a plurality of sensing devices arranged against the player's body part to measure changes in acceleration of the player's body part resulting from impacts applied to the protective sports equipment and to generate impact-related data for each of said impacts;(ii) a control unit configured to process said impact-related data resulting from impacts applied to the protective sports equipment, the control unit also being configured to calculate impact-related information for each of said impacts, wherein said impact-related information includes: (a) a body part acceleration result,(b) a direction of the impact;(c) a location of the impact, and(d) a duration of the impact; and(iii) a telemetry element configured to transmit an alert signal when said calculated body part acceleration result exceeds a predetermined value;a remote handheld signaling device configured to both receive said alert signal from the telemetry element and display an alert when said calculated body part acceleration result exceeds said predetermined value, wherein the remote handheld signaling device is worn or held by a person not engaged in the contact sport;an internet enabled storage device configured to both receive and store impact-related information transmitted from the remote handheld signaling device, wherein the internet enabled storage device is not required to be co-located with: (i) the reporting unit, (ii) the remote handheld signaling device, or (iii) an internet enabled viewing device; andthe internet enabled viewing device configured to connect to the internet enabled storage device through the internet, said internet enabled viewing device allowing a person to view: (i) the body part acceleration result for each impact,(ii) the location of each impact,(iii) the time each impact occurred, and(iv) cumulative impacts sustained by the player over a predefined amount of time. 2. The system of claim 1, wherein the alert provided by the handheld signaling device includes the body part acceleration magnitude, the impact duration and cumulative impacts sustained by the player. 3. The system of claim 1, wherein the alert provided by the handheld signaling device further includes a time stamp and identification of the player that experienced the body part acceleration result that exceeded the predetermined value. 4. The system of claim 1, wherein the body part is the player's head and the single piece of protective sports equipment is a football helmet, and wherein the plurality of sen... | Riddell, Inc. | A61B005/00 A61B005/11 A42B003/04 A63B071/10 A63B071/06 G06F019/00 A61B005/01 A63B102/14 A63B102/22
US10292627 | B2 | 2019-05-21 | Method and apparatus for noninvasive detection of potential symptomless blood loss | 2017-10-26 | A method including obtaining a first electrocardiography [“ECG”] reading from a test subject when the test subject is believed to not suffer from blood volume loss and obtaining a second ECG reading from the test subject when the test subject is in an unknown condition regarding blood volume loss. The first ECG reading and the second ECG reading are obtained using the same electrode positions on the test subject and include sets of ECG signals which, based on experimental data, respond to small decrease in blood volume by a statistically significant strength decrease. If the second ECG reading exhibits a statistically significant strength decrease compared with the first ECG reading, an alert condition is raised, which indicates potential small decrease in blood volume. The method can be embodied as a stand-alone ECG apparatus or as an add-on unit to an ECG apparatus. | 1. A computerized method comprising performing in an ECG apparatus the steps of: obtaining a first electrocardiography (ECG) reading and a second ECG reading from a test subject such that the first ECG reading and the second ECG reading are obtained using the same electrode positions on the test subject, wherein the first ECG reading comprises a first T wave amplitude reading and the second ECG reading comprises a second T wave amplitude reading, or the first ECG reading comprises a first T/R amplitude ratio and the second ECG reading comprises a second T/R amplitude ratio;detecting, with the ECG apparatus, whether the first ECG reading and the second ECG reading comprise sets of ECG signals which, based on experimental data, respond to a decrease of blood volume of the test subject by a statistically significant strength decrease, wherein the decrease of blood volume of the test subject is 10% or less of the total blood volume of the test subject;in response to detecting that the second ECG reading exhibiting a statistically significant strength decrease compared with the first ECG reading and in response to detecting a TV4 amplitude decrease of 70 μV or a TV4/RV4 relation decrease of 10%, raising an alert condition, which indicates potential decrease of blood volume of the test subject; andin response to raising the alert condition, indicating, to a user, the alert condition indicating the potential decrease of the blood volume of the test subject. 2. The method according to claim 1, wherein the ECG signals comprise one or more of TV2, TV3, TV4, TV5, TV6, TII, RV1, RV2, RV3, TV4/RV4 and TV5/RV5. 3. The method according to claim 1, wherein the ECG signals comprise one or more of TV3, TV4, TV5, RV3, TV4/RV4 and TV5/RV5. 4. The method according to claim 2, wherein the ECG signals reading comprise TV4. 5. The method according to claim 1, wherein the method further comprises filtering out spurious anomalies in at least one of the first ECG reading and the second ECG reading. 6. An apparatus comprising: at least one memory for storing program code instructions and at least one central processing unit for executing the program code instructions;an electrocardiography (ECG) apparatus for obtaining ECG readings from a test subject;wherein the program code instructions, when executed by the at least one central processing unit, cause the apparatus to:obtain a first ECG reading and a second ECG reading from a test subject such that the first ECG reading and the second ECG reading are obtained using the same electrode positions on the test subject, wherein the first ECG reading comprises a first T wave amplitude reading and the second ECG reading comprises a second T wave amplitude reading, or the first ECG reading comprises a first T/R amplitude ratio and the second ECG reading comprises a second T/R amplitude ratio;detect whether the first ECG reading and the second ECG reading comprise sets of ECG signals which, based on experimental data, respond ... | - | A61B005/145 A61B005/00 A61B005/021 A61B005/0402 A61B005/02 A61B005/0452 A61B005/0245
US10285624 | B2 | 2019-05-14 | Systems, devices, and methods for estimating bilirubin levels | 2015-08-25 | Systems, methods, and devices are provided for estimating bilirubin levels. In one aspect, a method for estimating the level of bilirubin in a patient includes receiving image data for at least one image including a region of the patient's skin and a color calibration target. Color-balanced image data for the skin region is generated based on a subset of the image data corresponding to the color calibration target and the skin region. The bilirubin level in the patient is estimated based on the color-balanced image data for the skin region. | 1. A method of estimating the level of bilirubin in a patient, the method comprising: receiving image data for at least one image including a region of the patient's skin and a color calibration target;generating color-balanced image data for the skin region based on a subset of the image data corresponding to the color calibration target and the skin region;estimating the bilirubin level in the patient based on the color-balanced image data for the skin region, wherein said estimating the bilirubin level comprises: processing a plurality of normalized chromatic and achromatic features to select a first estimated range of the bilirubin level from one of a plurality of different bilirubin ranges; andprocessing the features using an approach based on the selected first estimated range of the bilirubin level to generate a final estimate of the bilirubin level. 2. The method of claim 1, further comprising receiving baseline skin color data for the patient corresponding to when the patient has a reference bilirubin level, and wherein said estimating the bilirubin level is based on one or more differences between the baseline skin color data and the color-balanced image data for the skin region. 3. The method of claim 2, wherein the baseline skin color data for the patient is generated by: capturing baseline image data for the patient when the patient has the reference bilirubin level, the baseline image data corresponding to at least one image including the skin region and a baseline color calibration target;generating color-balanced baseline image data for the skin region based on a subset of the baseline image data corresponding to the baseline color calibration target and the skin region; andgenerating the baseline skin color data based on the color-balanced baseline image data for the skin region. 4. The method of claim 1, wherein the color calibration target comprises a plurality of standardized color regions including a white color region. 5. The method of claim 4, wherein the standardized color regions include a black region, a gray region, a light brown region, a cyan region, a magenta region, a yellow region, and a dark brown region. 6. The method of claim 4, wherein the color calibration target at least partially defines an opening configured to expose the skin region to permit capturing of image data for the skin region. 7. The method of claim 6, wherein the standardized color regions are disposed in a known arrangement surrounding the opening. 8. The method of claim 6, wherein said generating color-balanced image data for the skin region comprises: processing the received image data to identify a subset of the image data corresponding to the exposed skin region and a subset of the image data corresponding to the white color region;processing the white color region data to determine observed color values for the white color region; andgenerating color-balanced image data for the exposed skin region based on the observed color values ... | University of Washington | A61B005/00 A61B005/103
US10286094 | B2 | 2019-05-14 | Flexible article for UV disinfection | 2017-03-27 | A device including a flexible substrate and an ultraviolet radiation system is disclosed. The ultraviolet radiation system can include at least one ultraviolet radiation source configured to emit ultraviolet radiation towards a surface to be disinfected, an ultraviolet transparent component configured to focus the ultraviolet radiation, and a control system configured to control the at least one ultraviolet radiation source. The device can include a hand article, such as a glove. | 1. A device, comprising: a flexible substrate comprising an ultraviolet absorbing layer located on a first side of the flexible substrate, the flexible substrate including a second side located opposite the first side; andan ultraviolet radiation system coupled to the flexible substrate, wherein the ultraviolet radiation system includes: at least one ultraviolet radiation source configured to emit ultraviolet radiation through the second side;an ultraviolet transparent component configured to wave guide the ultraviolet radiation, wherein the ultraviolet transparent component includes a plurality of protrusions configured to diffusively scatter the ultraviolet radiation; anda control system configured to control operation of the at least one ultraviolet radiation source. 2. The device of claim 1, wherein the ultraviolet transparent component comprises an ultraviolet transparent fluoropolymer. 3. The device of claim 1, wherein the at least one ultraviolet radiation source comprises an ultraviolet light emitting diode (LED). 4. The device of claim 1, wherein the ultraviolet radiation system further comprises at least one sensing unit configured to detect pathogen activity on a surface located adjacent to the second side, wherein the control system controls operation of the at least one ultraviolet radiation source based on the pathogen activity. 5. The device of claim 4, wherein the at least one sensing unit includes a fluorescent sensor configured to sense fluorescence emission from the pathogen activity. 6. The device of claim 4, wherein the at least one sensing unit includes a fluorescent emitter configured to emit radiation at a peak wavelength that is capable to exciting a fluorescence emission from the pathogen activity. 7. The device of claim 1, wherein the at least one ultraviolet radiation source comprises a group III nitride ultraviolet LED. 8. A device, comprising: a flexible substrate comprising an ultraviolet absorbing layer located on a first side of the flexible substrate, the flexible substrate including a second side located opposite the first side; andan ultraviolet radiation system coupled to the flexible substrate, wherein the ultraviolet radiation system includes: at least one ultraviolet light emitting diode configured to emit ultraviolet radiation through the second side;an ultraviolet transparent component configured to direct the ultraviolet radiation in a direction normal to the second side; anda control system configured to control operation of the at least one ultraviolet light emitting diode. 9. The device of claim 8, wherein the at least one ultraviolet light emitting diode operates at a wavelength in the range of 230 nanometers to 360 nanometers. 10. The device of claim 8, further comprising a plurality of ultraviolet radiation systems, wherein at least one of the ultraviolet radiation systems operates at a wavelength in the range of 250 nanometers to 280 nanometers. 11. The hand article of claim 8, wherein t... | Sensor Electronic Technology, Inc. | A61L002/10 A61F013/02 A61N005/06 G01N021/47 G01N021/64 A61B005/00
US10285593 | B2 | 2019-05-14 | Method for registering pre-operative images of a subject to an ultrasound treatment space | 2016-04-25 | Systems and methods for registering pre-operative medical images, such as computed tomography (“CT”) images, to the coordinate space of an ultrasound treatment system are provided. The registration is generally based on minimizing distances between locations associated with an anatomical feature, as identified from the medical images, and spherical surfaces defined by time-of-flight measurements for ultrasound data acquired from the anatomical feature by transducer elements. The locations associated with the anatomical feature, which may be a skull of the subject, can be points or planar surfaces define on the anatomical feature. The registration methods described here can be useful for aberration correction and targeting using an array of high-frequency ultrasound elements. In combination with cavitation monitoring and control, this ultrasound-based registration of CT images could eliminate the need for MRI during these treatments. | 1. A method for registering a medical image with a treatment space of an ultrasound system, the steps of the method comprising: (a) providing a medical image of a subject that depicts an anatomical feature;(b) acquiring ultrasound data from the subject using an array of ultrasound transducer elements that forms a part of an ultrasound system;(c) computing a time-of-flight measurement for each transducer element from the ultrasound data;(d) determining locations associated with the anatomical feature from the provided medical image of the subject;(e) determining registration parameters from the computed time-of-flight measurements and the locations determined in step (d); and(f) registering the provided medical image with a coordinate space of the ultrasound system using the registration parameters determined in step (e). 2. The method as recited in claim 1, wherein step (e) includes minimizing a cost function that is based at least in part on distances between spherical surfaces centered about each transducer element and the determined locations associated with the anatomical feature. 3. The method as recited in claim 2, wherein the spherical surfaces centered about each transducer have a radius defined by the computed time-of-flight measurement for the associated transducer element. 4. The method as recited in claim 3, wherein the radius of the spherical surface is defined as the computed time-of-flight measurement divided by twice a speed of sound. 5. The method as recited in claim 2, wherein the cost function includes a penalty function that is based in part on the distances between the spherical surfaces centered about each transducer element and the determined locations associated with the anatomical feature. 6. The method as recited in claim 5, wherein the penalty function has a zero value for locations when the anatomical feature is located beyond one of the spherical surfaces. 7. The method as recited in claim 1, wherein step (e) includes minimizing a cost function that is based at least in part on distances between spherical surfaces centered about each transducer element and planar surfaces located on the anatomical feature. 8. The method as recited in claim 7, wherein the spherical surfaces centered about each transducer have a radius defined by the computed time-of-flight measurement for the associated transducer element. 9. The method as recited in claim 7, wherein each planar surface located on the anatomical feature is positioned such that at a distance between a center of the planar surface and a spherical surface is minimized. 10. The method as recited in claim 1, wherein step (d) includes segmenting the provided medical image and determining locations associated with the anatomical feature based on the segmented medical image. 11. The method as recited in claim 1, wherein step (d) includes identifying at least one marker in the provided medical image and determining at least one of the locations associated with the ana... | Sunnybrook Research Institute | A61B005/00 A61B006/00 A61B006/03 A61B008/00 A61B008/08 A61B008/13 A61N007/00 A61N007/02 G06T007/10 G06T007/30 G06T007/33 G06T007/73 A61B005/055 A61B090/00
US10292600 | B2 | 2019-05-21 | Biosignal measurement apparatus and biosignal measurement method | 2014-06-24 | A biosignal measurement apparatus includes: a potential difference measurement unit that measures a potential difference between a plurality of electrodes of an electrode unit placed on a user's chest; an ECG analysis unit that obtains an electrocardiogram (ECG) indicating a temporal variation of a cardiac potential of the user, from the potential difference measured by the potential difference measurement unit; an impedance measurement switching unit that determines a start timing of a first period which is a period not including an R wave, using the ECG obtained by the ECG analysis unit; an impedance measurement unit that measures an impedance between the plurality of electrodes in the first period; and a respiratory calculation unit that calculates respiratory information related to respiration of the user, based on a temporal variation of the impedance measured by the impedance measurement unit. | 1. A biosignal measurement apparatus comprising: a potential difference measurement circuit configured to measure a potential difference between a plurality of electrodes placed on a user's chest;an impedance measurement circuit configured to measure an impedance between the plurality of electrodes in a first period for respiratory measurement of the user, the first period being a period not including an R wave;a processor; anda non-transitory computer-readable recording medium having stored thereon executable instructions, which when executed by the processor, cause the biosignal measurement apparatus to:obtain a first electrocardiogram (ECG) indicating a temporal variation of a cardiac potential of the user, from the potential difference measured by the potential difference measurement circuit;set a start timing of the first period using the obtained first ECG, the start timing of the first period being set based on a time of an R wave in a period of one heartbeat of the user, such that the first period is set in the period not including the R wave;determine a length of the first period, based on a time interval between two adjacent R waves in the obtained first ECG;receive a first time at which the R wave is detected most recently, and determine the length of the first period to cause the first period to be included between the first time and a time at which the time interval between the two adjacent R waves elapses from the first time;measure a second ECG indicating a temporal variation of a cardiac potential of the user, from the potential difference measured by the potential difference measurement circuit in a second period which is a period including an R wave and not including the first period;calculate respiratory information related to the respiration measurement of the user, based on a temporal variation of the impedance measured by the impedance measurement circuit;calculate a heart rate of the user based on a time interval between two adjacent R waves in the obtained first ECG; andoutput the calculated respiratory information, the calculated heart rate, and at least one of the first ECG and the second ECG for the diagnosing of diseases,wherein the executable instructions, when executed by the processor, further cause the biosignal measurement apparatus to:determine a start timing and a length of a preliminary measurement period which is a period for continuously measuring the cardiac potential of the user,obtain the temporal variation of the cardiac potential of the user in the preliminary measurement period, from the potential difference measured by the potential difference measurement circuit in the preliminary measurement period, anddetermine the start timing and the length of the first period, based on the temporal variation of the cardiac potential of the user in the preliminary measurement period, andwherein the executable instructions, when executed by the processor, further cause the biosignal measurement apparatus to detect ... | PANASONIC INTELLECTUAL PROPERTY MANAGEMENT CO., LTD. | A61B005/00 A61B005/0205 A61B005/0456 A61B005/08 A61B005/04 A61B005/0408 A61B005/0468
US10288567 | B2 | 2019-05-14 | Time-resolved laser-induced fluorescence spectroscopy systems and uses thereof | 2016-06-29 | The invention provides systems for characterizing a biological sample by analyzing emission of fluorescent light from the biological sample upon excitation and methods for using the same. The system includes a laser source, collection fibers, a demultiplexer and an optical delay device. All references cited herein are incorporated by reference in their entirety as though fully set forth. Unless defined otherwise, technical and scientific tens used herein have the same meaning as commonly understood by one of ordinary skill in the art to which this invention belongs. | 1. A system for characterizing a biological sample by analyzing emission of fluorescent light from the biological sample upon excitation comprising: (a) a laser source connected to a biological sample via excitation fibers (ExF), wherein the laser source is configured to irradiate the biological sample with a laser pulse at a predetermined wavelength to cause the biological sample to produce a responsive fluorescence signal;(b) collection fibers (CF), wherein the CF collect the responsive fluorescence signal from the biological sample, and relay the responsive fluorescence signal to a demultiplexer;(c) the demultiplexer configured to split the responsive fluorescence signal from the CF at pre-determined wavelengths to obtain spectral bands, wherein the demultiplexer comprises a plurality of wavelength splitting devices each being configured to split light at a pre-determined wavelength,wherein the plurality of wavelength splitting devices comprises at least three wavelength splitting devices,wherein a first wavelength splitting device is configured to split the responsive fluorescence signal into a first signal and a second signal,wherein a second wavelength splitting device is configured to split the second signal into a third signal and a fourth signal, andwherein a third wavelength splitting device is configured to: (i) split the first signal into a fifth signal and a sixth signal,(ii) split the fourth signal into a fifth signal and a sixth signal, wherein the first signal comprises wavelengths which are less than wavelengths of the second signal, and wherein the third signal comprises wavelengths which are greater than wavelengths of the fifth signal and wavelengths of the sixth signal, or(iii) split the fourth signal into a fifth signal and a sixth signal, wherein the first signal comprises wavelengths which are more than wavelengths of the second signal, and wherein the third signal comprises wavelengths which are less than wavelengths of the fourth signal; and(d) an optical delay device. 2. The system of claim 1, wherein the optical delay device is adapted to couple the spectral bands from the demultiplexer into the optical delay device, allow the spectral bands to travel through the optical delay device, and introduce a controlled time delay to the spectral bands as the spectral bands travel through optical delay device, so as to capture multiple wavelengths in a single shot. 3. The system of claim 1, wherein the collection fibers (CF) form a single bundle. 4. A method for characterizing a biological sample by analyzing emission of a fluorescence signal from the biological sample upon excitation comprising: (a) irradiating the biological sample with a laser pulse at a predetermined wavelength to cause the biological sample to produce a responsive fluorescence signal;(b) collecting the responsive fluorescence signal from the biological sample;(c) splitting the responsive fluorescence signal with a demultiplexer at predetermined waveleng... | Cedars-Sinai Medical Center | G01J001/58 G01N021/64 A61B005/00 G01J003/28 G01J003/44 G01J003/02 A61B005/1455 A61B005/1459
US10278613 | B2 | 2019-05-07 | Image processing apparatus, image processing method, and a non-transitory computer readable recording medium containing an image processing program | 2015-06-23 | Extracting a tubular structure from volume data, determining a target region which should be reached by an endoscope through the tubular structure, extracting, among plurality on a route of the tubular structure, a point that satisfies a given condition as a target point that should be reached by a distal end portion of the endoscope, and identifying and determining a route of the tubular structure from a predetermined start point in the tubular structure to the extracted target point as a route through which the endoscope should be passed. | 1. An image processing apparatus, comprising: one or more hardware processors configured to implement: a tubular structure extraction unit that extracts, from volume data captured by imaging a region of a subject which includes a tree-shaped tubular structure, the tubular structure;a target region setting unit that determines a target region which should be reached by an endoscope through the tubular structure in the volume data;a target point extraction unit that extracts, among points on a route of the tubular structure, a point by determining that the point satisfies a first condition that the point on the route is located within a given range from the target region and a second condition that a judgement angle, which is an angle formed between a direction from the point on the route to a point in the target region and a direction in which the route of the tubular structure is determined to extend from the point on the route, is less than or equal to a reference angle which is at least a given acute angle, as a target point that should be reached by a distal end portion of the endoscope; anda route determination unit that identifies and determines a route of the tubular structure from a predetermined start point in the tubular structure to the extracted target point as a route through which the endoscope should be passed,wherein the second condition is changed in the reference angle according to the diameter of the tubular structure such that the smaller the diameter of the tubular structure, the smaller the reference angle, andwherein, in the second condition, if the diameter of the tubular structure is greater than or equal to the diameter of the endoscope multiplied by a given factor which is greater than or equal to 1, a first reference angle is used as the reference angle, while if the diameter of the tubular structure is smaller than the diameter of the endoscope multiplied by the given factor, a second reference angle which is smaller than the first reference angle is used as the reference angle. 2. The image processing apparatus of claim 1, wherein the given factor is in the range of 1 to 1.5. 3. The image processing apparatus of claim 1, wherein the second reference angle is less than or equal to an angle 2.5 degrees greater than a half angle of view of the endoscope. 4. The image processing apparatus of claim 1, wherein the target point extraction unit takes the target point as a point further satisfies a fourth condition that a portion of the tubular structure where the point is located does not belong to a given portion of the tubular structure where damage should be avoided. 5. The image processing apparatus of claim 1, wherein the target point extraction unit takes the target point as a point further satisfies a fifth condition that there is no obstacle between the point and the target region. 6. The image processing apparatus of claim 1, wherein the target point extraction unit identifies, among a plurality of divided secti... | FUJIFILM Corporation | A61B005/05 A61B005/055 G06T019/00 A61B001/00 A61B034/10 A61B001/267 A61B006/03 A61B006/00
US10303848 | B2 | 2019-05-28 | Medical reading report preparing apparatus and medical image diagnostic apparatus | 2014-07-10 | According to one embodiment, a schema storage unit stores a reference schema that schematically expresses the internal structure of a diagnosis target blood vessel concerning the reference section of the diagnosis target blood vessel. A schema processing unit automatically generates a schema concerning a section crossing the reference section of the diagnosis target blood vessel by image processing based on the reference schema. | 1. A medical reading report preparing apparatus comprising: processing circuitry configured to generate a predetermined number of first schemas, the first schemas being diagrams that schematically express an internal structure of a diagnosis target blood vessel concerning a first section of the diagnosis target blood vessel, andautomatically generate a second schema by image processing with response to the generation of the predetermined number of the first schemas, the second schema being a diagram that expresses an internal structure of the diagnosis target blood vessel concerning a second section crossing the first section; anda display configured to display the first schemas and the second schema for assisting a medical report creation, whereinthe first schemas and the second schema comprise a short-axis schema concerning a short-axis section of the target blood vessel, and the display is configured to display a Doppler waveform mark selected by a user instruction adjacently to the short-axis schema. 2. The medical reading report preparing apparatus according to claim 1, wherein each of the predetermined number of the first schemas and the second schema include a plurality of anatomical regions classified in accordance with anatomical properties of a blood vessel. 3. The medical reading report preparing apparatus according to claim 2, wherein the plurality of anatomical regions include an adventitial region, an intimal region, and a lumen region. 4. The medical reading report preparing apparatus according to claim 2, wherein each of the predetermined number of the first schemas includes a plurality of short-axis schemata concerning a plurality of short-axis sections of the diagnosis target blood vessel,the second schema includes a long-axis schema concerning a long-axis section of the diagnosis target blood vessel, andthe processing circuitry generates the long-axis schema based on the plurality of short-axis schemata. 5. The medical reading report preparing apparatus according to claim 4, wherein the processing circuitry generates the long-axis schema by smoothing processing aiming at each of the plurality of anatomical regions for the plurality of short-axis schemata along the long-axis section. 6. The medical reading report preparing apparatus according to claim 4, further comprising: input circuitry configured to input an instruction to deform the plurality of anatomical regions in the template, whereinthe display displays a template of a schema that schematically expresses a typical internal structure of a blood vessel concerning a short-axis section, andthe processing circuitry individually generates the plurality of short-axis schemata by deforming the anatomical regions in the template in accordance with the instruction for each of the plurality of short-axis sections. 7. The medical reading report preparing apparatus according to claim 4, further comprising: a first memory configured to store a plurality of schema candidates co... | Toshiba Medical Systems Corporation | G06F017/30 G06F019/00 A61B008/08 G16H015/00 A61B005/00 A61B005/055
US10292665 | B2 | 2019-05-21 | Indication-based worsening HF alert | 2016-04-19 | This document discusses, among other things, receiving a user selection of a heart failure symptom, receiving a user selection of an abnormal psychological condition, receiving information about a physiological patient status parameter, and determining a heart failure status using the received information. | 1. A system for managing heart failure (HF) in a patient, comprising: a user input configured to receive a user selection of a patient symptom or a user selection of a HF comorbidity in the patient;a physiological status detector configured to detect a physiological status parameter from the patient; anda heart failure alert generator, coupled to the user input and the physiological status detector, and configured to:adjust an alert range or an alert threshold based on the user selection of the patient symptom or the user selection of the HF comorbidity; andgenerate an alert in response to the physiological status parameter falling within the adjusted alert range or crossing the adjusted alert threshold. 2. The system of claim 1, further comprising a therapy circuit configured to deliver a heart failure therapy. 3. The system of claim 1, wherein the physiological status parameter includes measurement from a physiological sensor, and wherein the heart failure generator is configured to adjust the alert range or the alert threshold associated with the sensor measurement. 4. The system of claim 1, wherein the physiological status parameter includes a HF status parameter, and wherein the heart failure alert generator is configured to adjust the alert range or the alert threshold associated with the HF status parameter and generate the alert indicating a worsening HF condition. 5. The system of claim 4, wherein the HF status parameter includes a composite HF parameter using at least a first physiological parameter derived from a first sensor and a different second parameter derived from a second sensor. 6. The system of claim 5, wherein the composite HF parameter includes a combination of the first physiological parameter scaled by a first weight and the second physiological parameter scaled by a second weight, the first and second weights determined based on the user selections of the patient symptom or the HF comorbidity. 7. The system of claim 1, wherein the user selection of the patient symptom includes a HF symptom indicating whether a heart failure symptom is or has been present, the HF symptom including one or more of dyspnea, edema, or weight change. 8. The system of claim 7, wherein the heart failure alert generator is configured to reduce an alert threshold, or to narrow an alert range, associated with an intrathoracic impedance parameter in response to a user selection of edema. 9. The system of claim 7, wherein the heart failure alert generator is configured to reduce an alert threshold, or to narrow an alert range, associated with one or more respiration parameters or physical activity parameters in response to a user selection of dyspnea. 10. The system of claim 1, wherein the user selection of HF comorbidity includes a HF comorbidity indicating whether an HF comorbidity is or has been present, the HF comorbidity including one or more of asthma, chronic obstructive pulmonary disease, pulmonary hypertension, anemia, or apnea. 11... | Cardiac Pacemakers, Inc. | A61B005/00 A61B005/0205 A61B005/021 A61B005/16 A61B007/02 G16H050/30 G16H050/20 A61B005/053 A61B005/085 A61B005/024 A61B005/08 A61B005/091 A61B005/103 A61B005/11
US10279200 | B2 | 2019-05-07 | Monitoring and treating pain with epidermal electronics | 2016-11-28 | Systems and methods are described for monitoring, treating, and preventing a pain state of an individual. In an aspect, a system includes, but is not limited to, a deformable substrate; a sensor assembly coupled to the deformable substrate, the sensor assembly including a motion sensor and a physiological sensor, the sensor assembly configured to generate one or more sense signals based on detection of a movement of the body portion by the motion sensor and a physiological parameter of the body portion by the physiological sensor; a processor including circuitry configured to identify a physiological state of the individual subject based on at least one of the movement of the body portion or the physiological parameter; and an effector operably coupled to the processor and configured to affect the body portion responsive to control by the processor. | 1. A system, comprising: a deformable substrate configured to interface with a skin surface of a first body portion of an individual subject;a sensor assembly coupled to the deformable substrate, the sensor assembly including a motion sensor and a physiological sensor, the motion sensor including a proximity sensor configured to detect a movement of the first body portion relative to a second body portion of the individual subject proximate the first body portion, the sensor assembly configured to generate one or more sense signals based on detection of the movement of the first body portion relative to the second body portion by the proximity sensor and a physiological parameter of at least one of the first body portion or the second body portion by the physiological sensor;a processor operably coupled to the sensor assembly and configured to receive the one or more sense signals, the processor including circuitry configured to identify a physiological state of the individual subject based on at least one of the movement of the first body portion relative to the second body portion or the physiological parameter; andan effector operably coupled to the processor and configured to affect the first body portion responsive to control by the processor. 2. The system of claim 1, wherein the one or more sense signals are indicative of a pain state. 3. The system of claim 1, wherein the effector includes at least one ultrasound transducer. 4. The system of claim 3, wherein the at least one ultrasound transducer is configured to generate ultrasound signals according to at least a first treatment pattern and a second treatment pattern. 5. The system of claim 4, wherein the first treatment pattern differs from the second treatment pattern according to at least one of a target site of the first body portion of the individual subject or a target depth of the first body portion of the individual subject. 6. The system of claim 3, wherein the at least one ultrasound transducer includes a first ultrasound transducer configured for placement on a first location on the first body portion of the individual subject and a second ultrasound transducer configured for placement on a second location on the first body portion of the individual subject. 7. The system of claim 1, wherein the processor is configured to activate the effector to affect the first body portion responsive to the physiological state corresponding to a pain state experienced by the individual subject. 8. The system of claim 1, further including at least one of a receiver or a transceiver configured to receive one or more communication signals from an external device. 9. The system of claim 1, further including a nerve sensor configured to identify a nerve target for action by the effector. 10. The system of claim 3, wherein the at least one ultrasound transducer includes at least one of an array of ultrasound transducers, an ultrasound transducer configured to generate low intensity ultra... | Elwha LLC | A61N007/00 A61N001/36 A61N005/06 A61B005/00 A61B005/11 G16H050/30 A61N001/04 A61B005/01 A61B005/021 A61B005/024 A61B005/026 A61B005/0402 A61B005/0476 A61B005/0488 A61B005/053 A61B005/08 A61B005/145 B32B007/12 B32B025/08 B32B025/20 B32B027/08 B32B003/08
US10303849 | B2 | 2019-05-28 | One gate reconstruction | 2015-06-12 | A set of set of first modality data is received including at least one view comprising a plurality of gates. The set of first modality data is received from a first imaging modality of an imaging system. A set of second modality data is received from a second imaging modality of the imaging system. A motion corrected model of the set of first modality data is generated by forward projecting the set of first modality data including a motion estimate. An update factor for each of the plurality of views is generated by comparing at least one of the plurality of gates to the motion corrected model. The motion corrected model is updated by the update factor to generate a motion corrected image. | 1. A method of processing data for medical imaging, the method comprising: providing a set of first modality data including at least one view comprising a plurality of gates;providing a set of second modality data;generating an image estimate for the at least one view from the set of first modality data;generating a motion corrected data model of the at least one view by forward projecting the at least one view using a motion estimate;generating an image update factor for the at least one view by comparing at least one of the plurality of gates to the motion corrected data model, wherein generating the image update factor comprises comparing each of the plurality of gates to the motion corrected data model to generate a plurality of projection update factors, and wherein comparing each of the plurality of gates to the motion corrected data model comprises applying a merit function between the motion corrected data model and each of the plurality of gates to generate the plurality of projection update factors; andupdating the image estimate by the image update factor. 2. The method of claim 1, wherein generating the image update factor further comprises: combining the plurality of projection update factors to generate an optimal projection update factor; andback projecting the optimal projection update factor to an image space to generate an optimal image update factor. 3. The method of claim 2, wherein the plurality of projection update factors are combined by averaging of the plurality of update factors. 4. The method of claim 1, wherein generating the image update factor further comprises: back projection each of the plurality of projection update factors into an image space to generate a plurality of image update factors; andcombining the plurality of image update factors to generate an aggregate image update factor. 5. The method of claim 4, wherein the motion corrected back projection is a reverse intra-reconstruction motion corrected method. 6. The method of claim 1, wherein the steps of generating a motion corrected data model, generating an image update factor, and updating the image estimate are iteratively repeated for each of the plurality of gates in the at least one view. 7. The method of claim 1, wherein the motion corrected data model is generated by an intra-reconstruction motion correction method. 8. The method of claim 1, wherein the first modality is a SPECT modality. 9. The method of claim 8, wherein the second modality is selected from the group consisting of a CT modality and a MR modality. 10. A non-transitory computer readable medium storing computer executable instructions which cause a computer to execute the steps of: generating a set of first modality data including at least one view, wherein the set of first modality data is generated by a first modality of an imaging system;generating a set of second modality data including the at least one view, wherein the set of second modality data is generated by a seco... | Siemens Medical Solutions USA, Inc. | A61B006/00 G06K009/00 G06F019/00 A61B006/03 A61B005/055 A61B005/00 G16H050/50
US10292656 | B2 | 2019-05-21 | Fabrication for ultra-compliant probes for neural and other tissues | 2015-12-08 | Methods of fabricating ultra-miniature, ultra-compliant probe arrays through spin coating, wherein a dissolvable material in hydrogel form is dispensed onto an assembled mold with wires. Once the dissolvable material is dispensed onto the mold, centrifuging spin casts the material by evaporating the solvent, forming a dried dissolvable polymer. Finally, a device is used with water to remove excess dissolvable material to obtain a dissolvable needle with wires. | 1. A method of spin coating fabrication of needle for a neural probe comprising: providing a top mold and a bottom mold to form an assembled mold with wires;dispensing a dissolvable material in a hydrogel form onto the assembled mold with the wires;centrifuging the dissolvable material to spin-cast the dissolvable material by evaporating solvent to form a dried dissolvable polymer; andusing a wiping device with intermittent applications of water to remove excess dissolvable material to obtain needle shape only in the assembled mold with the wires to form a final dissolvable needle with wires embedded. 2. The method according to claim 1, further comprising the step of using a precision assembly approach to assemble a top mold onto a wired bottom Si mold to form the assembled with the wires. 3. The method according to claim 1, further comprising the step of using a device bonder to assemble a top mold onto a wired bottom mold to form the assembled mold with the wires. 4. The method according to claim 1, wherein the dissolvable material is carboxymethyl cellulose (CMC) or a combination of CMC and at least one of sucrose, glucose, maltodextrin, poly(vinylpyrrolidone), polyvinyl alcohol, maltose, polyactic acid. 5. The method according to claim 1, wherein the hydrogel is prepared by mixing powdered carboxymethyl cellulose (CMC) with water. 6. The method according to claim 1, wherein the solvent is water. 7. The method according to claim 1, wherein the step of centrifuging is performed at 20 deg. C at 4700 rpm spinning speed, and for 5 hours. | CARNEGIE MELLON UNIVERSITY | A01B005/00 H01L021/50 A61B005/00 A61B005/0478 A61N001/05 B29C041/04 B29C035/02 B29C035/08 B29C041/20 B29C041/42 G03F007/00 B29K001/00 B29L031/00
US10300230 | B2 | 2019-05-28 | Method and apparatus for assessing sleep quality | 2013-11-20 | Systems and/or methods for assessing the sleep quality of a patient in a sleep session are provided. Data is collected from the patient and/or physician including, for example, sleep session data in the form of one or more physiological parameters of the patient indicative of the patient's sleep quality during the sleep session, a subjective evaluation of sleep quality, etc.; patient profile data; etc. A sleep quality index algorithm, which optionally may be an adaptive algorithm, is applied, taking into account some or all of the collected data. Sleep quality data may be presented to at least the patient, and it may be displayed in any suitable format (e.g., a format useful for the patient to be appraised on the progress of the treatment, a format useful for a sleep clinician to monitor progress and/or assess the effectiveness of differing treatment regimens, etc). | 1. A method of assessing sleep quality of a patient undergoing therapy for a sleep disorder, the method comprising: by way of a sensor, obtaining sleep session data comprising physiological parameters of the patient during a sleep session in which the patient undergoes the therapy, the parameters including at least sleep duration and sleep fragmentation; andby way of a processor: processing the sleep session data and subjective patient data to determine a composite sleep quality index indicative of the patient's sleep session quality;determining directions for adjustment of a therapy apparatus for future therapy sessions based on the composite sleep quality index;displaying the directions on a display device; andadjusting parameters of the therapy apparatus based on the determined directions. 2. The method according to claim 1, wherein the directions for adjustment of the therapy apparatus include adjusting one or more parameters of a flow generator. 3. The method according to claim 1, wherein the sleep session data includes at least two of sleep duration, sleep fragmentation, sleep structure, AHI, sleep latency, and snore for the sleep session. 4. The method according to claim 1, wherein the sensor is associated with an apparatus for treatment of sleep disordered breathing. 5. The method according to claim 4, wherein the sensor is incorporated into at least one of headgear and a patient interface of the treatment apparatus. 6. The method according to claim 1, further comprising communicating a composite sleep quality index to at least the patient. 7. The method according to claim 1, further comprising displaying data associated with the sleep quality index and/or the directions, on a display device. 8. The method according to claim 7, wherein the display device is a display of a sleep disorder treatment apparatus. 9. An apparatus for assessing sleep quality of a patient undergoing therapy for a sleep disorder, comprising: at least one sensor configured to obtain sleep session data during a sleep session in which the patient undergoes said therapy, said sleep session data comprising physiological parameters of the patient indicative of the patient's sleep quality during the sleep session, the patient's sleep quality including at least sleep duration and sleep fragmentation; anda processor configured to (a) determine a composite sleep quality index indicative of the patient's sleep session quality using the sleep session data and subjective patient data, (b) determine directions for adjustment of a PAP device based on the composite sleep quality index, and (c) communicate feedback to the patient regarding the directions and/or adjust the PAP device based on the directions. 10. The apparatus according to claim 9, further comprising a display configured to communicate the composite sleep quality index to at least the patient. 11. The apparatus according to claim 9, further comprising an electroencephalogram. 12. The apparatus according to... | ResMed Limited | A61B005/00 A61M016/00 A61B005/0476 A61B005/024
US10298252 | B2 | 2019-05-21 | Dynamic anti-alias filter for analog-to-digital converter front end | 2017-06-27 | An analog front end system can include a filter bypass switch connected in a boot-strapped configuration to pull a control terminal of the filter bypass switch above or below a supply voltage. Using bootstrapped switches can allow both the charge injection and capacitive coupling of the bypass switches of a differential anti-alias filter (AAF) to be common mode. A differential input signal of the ADC is not affected by the charge injection and capacitive coupling of the bypass switches in the AAF filter to a first order. | 1. An analog front end (AFE) system including an anti-alias filter circuit having a filter bypass switch configured to provide at least one of a charge injection and a clock feedthrough that is independent of an input signal, the AFE system comprising: at least one sampling capacitor of an analog-to-digital converter (ADC) circuit configured to sample an output of the anti-alias filter circuit;a gain or buffer circuit including an input to receive the input signal; andthe anti-alias filter circuit coupled to an output of the gain or buffer circuit, the filter circuit including: a filter resistor;a filter capacitor coupled to a terminal of the filter resistor; andthe filter bypass switch connected in a boot-strapped configuration to pull a control terminal of the filter bypass switch above or below a supply voltage, the filter bypass switch connected in parallel with the filter resistor, the filter bypass switch including an ON state and an OFF state,wherein when in the ON state, the filter bypass switch is configured to bypass the filter resistor allowing the gain or buffer circuit to drive the at least one sampling capacitor through the filter bypass switch; andwherein when in the OFF state, the filter bypass switch is configured to cause the gain or buffer circuit to drive the at least one sampling capacitor through the filter resistor. 2. The AFE system of claim 1, wherein the filter bypass switch connected in a boot-strapped configuration includes: the bypass switch having an input terminal configured to receive the input signal, an output terminal, and the control terminal, and;at least one boot-strap capacitor; anda plurality of boot-strap switches configured to: when the filter bypass switch is in the OFF state, couple the at least one boot-strap capacitor to a supply voltage to charge the at least one boot-strap capacitor to the supply voltage, couple the control terminal of the bypass switch to the input terminal of the bypass switch, and decouple the at least one boot-strap capacitor from 1) the control terminal of the bypass switch and 2) the input terminal of the bypass switch, andwhen the filter bypass switch is in the ON state, decouple the at least one boot-strap capacitor from the supply voltage, and couple the at least one boot-strap capacitor to 1) the control terminal of the bypass switch and 2) the input terminal of the bypass switch to apply a combination of the supply voltage and a voltage of the input signal at the control terminal of the bypass switch. 3. The AFE system of claim 2, further comprising: a control circuit configured to manage switch configurations of the plurality of boot-strap switches. 4. The AFE system of claim 1, wherein the bypass switch is a single transistor. 5. The AFE system of claim 1, wherein the bypass switch is a single type of field-effect transistor (FET) being only one of an N-type FET or a P-type FET. 6. The AFE system of claim 5, wherein the output terminal is a drain terminal, wherein ... | Analog Devices, Inc. | H03M001/12 A61B005/04 A61B005/0428 H03M001/06 H03M001/10 H03M001/00
US10292616 | B2 | 2019-05-21 | Magnetic resonance imaging device | 2015-08-27 | There is provided a technique for DWI measurement, in which MPG application is performed in many directions, that enables detection of presence or absence of body motion during imaging without prolongation of imaging time. A plurality of image groups each comprising 6 or more diffusion-weighted images selected from a plurality of diffusion-weighted images are created so the groups differ from one anther in one or more diffusion-weighted images included in each of the groups. Value of a predetermined diffusion index representing a characteristic amount of diffusion-weighted image is calculated for each image group from the diffusion-weighted images included in each image group. Value of a predetermined body motion index relating to body motion information is calculated from the value of the diffusion index for each image group. Presence or absence of body motion is determined for each image group on the basis of the value of the body motion index. | 1. A magnetic resonance imaging apparatus comprising: a measurement part that acquires a plurality of diffusion-weighted images by applying a diffusion gradient magnetic field pulse in a plurality of different directions defined beforehand according to a predetermined imaging pulse sequence, andan image analyzer that detects presence or absence of body motion of a subject under imaging using the plurality of the diffusion-weighted images, wherein:the image analyzer comprises:a group creator that creates a plurality of image groups each including 6 or more diffusion-weighted images selected from the plurality of the diffusion-weighted images so that the groups differ from one another in one or more of the included diffusion-weighted images,a diffusion index calculator that calculates value of a predetermined diffusion index that represents a characteristic amount of diffusion-weighted image for each of the image groups from the diffusion-weighted images included in that image group,a body motion index calculator that calculates value of a predetermined body motion index concerning body motion information from the value of the diffusion index for each of the image groups, anda body motion detector that determines presence or absence of body motion for each of the image groups on the basis of the value of the body motion index. 2. The magnetic resonance imaging apparatus according to claim 1, wherein: diffusion directions of the 6 or more diffusion-weighted images that constitute each of the image groups are spatially uniformly distributed. 3. The magnetic resonance imaging apparatus according to claim 1, wherein: diffusion directions of all the diffusion-weighted images measured by the measurement part are spatially uniformly distributed. 4. The magnetic resonance imaging apparatus according to claim 1, wherein: the diffusion index includes either one of mean diffusivity and diffusion fractional anisotropy. 5. The magnetic resonance imaging apparatus according to claim 1, wherein: the body motion index calculator obtains a difference of a value of the diffusion index calculated by the diffusion index calculator for one of the image groups, and a value of the diffusion index calculated for another one of the image groups, and calculates a value of the body motion index from the difference. 6. The magnetic resonance imaging apparatus according to claim 5, wherein: the body motion detector detects presence or absence of body motion by comparing the value of the body motion index with a threshold determined beforehand. 7. The magnetic resonance imaging apparatus according to claim 1, which further comprises: a diffusion direction calculator that obtains a plurality of diffusion directions spatially uniformly distributed, anda measurement order setter that arranges the plurality of the diffusion directions obtained by the diffusion direction calculator in order, repeatedly performs an operation of selecting a predetermined number not smaller than ... | Hitachi, Ltd. | A61B005/055 A61B005/00 G01R033/563 G01R033/565 G06T007/246 G01R033/561
US10281267 | B2 | 2019-05-07 | Method for evaluating flow of skin, method for examining skin glow improvers, and skin glow improver | 2015-11-10 | Provided are an evaluation method for objectively evaluating the glow of the skin, a skin glow improver, and a method for examining skin glow improvers. This method for evaluating the glow of the skin comprises assessing the specular reflectance and diffuse reflectance of skin after polarized light is applied to the surface of the skin, and determining that glow is present in the skin when prescribed conditions are satisfied. A skin glow improver is provided by combining an alkali metal salt of alkoxysalicylic acid and trimethylglycine. This method for examining skin glow improvers makes it possible, using a significant decrease in surface roughness as an indicator, to examine samples capable of improving the specular reflectance of the skin. | 1. A method for evaluating a glow of a skin, comprising: measuring a first reflectance by irradiating polarized light to a surface of the skin followed by receiving reflected light polarized in a direction parallel to the direction of polarization of the irradiated polarized light,measuring a second reflectance by irradiating the polarized light to the surface of the skin followed by receiving reflected light in a direction perpendicular to the direction of polarization of the irradiated polarized light, anddetermining diffuse reflectance and specular reflectance from the first reflectance and the second reflectance;wherein the skin is determined to have the glow in the case when the determined diffuse reflectance is 25% or more and the determined specular reflectance is 10% or more. 2. The method for evaluating skin glow according to claim 1, further comprising applying a test sample to the skin before measuring the first reflectance and the second reflectance. 3. The method of claim 1, wherein the skin is determined to have the glow when determined diffuse reflectance is 27% or more and the determined specular reflectance is 12% or more. 4. The method of claim 3, wherein the diffuse reflectance is determined by doubling the first reflectance and the specular reflectance is determined by subtracting the second reflectance from the first reflectance. 5. The method of claim 1, wherein the diffuse reflectance is determined by doubling the first reflectance and the specular reflectance is determined by subtracting the second reflectance from the first reflectance. | SHISEIDO COMPANY, LTD. | G01B011/30 A61K008/368 A61K008/44 A61B005/00 A61Q019/00 A61B005/107 G01N021/21 G01N021/57
US10290105 | B2 | 2019-05-14 | Medical image processing apparatus to generate a lesion change site image | 2016-06-27 | A medical image processing apparatus according to an embodiment includes processing circuitry and a display. The processing circuitry obtains first imaged data taken of a subject and second imaged data taken of the subject on a date/time different from the date/time on which the first imaged data was taken. The processing circuitry generates estimation data by performing an image processing process that changes the first imaged data on the basis of a predetermined change model. The processing circuitry generates a display image indicating the difference between the estimation data and the second imaged data. The display displays the display image. | 1. A medical image processing apparatus, comprising: a memory to store a change model indicating temporal changes in a site;processing circuitry configured to obtain first imaged data taken of a subject and second imaged data taken of the subject on a second date/time different from a first date/time on which the first imaged data was taken,generate estimation image data by performing an image processing process that changes the first imaged data based on the stored change model, andgenerate a lesion change site image indicating a difference between the estimation image data and the second imaged data; anda display configured to display the lesion change site image. 2. The medical image processing apparatus according to claim 1, further comprising input circuitry configured to receive an input operation from an operator, wherein the processing circuitry is further configured to generate the estimation image data while changing a change amount in the image processing process in accordance with the input operation. 3. The medical image processing apparatus according to claim 2, wherein the processing circuitry is further configured to perform the image processing process on the first imaged data after changing a parameter used in the image processing process based on the first and second dates/times on which the first imaged data and the second imaged data were taken. 4. The medical image processing apparatus according to claim 1, wherein the image processing process is an image processing process that renders atrophy caused in a region corresponding to a brain of the subject. 5. The medical image processing apparatus according to claim 4, wherein the processing circuitry is further configured to generate the estimation image data by performing the image processing process, which renders the atrophy caused in the region corresponding to the brain within the first imaged data. 6. The medical image processing apparatus according to claim 1, wherein the processing circuitry is further configured to generate the lesion change site image by calculating a difference between the estimation image data and the second imaged data. 7. The medical image processing apparatus according to claim 2, wherein the input circuitry is further configured to receive one of an input and a selection of time-series specification information as information specifying an atrophy parameter, which is a parameter used for the image processing process to apply an atrophying process to a brain, andthe processing circuitry is further configured to obtain the atrophy parameter based on the time-series specification information. 8. The medical image processing apparatus according to claim 1, wherein the processing circuitry is further configured to output a comparison image obtained by comparing the second imaged data taken of a brain of the subject with the estimation image data generated by setting an atrophy parameter, which is a parameter used for the image processing proc... | Toshiba Medical Systems Corporation | A61B005/00 G06T007/00 G06T011/00 A61B005/055 A61B006/03 A61B006/00
US10285886 | B2 | 2019-05-14 | Load measuring pin sensor, watching bed, and watching system | 2018-02-20 | A load measuring pin sensor disposed as a connecting pin in a connecting portion of a plurality of frames of a bed is provided. The load measuring pin sensor includes a shaft portion constituting the connecting pin, force point portions provided on the shaft portion where a load from one frame acts on the force point portions, a fulcrum portion provided at a position different from a position of the force point portions of the shaft portion where a stress from the other frame acts on the fulcrum portion, sensing portions provided at a portion connecting the force point portions, and the fulcrum portion of the shaft portion, and a strain gauge that detects strain occurring in the sensing portions. | 1. A load measuring pin sensor disposed as a connecting pin in a connecting portion of a plurality of frames of a bed, the load measuring pin sensor comprising: a shaft portion constituting the connecting pin;a force point portion provided on the shaft portion, a load from a first frame of the plurality of frames acting on the force point portion;a fulcrum portion provided at a position different from a position of the force point portion of the shaft portion, a stress from a second frame of the plurality of frames acting on the fulcrum portion;a sensing portion provided at a portion connecting the force point portion and the fulcrum portion of the shaft portion; anda strain gauge that detects strain occurring in the sensing portion,wherein one of the force point portion and the fulcrum portion has a cross section larger than a cross section of the shaft portion, the cross section of the one of the force point portion or the fulcrum portion having a shape other than a circular shape, and a pin sensor receiving portion on a frame side corresponding to the cross section of the one of the force point portion or the fulcrum portion is shaped to correspond to the shape other than the circular shape so that the load measuring pin sensor does not rotate, andwherein the other of the force point portion and the fulcrum portion has a portion having a rounded surface, the rounded surface being in contact with the plurality of frames. 2. The load measuring pin sensor according to claim 1, wherein the cross section of the one of the force point portion and the fulcrum portion is a cross section of a fulcrum portion located at a longitudinal center of the shaft portion. 3. The load measuring pin sensor according to claim 1, wherein the shape other than the circular shape is a quadrangle. 4. The load measuring pin sensor according to claim 1, wherein the sensing portion has a prismatic shape having a rectangular cross section. 5. A watching system comprising: a watching bed including the load measuring pin sensor according to claim 1;a signal processing unit that processes an output of the load measuring pin sensor to obtain a biological signal; anda display unit that displays a processing result of the signal processing unit. 6. The watching system according to claim 5, further comprising a camera that monitors a measurement object on a bed. 7. A watching bed comprising: a plurality of frames; anda load measuring pin sensor disposed as a connecting pin in a connecting portion of the plurality of frames, the load measuring pin sensor comprising: a shaft portion constituting the connecting pin;a force point portion provided on the shaft portion, a load from a first frame of the plurality of frames acting on the force point portion;a fulcrum portion provided at a position different from a position of the force point portion of the shaft portion, a stress from a second frame of the plurality of frames acting on the fulcrum portion;a sensing portion provided ... | SHINKO SHOJI CO., LTD. PARAMOUNT BED CO., LTD. | A61B005/00 A61G007/05 G01L001/22 A61B005/11 A61B005/08 A61B005/024
US10299691 | B2 | 2019-05-28 | Wearable monitor with arrhythmia burden evaluation | 2018-10-15 | The present disclosure relates to a wearable monitor device and methods and systems for using such a device. In certain embodiments, the wearable monitor records cardiac data from a mammal and extracts particular features of interest. These features are then transmitted and used to provide health-related information about the mammal. | 1. A method of monitoring the physiological data of a mammal using a wearable monitor, comprising: applying a wearable patch to the skin of the mammal, the wearable patch comprising a hardware processer within a first adhesive assembly, the first adhesive assembly comprising a plurality of electrodes configured to detect or derive cardiac signals;within the hardware processor, continuously storing cardiac signals from the mammal;wirelessly transmitting the cardiac signals to a computing system;within the computing system, analyzing the cardiac signals to infer a likelihood of a cardiac arrhythmia originating in the past;after a period of wear, detaching the wearable patch from the surface of the mammal;removing the hardware processor from the wearable patch;inserting the hardware processor into a second adhesive assembly; andapplying the second adhesive assembly to the skin of the mammal. 2. The method of claim 1, wherein the first adhesive assembly and the second adhesive assembly each comprise a rigid housing and a plurality of flexible wings, each flexible wing comprising an electrode. 3. The method of claim 1, wherein the computing system comprises a gateway. 4. The method of claim 1, wherein the first adhesive assembly and the second adhesive assembly each comprise a battery. 5. The method of claim 1, wherein the first adhesive assembly and the second adhesive assembly each comprise a transmitter, the transmitter configured to wirelessly transmit the cardiac signals to the computing system. 6. The method of claim 1, wherein the hardware processor comprises a transmitter, the transmitter configured to wirelessly transmit the cardiac signals to the computing system. 7. The method of claim 1, wherein the period of wear is less than one week. 8. The method of claim 1, wherein the cardiac signals transmitted to the computing system contain about a one hour increment of data. 9. The method of claim 1, further comprising modifying the hardware processor while it is removed from the patch. 10. The method of claim 1, wherein the cardiac signals are transmitted to the computing system on a period basis. 11. The method of claim 1, wherein the cardiac signals are continuously transmitted to the computing system. 12. A method of monitoring the physiological data of a mammal using a wearable monitor, comprising: applying a wearable patch to the skin of the mammal, the wearable patch comprising a hardware processer within a first adhesive assembly, the first adhesive assembly comprising a plurality of electrodes configured to detect or derive cardiac signals;within the hardware processor, continuously storing cardiac signals from the mammal and analyzing the cardiac signals to infer a likelihood of a cardiac arrhythmia originating in the past;wirelessly transmitting an episode of likely past cardiac arrhythmia to a computing system;after a period of wear, detaching the wearable patch from the surface of the mammal;removing the hardware processor... | iRhythm Technologies, Inc. | A61B005/0408 A61B005/046 A61B005/00 A61B005/0205 A61B005/04 A61B005/0456 A61B005/0472 A61B005/0468 A61B005/0432 G06F019/00 G16H040/67 A61B007/04 G16H040/63 A61B005/024 A61B005/0404
US10299704 | B2 | 2019-05-28 | Method for monitoring of activity and fall | 2017-03-01 | A method for monitoring activity of a subject in an environment, comprising providing at least one sensing assembly in the environment of the subject; providing a server communicating with at least one of: i) the subject and ii) the at least one sensing assembly; generating property vectors from data collected by the at least one sensing assembly; characterizing activity of the subject from the property vectors; and having a result of said characterizing step accessible to the server. | 1. A method for monitoring activity and fall of a subject, comprising: measuring acceleration data using a human kinetic sensor (HKS) assembly placed at an upper trunk of the subject said HKS assembly comprising a sensing unit configured for sensing a low G acceleration at a low frequency sampling range and a high G acceleration at a high frequency sampling range,said acceleration data being correlated to the spine of the subject due to a placement of the sensing unit at the upper trunk of the subject to yield behaviour indicators and threshold levels associated with characteristics the subject and an activity nature, state and level for a given environment and time;processing the acceleration data in the low G acceleration into data reflecting a three-dimensional vectorial position of the upper body of the subject as being directly correlated with an orientation of the entire spine and body of the subject due to said placement of the HKS assembly at the upper trunk of the subject to yield a posture for a range of human activities in the given environment and time;processing the acceleration data in the low G acceleration to: recognize an activity of the subject,determine a phase, a state of the phase, levels of file activity over time, thresholds and controlled parameters range for the subject and the given environment and time,yield movement level, energy level and critical level threshold, andcontrol parameters range for the subject and the given environment and time: andprocessing the acceleration data in the high G acceleration and low G acceleration into data identifying a fall event and determining the severity of the fall event based on at least one of said thresholds or said controlled parameters. 2. The method of claim 1, further comprising remotely monitoring the HKS assembly worn by the subject under a wireless sensor area network (WISAN) to detect emergency situations that require support for the subject. 3. The method of claim 1, further comprising at least one sensing assembly in the environment of the subject for sensing at least one parameter of the environment, said parameter comprising, presence of the subject in a zone covered by a wireless sensor network area (WISAN), said at least one sensing assembly being integrated in a communication base that manages the WISAN and links to an external network and a server. 4. The method of claim 1, wherein the HKS assembly is placed at the base of the back of the neck of the subject. 5. The method of claim 1, littler comprising combining measurements and analysis of other sensors worn by the subject to the measured acceleration data to perform activity profiling, efficient positioning and allowance level for individual characteristics and locations. 6. The method of claim 1, further comprising determining spatial displacements and variations of position of the upper trunk of the subject based on the processed acceleration data measured by said sensing unit in the low G acceleration ... | GROUPE EVERCLOSE INC. | A61B005/00 A61B005/11 G08B021/02 G08B021/04
US10278642 | B2 | 2019-05-07 | Methods of assessing metabolic function | 2013-11-27 | The present invention relates to improved methods for determining metabolic function in tissues of an animal. In particular, the invention relates to methods for determining the penumbra in ischaemic tissues using MRI techniques in association with hyperoxic conditions and an oxygen carrier. The invention also relates to systems adapted to perform the methods. | 1. A method of imaging metabolic function in a target region of an animal using magnetic resonance imaging, the method comprising the steps of: i) administering oxygen to said animal such that the animal is hyperoxic;ii) obtaining a baseline measurement of a signal indicative of deoxyhaemoglobin level in a target region of the hyperoxic animal;iii) administering an oxygen carrier to the hyperoxic animal such that it will enter the blood supply of the animal;iv) obtaining at least one second measurement of a signal indicative of deoxyhaemoglobin level in the target region of the hyperoxic animal following administration of the oxygen carrier; and,v) comparing said baseline and second measurements to obtain data relating to the relative amounts of deoxyhaemoglobin present in said target region in the baseline measurement and following administration of the oxygen carrier, and correlating said data to the metabolic function of the target region. 2. The method of claim 1, wherein the target region is in the brain of said animal. 3. The method of claim 1, comprising observing in step v) a change in the signal in the target region which is indicative of an increase in deoxyhaemoglobin levels, which increase is indicative of a penumbra. 4. The method of claim 1, comprising identifying a penumbra in a region of the brain of said animal. 5. The method of claim 1, comprising observing for a return to (or near to) a baseline level obtained in step ii) after an increase in deoxyhaemoglobin level induced in step iii). 6. The method of claim 1, comprising observing a change in signal in step v) across the entire target region. 7. The method of claim 1, wherein the signal indicative of deoxyhaemoglobin level is a T2* signal. 8. The method of claim 1, wherein step iv) comprises obtaining a plurality of measurements over a period of time from about 5 seconds to about 10 minutes. 9. The method of claim 1, comprising taking the baseline measurement before administering the oxygen carrier. 10. The method of claim 1, comprising observing for a temporal-spatial wave of signal change in at least a part of the target region after administering the oxygen carrier. 11. The method of claim 10, comprising observing for a change in a signal indicative of higher levels of deoxyhaemoglobin moving outwardly from an ischaemic core of the animal. 12. The method of claim 1, comprising administering oxygen orally in step i). 13. The method of claim 12, comprising administering the oxygen at a fraction of inspired oxygen (FiO2) above atmospheric oxygen concentrations. 14. The method of claim 1, comprising identifying a penumbra associated with an ischaemic event in the central nervous system. 15. The method of claim 1, comprising identifying an extent of a penumbra following a stroke. 16. The method of claim 1, wherein the animal is a vertebrate. 17. The method of claim 1, wherein the oxygen carrier is a perfluorocarbon (PFC). 18. The method of claim 17, wherein the... | Aurum Biosciences Limited | A61B005/05 A61B005/00 A61M016/10 A61B005/145 G01R033/50 A61D007/00 A61B005/055
US10299696 | B2 | 2019-05-28 | Electrophysiological method for assessing the effectiveness of a hearing aid | 2014-10-24 | A method of evaluating the effectiveness of an auditory prosthesis comprises transmitting a stimulus via an auditory prosthesis, thereby delivering an auditory stimulus to the auditory nervous system of a person fitted with said auditory prosthesis, picking up the neurophysiological signals transmitted by said auditory nervous system in response to the auditory stimulus by means of an electro- or magneto-encephalography system, and processing the received signals. The method also includes transmitting a stimulus made up of at least one pair of linguistic units selected from a phonetic confusion matrix, picking up a neurophysiological signal in response separately for each linguistic unit, and comparing the signals in order to evaluate the effectiveness of the prosthesis. | 1. A method of evaluating the effectiveness of an auditory prosthesis (3), the method comprising: transmitting a stimulus via an auditory prosthesis (3), thereby delivering an auditory stimulus to the auditory nervous system of a person fitted with said auditory prosthesis;picking up the neurophysiological signals transmitted by said auditory nervous system in response to the auditory stimulus by means of an electro- or magneto-encephalography system; andprocessing the received neurophysiological signals;the method further comprising:transmitting a stimulus made up of at least one pair of linguistic units selected from a phonetic confusion matrix;picking up separately the electrophysiological signals in response to each linguistic unit administered via the auditory prosthesis (3); andprocessing the neurophysiological and electrophysiological signals: by comparing the electrophysiological signals corresponding to the various tested linguistic units by performing one or more of the following steps comprising: extracting peak latencies, peak amplitudes, latency differences between peaks, slopes of the curve between two peaks, or areas under portions of the curve;searching in waveforms and/or in time-frequency decompositions for a response specifically expected for one of said linguistic units;directly comparing the waveforms of each neurophysiological signal picked up in response by subtraction; andcomparing the time-frequency decompositions; andevaluating the effectiveness of the auditory prosthesis on the basis of the result of this comparison between the electrophysiological signals corresponding to the different linguistic units under test,wherein the method further comprises picking up speech ABR signals as electrophysiological signals,wherein as a function of the result of said processing of the neurophysiological and electrophysiological signals, the method comprising identifying at least one acoustic trait of said stimulus for which the processing by said auditory nervous system is insufficient to enable said neurophysiological discrimination of said transmitted linguistic units, andwherein the method further comprises changing at least one adjustment parameter of said auditory prosthesis as a function of said acoustic trait that is processed by said auditory nervous system insufficiently to enable said neurophysiological discrimination of said transmitted linguistic units. 2. A method of evaluating the effectiveness according to claim 1, wherein cortical AEP signals are picked up as electrophysiological signals. 3. A method of evaluating the effectiveness of an auditory prosthesis according to claim 1, wherein the linguistic units are selected from phonemes, tonemes, or chronemes, or assemblies thereof as syllables. 4. A method of evaluating the effectiveness of an auditory prosthesis according to claim 1, wherein the stimulus is transmitted to a prosthesis via a wireless link. | HOSPICES CIVILS DE LYON UNIVERSITE CLAUDE BERNARD LYON 1 | A61B005/0484 A61B005/04 A61B005/048 A61B005/00 A61B005/12 H04R025/00
US10299706 | B2 | 2019-05-28 | Method of noninvasive measurement of blood glucose concentrations and apparatus for the implementation thereof | 2016-06-15 | A method and apparatus for non-invasive blood glucose measurement are disclosed. The methods and apparatus utilize exposing a biological object supplied with blood and capable of transmitting infrared radiation therethrough, to an incident beam of polarized infrared radiation with a given angular position of a polarization plane, determining an angular position of a polarization plane of the radiation transmitted through the biological object with a polarizer-analyzer, and measuring an angle shift between said angular positions of the polarization planes of the incident and transmitted radiation, and calculating a glucose concentration C. The methods and apparatus further utilize measuring the length and oscillations of a whisker connected to the polarizer-analyzer and to a rigid support so as to calculate the instantaneous positions of the polarizer-analyzer. | 1. A method for non-invasive measurement of glucose concentration in human blood, comprising: exposing a biological object supplied with blood and capable of transmitting infrared radiation therethrough, to an incident beam of polarized infrared radiation with a given angular position of a polarization plane;dividing the radiation transmitted through the biological object into a first part and a second part, the second part being directed to a polarizer-analyzer;determining an angular position of a polarization plane of the radiation transmitted through the biological object with the polarizer-analyzer;measuring an angle shift between said angular positions of the polarization planes of the incident and transmitted radiation; andcalculating a glucose concentration C by the following formula: C=ƒ(α),whereα is the angle shift, andƒ is a function determinable for each individual by a calibration at several specific values of glucose concentration in blood measured by an absolute invasive method;wherein for determining said angular position of the polarization plane of the radiation transmitted through the biological object, the method further includes:executing angular oscillations of the polarizer-analyzer around an axis parallel to that of the incident beam;performing multiple measurements of the functions of a physical quantity dependent on instantaneous values of the infrared radiation intensity transmitted through the polarizer-analyzer versus instantaneous values of the angular positions of the polarizer-analyzer in the course of execution of said angular oscillations, said physical quantity being a difference between the intensity of said first part of the radiation and said intensity of the radiation transmitted through the polarizer-analyzer;determination of extrema of said functions; andcalculation of said angle shift as a parameter of said extrema distribution. 2. The method of claim 1, wherein the number of said multiple measurements of said functions exceeds 100. 3. The method of claim 1, wherein the intensities of the first and second parts of the radiation are equal to each other. 4. The method of claim 1, wherein for determination of said instantaneous values of the angular position of the polarizer-analyzer the method further includes: providing a whisker;connecting a first end of the whisker to a stationary support;connecting a second end of the whisker to a point of the polarizer-analyzer, said point being movable in the course of executing said angular oscillations and so as to cause corresponding changes in the length of the whisker;measuring the instantaneous values of the whisker length in the course of execution of said angular oscillations; andcalculating the instantaneous values of the angular position of the polarizer-analyzer corresponding to the instantaneous values of the whisker length. 5. The method of claim 4, wherein the method further includes measuring the instantaneous values of the whisker self-oscillation f... | - | A61B005/00 A61B005/145 A61B005/1455 A61B005/1495
US10300334 | B1 | 2019-05-28 | Athletic training optimization | 2013-02-04 | Methods and apparatuses for athletic training optimization are disclosed. In one example, a fitness level change is identified. In one example, a current training intensity is updated to reflect an updated user fitness level. | 1. A fitness level monitoring method comprising: receiving at an electronic device using electronic communications a first data associated with a first athletic activity, the first data comprising a first heart rate data output from a heart rate monitoring electronic device and a first intensity data;receiving at the electronic device utilizing electronic communications a second data associated with a second athletic activity, the second data comprising a second heart rate data output from a heart rate monitoring electronic device and a second intensity data; andidentifying a user fitness level change at the electronic device comprising utilizing a first parameter in the first data and the second data if a second parameter in the first data and the second data satisfies a predetermined condition, wherein the first parameter comprises a user heart rate and the second parameter comprises a user intensity, or the first parameter comprises a user intensity and the second parameter comprises a user heart rate. 2. The fitness level monitoring method of claim 1, further comprising: receiving a training data associated with a plurality of training athletic activities performed after the first athletic activity and prior to the second athletic activity; andidentifying a need for a fitness test athletic activity from the training data associated with the plurality of training athletic activities performed after the first athletic activity and prior to the second athletic activity, the fitness test athletic activity comprising the second athletic activity. 3. The fitness level monitoring method of claim 1, wherein the user fitness level change is a decreased fitness level. 4. The fitness level monitoring method of claim 1, further comprising prompting a user via a device user interface to perform the second athletic activity at a target intensity, the target intensity the same as a first athletic activity intensity. 5. The fitness level monitoring method of claim 1, further comprising: prompting a user at a device user interface to determine an updated training intensity at which to perform a subsequent athletic activity responsive to identifying the user fitness level change; anddetermining the updated training intensity. 6. The fitness level monitoring method of claim 5, wherein determining the updated training intensity comprises: receiving an update data associated with an update athletic activity, wherein during the update athletic activity the user is prompted to maintain a target heart rate, the target heart rate determined from the first heart rate data from the first data. 7. The fitness level monitoring method of claim 1, wherein the first athletic activity comprises a first running activity, first swimming activity, or first cycling activity. 8. The fitness level monitoring method of claim 1, wherein the second parameter comprises a user intensity. 9. The fitness level monitoring method of claim 1, wherein the first parameter comprises a ... | - | A63B024/00 G16H020/30 A61B005/11 G09B019/00
US10278672 | B2 | 2019-05-07 | Method of characterizing the pathological response of tissue to a treatment plan | 2015-08-25 | A method of characterizing the pathological response of tissue to a treatment plan, including: obtaining a set of sequential morphology renderings of the tissue, wherein each rendering corresponds to a particular point in time during the treatment plan; generating a set of representative values of a biomechanical property of the tissue for the set of renderings, wherein each representative value is based on a corresponding rendering; determining a trend of the biomechanical property based on the set of representative values; and predicting response of the tissue to the treatment plan based on the trend of the biomechanical property. | 1. A method of characterizing pathological response of a tumor in a volume of tissue to a treatment plan, comprising: at a computing system in communication with an ultrasound system, generating a set of morphology renderings of the volume of tissue, from acoustic data received from the ultrasound system, wherein the set of morphology renderings is associated with a set of time points spanning at least a portion of the treatment plan;at the computing system, generating a set of volume average values of one or more biomechanical properties representative of a combination of acoustic speed with at least one of acoustic attenuation and acoustic reflection from the set of morphology renderings;at the computing system, calculating a rate of change in the one or more biomechanical properties for the tumor from the set of volume average values; andat the computing system, generating a predicted response of the tumor to the treatment plan based on the rate of change in the one or more biomechanical properties within the tumor. 2. The method of claim 1, wherein generating the set of morphology renderings includes suspending the volume of tissue within a bath having a ring transducer immersed in the bath, and passing the ring transducer along an anterior-posterior direction across the volume of tissue. 3. The method of claim 2, wherein generating the set of morphology renderings comprises 1) generating a plurality of two-dimensional cross-sectional images of the tumor and combining the cross-sectional images into a three-dimensional image of the tumor and 2) generating a merged image representing a combination of at least two of acoustic reflection, acoustic attenuation, and acoustic speed within the tumor. 4. The method of claim 1, wherein generating the set of volume average values includes generating at least one value based upon a combination of acoustic speed, acoustic attenuation, and acoustic reflection data for the tumor. 5. The method of claim 1, wherein calculating the rate of change in the biomechanical property within the tumor includes calculating a slope of a best-fit curve fitted to two or more values in the set of volume average values. 6. The method of claim 1, further comprising: at an output module of a user interface device in communication with the computing system, informing an entity of the predicted response, thereby enabling assessment of the treatment plan. 7. The method of claim 1, further comprising: by way of a display in communication with the computing system, automatically recommending an adjustment to the treatment plan, to an entity associated with a patient having the tumor, based upon a comparison between the rate of change in the biomechanical property and a success threshold slope. 8. The method of claim 7, wherein in automatically recommending the adjustment to the treatment plan, the success threshold slope is based upon a prior patient dataset characterizing response of prior patients to the treatment plan, w... | Delphinus Medical Technologies, Inc. | A61B008/08 G06T007/00 A61B008/00 A61B005/00
US10295468 | B2 | 2019-05-21 | Fluorescent image system | 2016-01-29 | The present invention relates to a fluorescent image system capable of generating white light by mixing three monochromatic lights, i.e. red, green and blue monochromatic lights, having a narrow band wavelength, instead of white light of constant wavelength; providing a fluorescent image-use light source that generates a mixed light by adding a fluorescent excitation light source suitable for fluorescent substances; and photographing a general image and fluorescent image simultaneously with the light sources. The fluorescent image system includes a monochromatic light source to generate white light by mixing red, green and blue monochromatic lights, and a fluorescent excitation light source for fluorescent images; and includes a mixed light source to provide a mixed light which mixes monochromatic light and fluorescent light, and an image photographing device which separates the wavelengths of visible light and fluorescent light in the mixed light, and photographs a general image, fluorescent image and mixed image. | 1. A fluorescent imaging system, comprising: a mixed light source includinga monochromatic light source generating a white light from mixing red, green, and blue monochromatic light, and a fluorescent excitation light source for fluorescent imaging, wherein the mixed light source provides a monochromatic light and a fluorescent light; andan imaging device separating visible light and fluorescent light from the mixed light and taking a normal light image, a fluorescent image, and mixture of the normal light image and the fluorescent image. 2. The fluorescent imaging system of claim 1, wherein the wavelength of the fluorescence is in a range of the visible light, andthe imaging device comprises: monochromatic mirrors, comprising a red-light mirror, a green-light mirror, and a blue-light mirror that separates red, green, and blue monochromatic light, respectively from the mixed light source;a fluorescent mirror that separates the fluorescent light and transmit it to a fluorescent imaging device;a normal light imaging device that takes a normal light image by mixing the separated monochromatic lights from the monochromatic mirrors; andthe fluorescent imaging device that takes a fluorescent image from the fluorescent light separated from the fluorescent mirror. 3. The fluorescent imaging system of claim 1, wherein in case of the wavelength of the fluorescence is longer than the visible light, the imaging device comprises:a monochromatic mirror, comprising a red-light mirror that separates all the other light of which wavelength are shorter than the red light from the mixed light source;a normal light imaging device that takes a normal light image from the visible light separated from the red-light mirror; anda fluorescent imaging device that takes a fluorescent image from the fluorescent light separated from the red-light mirror. 4. The fluorescent imaging system of claim 1, wherein in case of the wavelength of the fluorescence is shorter than the blue light, the imaging device comprises:a fluorescent mirror, separating the fluorescent light of which wavelength is shorter than the blue light and the white light from the mixed light source, and transmitting the separated fluorescent light to a fluorescent imaging device;a normal light imaging device that takes a normal light image from the visible light separated from the fluorescent mirror; andthe fluorescent imaging device that takes a fluorescent image from the fluorescent light separated from the fluorescent mirror. 5. The fluorescent imaging system of claim 1, wherein the mixed light source is generated by mixing the red, green, and blue light having wavelengths of about 590˜750, 480˜570, and 370˜460 nm, respectively. 6. The fluorescent imaging system of claim 1, wherein the fluorescence excitation light source applies to at least one fluorescent material among indocyanine green, fluorescein, and 5-ALA. 7. The fluorescent imaging system of claim 1, further comprising intensity control device... | NATIONAL CANCER CENTER | G01N021/64 G01N021/17 A61B001/06 G06T007/90 A61B001/04 A61B005/00 G01J003/10 G01J003/44
US10279184 | B2 | 2019-05-07 | Devices and methods for treating cardiovascular and metabolic disease | 2014-12-08 | Devices and methods described herein may, among other uses, favorably cause the activation and/or deactivation of vascular baroreceptors in order to achieve a desired impact on a physiological condition, such as baroreflex-regulated conditions, hypertension, hypotension, nervous system disorders, metabolic disorders, cardiovascular disease, heart failure, cardiac arrhythmia, renal disease, respiratory disease, diabetes, and insulin resistance. The devices and methods may be used in concert with each other and/or other treatments, medications, interventions, or behavioral regimens. They may also be used in concert with devices and methods that perform or assist with assessing or measuring a mammal's blood pressure assessing, measuring, or predicting the impact of the described methods and devices on the patient's condition (including blood pressure), and/or protecting the surrounding anatomy from adverse effects. | 1. A method of treating a wall of an artery in a patient, to facilitate activation of a baroreceptor in or adjacent the wall of the artery, the method comprising: advancing a treatment portion of a flexible, elongate treatment delivery device into the artery to position the treatment portion at or near the baroreceptor;expanding the treatment portion to contact the wall of the artery;delivering a treatment from the treatment portion to the wall of the artery, to increase a stiffness of a first portion of the wall of the artery; andremoving the treatment delivery device from the artery, without leaving any implant in the artery,wherein the stiffness of the first portion of the wall of the artery remains increased after the treatment, andwherein the stiffness of the first portion of the wall of the artery is increased by the treatment such that a post-treatment strain in a second portion of the wall of the artery at or near the baroreceptor is increased relative to a pre-treatment strain. 2. A method as in claim 1, wherein delivering the treatment comprises delivering a treatment selected from the group consisting of radiofrequency energy, microwave energy, ultrasound energy, X-ray energy, cryotherapy, light energy, laser energy, a chemical treatment and a mechanical alteration. 3. A method as in claim 1, further comprising, before advancing the treatment portion into the artery, assessing a likelihood of success of the method. 4. A method as in claim 3, wherein assessing the likelihood comprises: reversibly altering the stiffness of the first portion of the wall of the artery; andmeasuring a physiological parameter of the patient to determine whether the altering of the stiffness has caused a desired effect. 5. A method as in claim 1, further comprising protecting a non-treatment portion of the artery with a protective portion of the treatment delivery device at least one of before or during delivering the treatment. 6. A method as in claim 1, further comprising allowing blood to flow past a portion of the treatment device within the artery, while the method is being performed. 7. A method as in claim 1, wherein the artery is an internal carotid artery, wherein the baroreceptor is a carotid baroreceptor, and wherein delivering the treatment helps to reduce systemic blood pressure in the patient. 8. A method as in claim 1, further comprising: measuring an amount of the treatment delivered to the artery; andproviding feedback to a user regarding the measured amount of the treatment. 9. A method as in claim 1, wherein delivering the treatment comprises delivering the treatment asymmetrically to a circumference of the wall of the artery, such that a portion of the wall closer to the baroreceptor receives more treatment than a portion of the wall farther from the baroreceptor. 10. A method as in claim 1, wherein delivering the treatment causes a greater increase in the post-treatment strain in the second portion of the wall of the artery durin... | - | A61B018/14 A61N001/365 A61B005/0215 A61F002/92 A61F002/82 A61B017/3207 A61F002/88 A61F002/91 A61M025/10 A61B017/12 A61B018/18 A61F002/915 A61F002/06 A61B017/221 A61B017/22 A61B018/00 A61B018/02 A61N007/00 A61M025/06
US10278625 | B2 | 2019-05-07 | Blood measuring apparatus using spectroscope | 2016-10-07 | Provided is a blood measuring apparatus including: a spectroscope; an optical system configured to irradiate a living body with excitation light from a light source, and to guide, to the spectroscope, Raman scattered light from the living body; a control unit configured to adjust an irradiation position at which the living body is irradiated with the excitation light by the optical system; and a detector configured to detect a spectrum of the Raman scattered light using light of each wavelength dispersed by the spectroscope. A plurality of the spectra detected by the detector are integrated, and numerical value information regarding a substance included in blood of the living body is measured based on an integration result, and the control unit adjusts the irradiation position such that the plurality of spectra are detected at changed positions. | 1. A blood measuring apparatus comprising: a spectroscope;an optical system configured to irradiate a blood vessel in a living body with excitation light from a light source, and to guide, to the spectroscope, Raman scattered light from the living body;a control unit configured to adjust an irradiation position at which the living body is irradiated with the excitation light by the optical system;a detector configured to detect a spectrum of the Raman scattered light using light of each wavelength dispersed by the spectroscope; anda determination unit configured to perform determination processing for determining, based on the spectrum detected by the detector, whether or not an irradiation position of the excitation light with which the living body is irradiated is a blood vessel position of the living body,wherein a plurality of spectra of scattered light from the blood vessel detected by the detector are integrated, and numerical value information regarding a substance included in blood of the living body is measured based on an integration result; andthe control unit adjusts the irradiation position such that the plurality of spectra are detected at changed positions based on a determination result by the determination unit and measures the numerical value information regarding the substance included in the blood of the living body based on the integration result of the plurality of spectra detected at the changed positions. 2. The blood measuring apparatus according to claim 1, wherein the determination unit performs the determination processing a plurality of times, andthe control unit changes the irradiation position after the determination processing is performed. 3. The blood measuring apparatus according to claim 2, further comprising: a calculation unit configured to integrate the plurality of spectra detected by the detector,wherein the calculation unit excludes, as an integration target, the spectrum corresponding to the irradiation position determined in the determination processing not to be the blood vessel position. 4. The blood measuring apparatus according to claim 1, wherein a time during which the same irradiation position is continuously irradiated with the excitation light is limited, anda setting of the time can be changed. 5. A blood measuring apparatus comprising: a spectroscope;an optical system configured to irradiate a blood vessel in a living body with excitation light from a light source, and to guide, to the spectroscope, Raman scattered light from the living body;a control unit configured to adjust an irradiation range or an irradiation intensity of the excitation light with which the living body is irradiated by the optical system; anda detector configured to detect a spectrum of the Raman scattered light dispersed by the spectroscope; anda determination unit configured to perform determination processing for determining, based on the spectrum detected by the detector, whether or not an irradiation position o... | ARKRAY, Inc. | A61B005/00 A61B005/145 A61B005/1455
US10278588 | B2 | 2019-05-07 | Electrophysiology mapping and visualization system | 2014-12-10 | A system comprises a catheter and an electromagnetic sensor assembly supported at a distal end of the catheter. The electromagnetic sensor assembly includes a magnetic strut spirally extended away from the distal end of the catheter around an open area distal of the catheter. The system also comprises an imaging element supported at a distal end of the catheter inside the open area. The imaging element acquires an image of the tissue surface region. The system also comprises a processor that receives a position of the electromagnetic sensor assembly and the tissue surface image. The processor maps the position of the electromagnetic sensor assembly and tissue surface image together. The system also comprises a barrier reconfigurable from a low-profile shape to an expanded deployment shape projecting from a distal end of the catheter. The electromagnetic sensor assembly is spirally configured over the barrier. | 1. A system comprising: a catheter;an electromagnetic sensor assembly supported at a distal end of the catheter, the electromagnetic sensor assembly including a magnetic strut spirally extended away from the distal end of the catheter around an open area distal of the distal end of the catheter;an imaging element supported at a distal end of the catheter inside the open area such that a tissue surface region is able to be visualized through the open area of the electromagnetic sensor assembly via the imaging element, wherein the imaging element is operable to acquire a tissue surface image of the tissue surface region; anda processor in electrical communication with the imaging element and the electromagnetic sensor assembly so as to receive a position of the electromagnetic sensor assembly and the tissue surface image, the processor configured to map the position of the electromagnetic sensor assembly and tissue surface image together; anda barrier being reconfigurable from a low-profile shape to an expanded deployment shape projecting distally from a distal end of the catheter, the electromagnetic sensor assembly being spirally configured over the barrier. 2. The system of claim 1 wherein the magnetic stmt operates as a receiver antenna for detecting a magnetic field. 3. The system of claim 1 wherein the magnetic strut operates as a transmitter antenna configured for generating electromagnetic waves. 4. The system of claim 1 further comprising at least one sensor positioned distally of the imaging element and configured to detect an electrical activity of the tissue surface region. 5. The system of claim 4 wherein the processor is in electrical communication with the at least one sensor and is configured to map the detected electrical activity to the position of the electromagnetic sensor assembly. 6. The system of claim 1 wherein the processor is in electrical communication with the electromagnetic sensor assembly to receive an orientation of the electromagnetic sensor assembly, the processor configured to map the orientation of the electromagnetic sensor assembly and the tissue surface image together. 7. A method performed by a computing system, the method comprising: positioning a catheter within an anatomic passageway;acquiring an electrical signal indicating a position of an electromagnetic sensor assembly, the electromagnetic sensor assembly supported at a distal end of the catheter and including a magnetic strut spirally extended away from the distal end of the catheter around an open area distal of the distal end of the catheter;acquiring a tissue surface image of a tissue surface region from an imaging element, the imaging element supported at a distal end of the catheter inside the open area such that a tissue surface region is able to be visualized through the open area of the electromagnetic sensor assembly via the imaging element; andmapping the position of the electromagnetic sensor assembly and tissue surface image together... | INTUITIVE SURGICAL OPERATIONS, INC. | A61B005/00 A61B001/00 A61B001/005 A61B001/015 A61B001/018 A61B001/04 A61B005/02 A61B005/042 A61B017/12 A61B017/34 A61M005/00 A61B090/00 A61B034/20 A61B008/12 A61B008/00 A61B017/04 A61B017/221 A61B018/02 A61B017/00 A61B017/22 A61B018/00 A61B034/30 A61B090/30 A61B034/10
US10285750 | B2 | 2019-05-14 | Systems and methods for operating an electrosurgical generator | 2014-04-17 | The systems and methods according to embodiments of the present disclosure provide optimal tissue effect during an electrosurgical procedure. A system and method for controlling an electrosurgical generator is provided including sensing an impedance of target tissue; generating electrosurgical energy in a first phase at a first power level until the sensed impedance of the target tissue is greater than a first threshold impedance; generating a plurality of pulses of electrosurgical energy in a second phase at a second power level, each pulse being generated until the sensed impedance of the target tissue is greater than a second threshold impedance set for that pulse; and generating at least one high-voltage pulse in a third phase at a third power level for a predetermined duration to divide the target tissue. | 1. A method for controlling an electrosurgical generator, the method comprising: generating electrosurgical energy during an impedance sense phase at an impedance sense power level for a first duration to sense an initial impedance of target tissue and, based on sensing the initial impedance, determining a tissue type of the target tissue;continuously generating electrosurgical energy during a first phase at a first power level until a sensed impedance of the target tissue is greater than a first threshold impedance, the first threshold impedance being equal to a sum of the initial impedance of the target tissue and a predetermined impedance rise amount above the initial impedance of the target tissue, and in a case where electrosurgical energy is generated for an amount of time greater than a first phase limit, stopping generation of electrosurgical energy;generating a first pulse of electrosurgical energy during a second phase at a second power level until the sensed impedance of the target tissue is greater than a second threshold impedance, the generating of the first pulse further including generating electrosurgical energy at the impedance sense power level for the first duration before and after the first pulse of electrosurgical energy to stabilize the sensed impedance of the target tissue;generating a second pulse of electrosurgical energy during the second phase at the second power level until the sensed impedance of the target tissue is greater than a third threshold impedance;generating electrosurgical energy at the impedance sense power level during a third phase to sense the impedance of the target tissue before generating at least one high voltage pulse;generating at least one high-voltage pulse during the third phase at a third power level for a second duration to divide the target tissue; andstopping the generation of the at least one high-voltage pulse during the third phase if a phase difference between voltage and current of the at least one high-voltage pulse is greater than a predetermined phase difference value, wherein:the first power level is greater than the second power level, and the third power level is greater than the first power level,in a case where the tissue type is determined to be low impedance tissue, the generating at least one high-voltage pulse includes generating a first predetermined amount of high-voltage pulses; andin a case where the tissue type is determined to be high impedance tissue, the generating at least one high-voltage pulse includes generating a second predetermined amount of high-voltage pulses greater than the first predetermined amount of high-voltage pulses. 2. The method according to claim 1, wherein the second threshold impedance is equal to the sum of the initial impedance of the target tissue and an adjustable impedance rise amount above the initial impedance of the target tissue, wherein the third threshold impedance is greater than the second threshold impedance. 3. The method ac... | COVIDIEN LP | A61B018/12 A61B005/053 A61B017/00 A61B018/00
US10293174 | B2 | 2019-05-21 | Wireless recharging system and method for flexible implantable subcutaneous medical device | 2017-06-07 | Flexible subcutaneous implantable medical device (IMD), including an elongated and flexible body, a plurality of electronic components, at least one rechargeable battery, at least one antenna, at least one lead and at least one transition unit, the antenna for receiving and transmitting electromagnetic radiation and the lead for providing an electric shock, wherein the elongated and flexible body is structured from a plurality of units, wherein a first one of the plurality of units encapsulates the rechargeable battery, wherein each one of the other plurality of units respectively encapsulates a respective one of the plurality of electronic components, wherein the antenna is positioned in the transition unit, wherein the transition unit is covered with a biocompatible polymer, wherein the antenna receives electromagnetic radiation for recharging the rechargeable battery and wherein the antenna includes a copper coil having a generally cylindrical shape. | 1. Subcutaneous implantable medical device (IMD) recharging system, comprising: a flexible rechargeable subcutaneous IMD, adapted to be implanted in a patient, said flexible rechargeable subcutaneous IMD comprising: at least one receiver antenna;at least one rechargeable battery;an interface, coupled between said at least one receiver antenna and said at least one rechargeable battery;an elongated and flexible body; andat least one lead terminating at least one end of said flexible rechargeable subcutaneous IMD; anda charger transmitter (442), for providing electromagnetic (EM) radiation to said at least one receiver antenna wirelessly for recharging said at least one rechargeable battery, said charger transmitter comprising at least one transmitter antenna (446A),wherein said at least one transmitter antenna is encased in a structure for temporarily coupling said at least one transmitter antenna to the skin of said patient;wherein said interface is for interfacing said provided EM radiation between said at least one receiver antenna and said at least one rechargeable battery; andwherein said elongated and flexible body is structured from a plurality of units, each one of said plurality of units comprising an electronic component of said flexible rechargeable subcutaneous IMD. 2. The subcutaneous IMD recharging system according to claim 1, wherein said interfacing comprises providing said EM radiation to said at least one rechargeable battery at a constant current and voltage. 3. The subcutaneous IMD recharging system according to claim 1, wherein said interfacing comprises providing said EM radiation to said at least one rechargeable battery as a pulse width modulated signal. 4. The subcutaneous IMD recharging system according to claim 1, wherein said interfacing comprises providing said EM radiation to said at least one rechargeable battery continuously during a charging session for recharging said at least one rechargeable battery. 5. The subcutaneous IMD recharging system according to claim 1, wherein said structure is selected from the list consisting of: a suction bulb (448A);a sticker; anda patch. 6. The subcutaneous IMD recharging system according to claim 1, said charger transmitter comprising: a display; anda plurality of indicators, for providing at least one of information and messages regarding said recharging of said at least one rechargeable battery. 7. The subcutaneous IMD recharging system according to claim 1, said charger transmitter comprising at least one rechargeable battery. 8. The subcutaneous IMD recharging system according to claim 1, wherein each one of said at least one transmitter antenna comprises a respective driver, for transmitting said EM radiation at an independent frequency. 9. The subcutaneous IMD recharging system according to claim 1, wherein a number of said at least one receiver antenna is equal to a number of said at least one transmitter antenna. 10. The subcutaneous IMD recharging system accord... | NewPace Ltd. | A61N001/375 A61N001/378 H02J007/02 H02J007/04 A61N001/372 A61N001/39 A61N001/05 A61N001/36 A61B005/0205
US10290103 | B2 | 2019-05-14 | Method, device and non-transitory digital storage medium for non-aqueous tissue volume estimation | 2016-05-26 | A method, device and non-transitory digital storage medium for estimating non-aqueous tissue volume of at least a portion of a subject. The method includes, in a processing unit, obtaining quantitative magnetic resonance properties of the portion of the subject, providing the quantitative magnetic resonance properties as input to a tissue model, and determining the non-aqueous tissue volume of the portion based on the tissue model and the quantitative magnetic resonance properties. | 1. A method for estimating non-aqueous tissue volume of at least a portion of a subject, the method comprising: obtaining, with a processor, quantitative magnetic resonance properties of the portion of the subject, the magnetic resonance properties of the portion of the subject including at least a longitudinal relaxation rate (R1) and a transverse relaxation rate (R2), and a proton density (PD) for the portion,providing, with the processor, the quantitative magnetic resonance properties as input to a tissue model, anddetermining, with the processor and based on the tissue model and the quantitative magnetic resonance properties, the non-aqueous tissue volume of the portion,wherein the tissue model comprises at least three volume compartments including a free water partial compartment, a cellular tissue partial volume compartment, and a myelin tissue partial volume compartment. 2. The method according to claim 1, wherein determining the non-aqueous tissue volume comprises: determining at least one partial volume compartment within the portion, anddetermining a non-aqueous tissue partial volume present within each partial volume compartment, anddetermining the non-aqueous tissue volume by adding up all said non-aqueous tissue partial volumes, ordetermining an aqueous partial volume present within each partial volume compartment, anddetermining a total aqueous volume by adding up all said aqueous partial volumes, anddetermining the non-aqueous tissue volume by subtracting the total aqueous volume from a total volume of the portion. 3. The method according to claim 2, wherein the partial volume compartment comprises free water, excess parenchymal water, cellular tissue or myelin tissue. 4. The method according to claim 1, further comprising providing a reference value and comparing the non-aqueous tissue volume to the reference value. 5. The method according to claim 2, wherein determining the partial volume compartment, comprises determining: a fraction of the partial volume compartment present in the portion. 6. The method according to claim 1, wherein the quantitative magnetic resonance properties are determined simultaneously in a single magnetic resonance acquisition. 7. The method according to claim 1, further comprising, in the processor, multiplying the determined non-aqueous tissue volume with a reference factor to obtain a hydration-corrected tissue volume. 8. The method according to claim 7, wherein the reference factor is determined based on a number of obtained reference values from a group of reference subjects. 9. The method according to claim 1, further comprising: determining a tissue fraction by dividing the non-aqueous tissue volume by the total volume of the portion. 10. A device for estimating non-aqueous tissue volume of at least a portion of a subject, the device comprising: a magnetic resonance imaging device for obtaining quantitative magnetic resonance properties of at least a portion of a subject, anda processor c... | Synthetic MR AB | G06K009/00 G06T007/00 A61B005/055 A61B005/00 G01R033/48 G01R033/50 G01R033/56
US10289201 | B2 | 2019-05-14 | Method and apparatus for generating mood-based haptic feedback | 2017-11-27 | A method and apparatus for generating mood-based haptic feedback are disclosed. A haptic system includes a sensing device, a digital processing unit, and a haptic generator. The sensing device, in one embodiment, is configured to detect user's modalities in accordance with mood information collected by one or more sensors and capable of issuing a sensing signal in response to the user's modalities. The digital processing unit is capable of identifying a user's condition in accordance with the sensing signal and providing a haptic signal in response to the user's condition. The user's condition, in one aspect, indicates user's mood and/or user's psychological conditions. The haptic generator generates haptic feedback in accordance with the haptic signal. | 1. A haptic system, comprising: a sensing device, including at least one sensor, to sense mood information for a user of the haptic system;a haptic generator to generate haptic feedback in accordance with a haptic signal, the haptic feedback being vibrotactile feedback that indicates at least one of a level of fatigue, a level of alertness, a level of distraction, or a level of sobriety;a memory; anda processor, coupled to the sensing device, the haptic generator and the memory, configured to: receive the mood information from the sensing device,identify a mood of the user from the mood information,generate the haptic signal based on the mood, andsend the haptic signal to the haptic generator. 2. The haptic system according to claim 1, wherein the haptic generator is coupled to an automobile steering wheel. 3. The haptic system according to claim 1, wherein the haptic generator is coupled to an automobile seat. 4. The haptic system according to claim 1, further comprising a wireless communication device coupled to the processor, wherein the processor is further configured to determine a physical condition of the user based on the mood information, and transmit the physical condition to an interested party. 5. The haptic system according to claim 1, wherein the haptic generator is coupled to a game controller. 6. The haptic system according to claim 5, wherein the processor is further configured to: execute a game; andchange a difficulty level of the game based on the mood. 7. The haptic system according to claim 1, wherein the mood information includes at least one of facial expressions, voice pitches or biometrics. 8. The haptic system according to claim 7, wherein the mood information is biometric information including at least one of a body temperature, a body humidity, a body perspiration, a heart pulse, a heart rate, a breathing rhythm, a body posture, a hand gesture or a hand movement. 9. A method of generating haptic effects for a haptic system, the method comprising: receiving mood information for a user of the haptic system from a sensing device including at least one sensor;identifying a mood of the user from the mood information;generating a haptic signal based on the mood; andsending the haptic signal to a haptic generator to generate haptic feedback in accordance with the haptic signal, the haptic feedback being vibrotactile feedback that indicates at least one of a level of fatigue, a level of alertness, a level of distraction, or a level of sobriety. 10. The method according to claim 9, wherein the haptic generator is coupled to an automobile steering wheel or an automobile seat. 11. The method according to claim 9, further comprising determining a physical condition of the user based on the mood information, and transmitting the physical condition to an interested party over a wireless network. 12. The method according to claim 9, further comprising: executing a game; andchanging a difficulty level of the game based on ... | Immersion Corporation | G06F003/01 A61B005/00 A61B005/16 A61B005/024 G06F017/30
US10293158 | B2 | 2019-05-21 | Controlling ear stimulation in response to a status of a subject | 2018-06-04 | Systems and related methods for controlling an ear stimulation device with a personal computing device, in response to determination of electrical contact of an electrode in a stimulator earpiece with an ear of a user of the personal computing device, are described. If the electrode is not in good electrical contact with the ear of the user, delivery of the stimulus is prevented and the user is notified of the status of the electrode. In various aspects, the user is instructed to reposition the earpiece or replace, clean, moisten, or apply gel to at least a portion of the electrode. | 1. A method of controlling an ear stimulation device with a personal computing device, comprising: receiving at least one first signal at a personal computing device used by a subject, wherein the at least one first signal is indicative of at least one of delivery of a pharmaceutical to the subject, delivery of a nutraceutical to the subject, an event in a game played by the subject, a user input to a game by the subject, a user input provided to a virtual reality system by the subject, an event experienced by the subject in a virtual reality system, a user input to the computing device by the subject indicative of a mental or emotional state of the subject, a user input to a computing device by the subject in response to a query or prompt, genome information of the subject, or microbiome information of the subject;determining a neural stimulus control signal based at least in part on the at least one first signal with stimulation control circuitry in the personal computing device, the neural stimulus control signal configured to control delivery by an external neural stimulator of a neural stimulus configured to stimulate at least one nerve innervating a pinna of the subject;outputting the neural stimulus control signal from the personal computing device to an ear stimulation device including the external neural stimulator carried on the pinna of the subject;determining a secondary stimulus control signal adapted to control delivery of a secondary stimulus to the subject; anddelivering the secondary stimulus control signal to a secondary stimulator to control delivery of the secondary stimulus to the subject, wherein the secondary stimulus includes at least one of music, an auditory stimulus, a video, a virtual reality experience, a game experience, a virtual therapy experience, or an interactive activity delivered via the personal computing device. 2. The method of claim 1, wherein the at least one first signal is indicative of at least one of delivery of a pharmaceutical to the subject or delivery of a nutraceutical to the subject. 3. The method of claim 1, wherein the at least one first signal is indicative of at least one of a user input to a game by the subject, a user input provided to a virtual reality system by the subject, a user input to the computing device by the subject indicative of a mental or emotional state of the subject, or a user input to a computing device by the subject in response to a query or prompt. 4. The method of claim 3, further comprising receiving at least one second signal at the personal computing device, wherein the at least one second signal is indicative of at least one of delivery of a pharmaceutical to the subject or delivery of a nutraceutical to the subject. 5. The method of claim 1, wherein receiving the at least one first signal at the personal computing device includes receiving a user input from the subject via an ecological momentary assessment module. 6. The method of claim 1, wherein determini... | eQuility LLC | A61N001/36 A61B005/053 A61N007/00 A61N002/00 H04R025/00 A61N001/04 A61H023/02 A61N001/372 G06F019/00 G16H020/40 A61B005/04 A61B005/0402 G16H040/63 G16H020/30 A63F013/424 A61N002/02 A61B005/00 H04R001/10 A61B017/00
US10297353 | B1 | 2019-05-21 | Estimation of glucose rate of appearance, endogenous glucose production and insulin dependent glucose utilization from continuous glucose sensors and subcutaneous insulin deliver | 2018-05-08 | Method and system for determining glucose flux profiles in plasma during meals using continuous glucose sensors and insulin delivery. A database of plausible glucose flux profiles is encoded in dictionaries using sparse dictionary learning. A constrained Lasso minimization problem is formed that integrates a transport model for a patient with the dictionaries for estimating the glucose fluxes. Meal carbohydrates consumed by a patient is incorporated in the minimization problem through convex constraints. The estimated glucose fluxes resulting from solving the constrained Lasso minimization problem are glucose rate of appearance from the intestine, endogenous glucose production from the liver and insulin dependent glucose utilization. A method for determining patient carbohydrate to insulin ratio at the time of the meal by calculating the area under the curve of the estimated insulin dependent glucose utilization. | 1. A measurement system for measuring glucose rate of appearance, endogenous glucose production and insulin dependent glucose utilization comprising: a receiver configured to receive subcutaneous glucose concentration data from a continuous glucose sensor that is coupled to a patient, the receiver further configured to receive insulin infusion data from an insulin infusion device or from the user through an input device, the receiver further configured to receive meal information data from the user through an input device, the receiver further configured to receive information regarding the initial condition for the glucose/insulin model of the patient used; processing logic configured to determine a blood glucose and insulin concentration in the subject in response to a glucose disturbance and/or insulin infusion or a combination of both; and processing logic configured to determine an estimated glucose rate of appearance from the intestine, an estimated endogenous glucose production from the liver and an estimated insulin dependent glucose utilization in response to received subcutaneous glucose concentration data and subcutaneous insulin delivery data, initial condition data in response to the glucose disturbance and/or insulin infusion or a combination of both and the rate of glucose appearance from the intestine, rate of endogenous glucose production and rate of insulin dependent glucose utilization of the subject. 2. The measurement system for measuring glucose rate of appearance, endogenous glucose production and insulin dependent glucose utilization measurement system of claim 1 wherein the subcutaneous glucose concentration data is noisy subcutaneous glucose concentration data and insulin infusion data is noisy subcutaneous insulin infusion data. 3. The glucose rate of appearance, endogenous glucose production and insulin dependent glucose utilization measurement system of claim 2 wherein the processing logic configured to determine an estimated glucose rate of appearance from the intestine, endogenous glucose production and insulin dependent glucose utilization is further configured to determine a filtered subcutaneous glucose concentration. 4. The glucose rate of appearance, endogenous glucose production and insulin dependent glucose utilization measurement system of claim 1 wherein the glucose disturbance is a meal, an infusion of insulin, or a combination thereof. 5. The glucose rate of appearance, endogenous glucose production and insulin dependent glucose utilization measurement system of claim 1 further comprising processing logic configured to determine an estimate of patient carbohydrate to insulin ratio. 6. A method of estimating a glucose rate of appearance, endogenous glucose production and insulin dependent glucose utilization the method comprising: receiving subcutaneous glucose concentration data from a continuous glucose sensor that is coupled to a subject; receiving insulin infusion data from an insulin infusion dev... | Prince Sultan University | G16H050/50 A61B005/00 A61B005/145 A61M005/172
US10292583 | B2 | 2019-05-21 | Portable lensmeter | 2016-01-08 | Portable lensmeters and portable lensmeter modules are disclosed. In one embodiment, a portable lensmeter module comprises a housing having an aperture formed therethrough and having a first slot formed therein for receiving and reversibly coupling to a lens; a light source disposed within the housing; and a microlens array disposed within the housing. The lens and the microlens array define an optical channel from the light source to the aperture when the lens is coupled to the housing; and a light detector of a mobile device is positioned adjacent to the aperture and at a focal point of the microlens array when the lensmeter module is mechanically coupled to the mobile device. | 1. A lensmeter for measuring a lens of a pair of prescription glasses, the lensmeter comprising: a housing having a slot formed therein for receiving and reversibly coupling to the lens;a light source disposed within the housing;a microlens array disposed within the housing, wherein the lens and the microlens array define an optical channel from the light source to the lens when the lens is coupled to the housing; anda light detector disposed within the housing, wherein the light detector is positioned at a focal point of the microlens array such that a spot pattern is projected onto the light detector when light generated by the light source passes through the optical channel. 2. The lensmeter of claim 1, further comprising: a processing device operatively coupled to the light source and the light detector, wherein the processing device is configured to:activate the light source;receive image data captured by the light detector while the light source is activated; andstore the image data in a memory. 3. The lensmeter of claim 2, wherein the processing device is further configured to: cause the image data stored in the memory to be transmitted to a mobile device. 4. The lensmeter claim 2, wherein the processing device is configured to determine a prescription of the lens by comparing the image data to image data representative of a spot array generated for a lens having a known prescription. 5. The lensmeter of claim 1, wherein the light source comprises a laser source. 6. The lensmeter of claim 1, further comprising a battery port disposed within the housing, wherein the battery port is configured to electrically connect the battery to the light source when a battery is coupled to the battery port. | SMART VISION LABS, INC. | A61B003/107 A61B003/00 A61B003/14 G02B003/00 A61B003/15 A61B005/00 G01M011/02 G06T007/00 H04N005/225 A61B003/12 A61B003/10
US10278765 | B2 | 2019-05-07 | System and method for controlling power based on impedance detection, such as controlling power to tissue treatment devices | 2015-07-14 | A system and method of controlling the application of energy to tissue using measurements of impedance are described. The impedance, correlated to the temperature, may be set at a desired level, such as a percentage of initial impedance. The set impedance may be a function of the initial impedance, the size and spacing of the electrodes, the size of a targeted passageway, and so on. The set impedance may then be entered into a PID algorithm or other control loop algorithm in order to extract a power to be applied to a treatment device. | 1. A system for treating a body lumen, comprising: an energy delivery apparatus having a plurality of energy delivery elements configured to deliver energy to a first treatment site and to a second treatment site, wherein the first treatment site and the second treatment site are circumferentially spaced from one another about a longitudinal axis of the body lumen, wherein the energy delivery apparatus includes an expandable member movable between a collapsed configuration and an expanded configuration, wherein the plurality of energy delivery elements are disposed on the expandable member;an energy supply apparatus that powers the energy delivery apparatus; anda controller configured to control the power from the energy supply apparatus to the energy delivery apparatus based on a plurality of different set impedance values, wherein each of the different set impedance values corresponds to a different expansion level of the expandable member. 2. The system of claim 1, wherein each energy delivery element includes an electrode configured to deliver radiofrequency energy to tissue surrounding the body lumen. 3. The system of claim 2, wherein the expandable member is a balloon having an inflation lumen configured to receive cooling fluids that cool the electrode. 4. The system of claim 1, wherein each of the different set impedance values corresponds to a different circumferential spacing between the first treatment site and the second treatment site. 5. The system of claim 1, wherein the energy supply apparatus is configured to deliver a pre-treatment energy pulse, and wherein the controller is configured to use the pre-treatment energy pulse to determine at least one initial impedance value, and wherein the controller determines at least one of the plurality of different set impedance values as a function of the at least one initial impedance value. 6. The system of claim 5, wherein the plurality of different set impedance values are a percentage of the at least one initial impedance value based on voltage and current measurements related to the energy delivery apparatus. 7. The system of claim 5, wherein the plurality of different set impedance values are from 70 percent to 90 percent of the at least one initial impedance value. 8. The system of claim 1, wherein at least one of the plurality of different set impedance values is further based on characteristics of the energy delivery apparatus, characteristics of the body lumen that surrounds the energy delivery apparatus during treatment, a time rate of change of at least one initial impedance value, an initial pulse impedance, an average pulse impedance, an ending pulse impedance, a rate of change of a pulse impedance, or a pulse energy. 9. The system of claim 1, wherein the controller is configured to control a supply of power from the energy supply apparatus to the energy delivery apparatus until at least one of the plurality of different set impedance values is reached. 10. The syste... | Boston Scientific Scimed, Inc. | A61B018/14 A61B005/053 A61N001/32 A61B018/12 A61N001/36 A61B018/00
US10285650 | B2 | 2019-05-14 | Heart monitoring device and method | 2015-01-20 | A mobile telecommunications device arranged for monitoring the heart of a human or an animal includes at least one sensor for measuring an effect of heart function and producing a signal indicative of the effect, and a processor arranged to receive the signal and analyze it and to produce an output indicating a condition of the heart. A method of diagnosis of heart disease includes measuring an effect of heart function using one or more sensors, producing a signal indicative of the effect, and using a processor to receive the signal and analyze it and to produce an output indicating a condition of the heart. | 1. A mobile telecommunications device placeable on a chest of a patient arranged for monitoring a heart of the patient, the patient being a human or an animal, the device comprising: three motion sensors, each of the motion sensors measuring an effect of a function of the heart and producing a respective motion signal indicative of the effect; anda processor adapted and arranged to receive and analyze the motion signals to produce a further motion signal which is independent of an orientation of the device with respect to the chest of the patient, wherein the further motion signal comprises a ballistocardiographic heart signal. 2. The device according to claim 1, wherein the processor is arranged to analyze the motion signals using principle component analysis to produce the further motion signal. 3. The device according to claim 1, wherein at least one of the motion signals includes a breathing component due to a breathing of the patient, the processor being arranged to remove the breathing component from the at least one of the motion signals. 4. The device according to claim 3, wherein the processor is arranged to remove the breathing component using a Savitzky-Golay smoothing algorithm. 5. The device according to claim 1, wherein the processor is arranged to identify heart beats of the heart in the further motion signal. 6. The device according to claim 5, wherein the further motion signal contains maxima and the processor is arranged to identify each of the maxima as representative of one of the heart beats. 7. The device according to claim 6, wherein the maxima are quasi-periodic. 8. The device according to claim 6, wherein the processor is arranged to define a time window of the further motion signal and to scan the time window to identify the maxima in the window. 9. The device according to claim 8, wherein the processor is arranged to identify one of the maxima by defining a cut-off value of the further motion signal and identify a first-occurring peak in the further motion signal above the cut-off value within the time window. 10. The device according to claim 9, wherein the cut-off value is calculated from at least one of: a mean of the further motion signal, a median of the further motion signal, a standard deviation of the further motion signal, and an interquartile range of the further motion signal, within a predetermined period. 11. The device according to claim 9, wherein when a peak has been identified the processor is arranged to shift the time window to a time interval after the identified peak and to identify a next peak in the shifted time window. 12. The device according to claim 11, wherein the shifted time window is arranged to start a predetermined time after the peak. 13. A computer readable medium including instructions which when operated on a smartphone are arranged to cause the smartphone to operate as a device according to claim 1. 14. A method of testing, comprising the steps of: contemporaneously rec... | IMPERIAL INNOVATIONS LIMITED | A61B005/11 A61B005/024 A61B005/00 A61B005/0404 A61B005/0402
US10285618 | B2 | 2019-05-14 | EIT measurement device, EIT measurement method and program | 2014-07-01 | An electrical impedance tomography (EIT) measurement device (1) includes a measurement belt (10) to which a plurality of electrode pads arranged in a row and a plurality of strain gauges arranged in parallel to the plurality of electrode pads are integrally adhered and configured to be used after being wrapped around a portion (X) serving as a measurement target of a living body, an EIT measurement control unit configured to acquire a tomographic image of the portion (X) serving as the measurement target while applying a current to the plurality of electrode pads and acquiring a voltage signal generated between the electrode pads, and a contour estimation unit configured to estimate a contour shape of the portion serving as the measurement target and a size of the contour shape on the basis of curvature data acquired via the strain gauge. | 1. An electrical impedance tomography (EIT) measurement device comprising: a measurement belt to which a plurality of electrode pads arranged in a row and a plurality of strain gauges arranged in parallel to the plurality of electrode pads are integrally adhered and configured to be used after being wrapped around a portion serving as a measurement target of a living body; anda processor configured to: acquire a tomographic image of the portion serving as the measurement target while applying a current to the plurality of electrode pads and acquiring a voltage signal generated between the electrode pads; andestimate a contour shape of the portion serving as the measurement target and a size of the contour shape on the basis of curvature data acquired via the plurality of strain gauges,wherein the processor is further configured to:set coordinate positions of a plurality of reference points as predetermined initial coordinate values, each of the coordinate positions of the plurality of reference points indicating a position of one strain gauge among the plurality of strain gauges arranged in the row;calculate relative coordinate values indicating coordinate positions of subordinate points according to the curvature data, the coordinate positions of the subordinate points indicating positions of one or more strain gauges with respect to the coordinate positions of adjacent reference points of the plurality of reference points, and the one or more strain gauges being disposed between the strain gauges indicated by the adjacent reference points of the plurality of reference points,change coordinate positions of a first reference point and a second reference point different from the first reference point among the plurality of reference points such that coordinate positions between a first subordinate point and a second subordinate point becomes closest, the first subordinate point being the subordinate point whose coordinate position is determined from the relative coordinate value with respect to the coordinate position of the first reference point, the second subordinate point being the subordinate point whose coordinate position is determined from the relative coordinate value with respect to the coordinate position of the second reference point, and the first and second subordinate points indicating the position of the same strain gauge,determine the coordinate positions of two subordinate points indicating positions of strain gauges disposed adjacently at both sides of each strain gauge indicated by each reference point as the coordinate position of a center point between the first subordinate point and the second subordinate point after the coordinate positions of the first reference point and the second reference point are changed; and,estimate a contour shape and a size of the contour shape based on the relative positional relation of the positions of the reference and subordinate points using a predetermined function curve. 2. The EIT measu... | SCHOOL JURIDICAL PERSON KITASATO INSTITUTE | A61B005/00 A61B005/053 A61B005/107
US10292625 | B2 | 2019-05-21 | Monitoring a sleeping subject | 2014-09-02 | Apparatus and methods are described, including apparatus for use with a subject who shares a bed with a second person. A motion sensor detects motion of the subject and motion of the second person, and generates a motion signal in response thereto. A control unit identifies components of the motion signal that were generated in response to motion of the subject, by distinguishing between components of the motion signal that were generated in response to motion of the subject, and components of the motion signal that were generated in response to motion of the second person. The control unit analyzes the components of the motion signal that were generated in response to motion of the subject and generates an output in response thereto. Other applications are also described. | 1. Apparatus for use with a subject who is a first person, who shares a bed with a second person, the apparatus comprising: a thin, flat motion sensor configured to be placed underneath a portion of the bed, and, while disposed underneath the portion of the bed, to: detect motion of the subject without contacting the subject, without contacting clothes the subject is wearing, without viewing the subject, and without viewing clothes the subject is wearing,detect motion of the second person without contacting the second person, without contacting clothes the second person is wearing, without viewing the second person, and without viewing clothes the second person is wearing, andgenerate a motion signal in response to detecting motion of the subject and motion of the second person; anda control unit configured to: identify components of the motion signal that were generated in response to motion of the subject, by distinguishing between components of the motion signal that were generated in response to motion of the subject, and components of the motion signal that were generated in response to motion of the second person,analyze the components of the motion signal that were generated in response to motion of the subject, andgenerate an output in response thereto, wherein the motion sensor comprises a mechanical-filtering element configured to reduce a response of the motion sensor to motion of the second person, relative to motion of the subject. 2. The apparatus according to claim 1, wherein the control unit is configured to identify components of the motion signal that were generated in response to motion of the subject, by identifying components of the motion signal that have a signal strength that is a characteristic signal strength of a motion signal of the subject. 3. The apparatus according to claim 1, wherein the control unit is configured to identify components of the motion signal that were generated in response to motion of the subject by identifying components of the motion signal that have a pattern that is a characteristic pattern of motion of the subject. 4. The apparatus according to claim 1, further comprising a weight sensor that is configured to detect when the subject is lying above the motion sensor, wherein the control unit is configured to identify the components of the motion signal that were generated in response to motion of the subject, in response to a signal that is generated by the weight sensor. 5. The apparatus according to claim 1, wherein the motion sensor is configured to facilitate the identification of components of the motion signal that were generated in response to motion of the subject, by strengthening a signal strength of the components of the motion signal that are generated in response to motion of the subject. 6. The apparatus according to claim 5, wherein the apparatus is for use with a subject who lies on a mattress, and wherein the sensor is configured to be placed at a position selected from th... | EARLYSENSE LTD. | A61B005/00 A61B005/11 G08B021/02 G08B021/04 G08B025/00 A61B005/0205
US10285605 | B2 | 2019-05-14 | Integrated optical neural probe | 2017-09-27 | In certain embodiments, a neural probe comprises a substrate comprising elongated shanks for penetrating neural tissue, each comprising a proximal end and a distal end; at least one optical source integral to the neural probe for illuminating the neural tissue; and microelectrodes located proximate the distal end of the elongated shanks for monitoring neuronal activity. In certain embodiments, a method of monitoring neuronal activity comprises implanting the neural probe into a test subject such that the elongated shanks protrude into neural tissue of the test subject; illuminating the neural tissue with the at least one optical source; and measuring neuronal activity in response to illuminating the neural tissue. In certain embodiments, a device comprises a semiconductor chip; at least one optical source integral to the semiconductor chip; and sensor elements integral to the semiconductor chip for collecting data responsive to light emitted from the at least one optical source. | 1. A neural probe, comprising: a semiconductor substrate comprising a back end and one or more elongated shanks for penetrating neural tissue, each elongated shank comprising a proximal end and a distal end;at least one optical source integral to the neural probe for illuminating the neural tissue,wherein the optical source is located proximate the distal end of one or more elongated shanks such that, when the probe is implanted, the neural tissue may be illuminated without the use of an optical waveguide; andone or more conductive microelectrodes located proximate the distal end of one or more of the elongated shanks for monitoring neural activity,wherein the at least one optical source comprises a buffer layer, an active semiconductor layer comprising a III-V semiconductor, and a passivation layer. 2. The neural probe of claim 1, further comprising readout circuitry electrically connected to the one or more microelectrodes. 3. The neural probe of claim 1, the back end further comprising a power source electrically connected to the at least one optical source. 4. The neural probe of claim 1, wherein the one or more conductive microelectrodes are lithographically printed on one or more of the elongated shanks. 5. The neural probe of claim 1, further comprising at least one of a lens, a reflector and a grating configured to direct light from the at least one optical source to illuminate the neural tissue. 6. The neural probe of claim 1, wherein the at least one optical source is a flip chip bonded to a silicon substrate. 7. The neural probe of claim 1, wherein the at least one optical source is integrated with the neural probe by silicon microfabrication. 8. A method of monitoring neuronal activity comprising: implanting the neural probe of claim 1 into a test subject such that the one or more elongated shanks protrude into neural tissue of the test subject;illuminating the neural tissue with the at least one optical source; andmeasuring neuronal activity with the microelectrodes in response to illuminating the neural tissue. 9. The method of claim 8, further comprising transmitting the measured neuronal activity to an analysis unit remote from the test subject. 10. The method of claim 8, wherein the test subject is a selected one of an animal and a human. | DIAGNOSTIC BIOCHIPS, INC. | A61B005/04 A61B005/0478 A61B005/00 A61N005/06 A61B018/22
US10299723 | B2 | 2019-05-28 | Ultra-low power one-shot hydration sensing system | 2017-06-06 | A moisture-sensitive device is provided that includes a dissolvable conductive material. Exposure of the dissolvable conductive material to urine or some other fluid causes the dissolvable conductive material to dissolve, increasing an effective resistance of the dissolvable conductive material. This change in resistance can be detected to determine the presence of an aqueous fluid. In response to such detection, a transmitter can then provide a wireless transmission indicative of the presence of the fluid. This moisture-sensitive device can be provided in a diaper and transmissions produced by the device can be detected using a smart phone or other device and used to indicate to a user that the diaper has been soiled. | 1. A system comprising: a transmitter;a moisture sensor, wherein the moisture sensor comprises a dissolvable conductive material, wherein the dissolvable conductive material dissolves in an aqueous fluid, wherein the dissolvable conductive material comprises a plurality of conductive elements disposed within a medium that dissolves in the aqueous fluid such that, when the medium dissolves in the aqueous fluid, the plurality of conductive elements become mechanically disconnected from each other; anda controller operably coupled to the transmitter and the moisture sensor, wherein the controller: operates the moisture sensor to detect the presence of the aqueous fluid proximate the system; andoperates the transmitter to transmit a radio-frequency signal in response to detecting the presence of the aqueous fluid proximate the system. 2. The system of claim 1, wherein the dissolvable conductive material comprises poly(3,4-ethylenedioxythiophene). 3. The system of claim 1, wherein the plurality of conductive elements comprises conductive silver fibers and wherein the medium that dissolves in the aqueous fluid comprises polyvinyl alcohol. 4. The system of claim 1, wherein the moisture sensor further comprises an over-layer disposed on the dissolvable conductive material, wherein the overlayer comprises a material that dissolves in the aqueous fluid. 5. The system of claim 1, wherein the moisture sensor further comprises an over-layer disposed on the dissolvable conductive material, wherein the overlayer comprises a material that is permeable to the aqueous fluid. 6. The system of claim 1, wherein the controller is coupled to the moisture sensor such that the controller is maintained in a low-power mode when a resistance of the moisture sensor is less than a threshold resistance and wherein the resistance of the moisture sensor is related to an amount of the dissolvable conductive material that has dissolved. 7. The system of claim 1, wherein the moisture sensor is incorporated into a diaper. 8. The system of claim 7, further comprising a battery, wherein the battery, transmitter, and controller are incorporated into the diaper, wherein the diaper comprises first and second conductive clasps that can be connected to each other and disconnected from each other, and wherein the controller is operably coupled to the battery via the first and second conductive clasps. 9. The system of claim 1, wherein operating the transmitter to transmit a radio-frequency signal comprises transmitting one or more radio frequency data packets based on a Bluetooth Low Energy protocol. 10. A method comprising: detecting an aqueous fluid using a moisture sensor, wherein the moisture sensor comprises a dissolvable conductive material, wherein the dissolvable conductive material dissolves in the aqueous fluid, wherein the dissolvable conductive material comprises a plurality of conductive elements disposed within a medium that dissolves in the aqueous fluid such that, w... | Verily Life Sciences LLC | G08B021/20 A61B005/00 A61F013/42 G08B025/10 A61B005/01 G01F001/68
US10302962 | B2 | 2019-05-28 | Method and apparatus for limiting growth of eye length | 2017-06-16 | Certain embodiments of the present invention are directed to therapeutic intervention in patients with eye-length-related disorders to prevent, ameliorate, or reverse the effects of the eye-length-related disorders. Embodiments of the present invention include methods for early recognition of patients with eye-length-related disorders, therapeutic methods for inhibiting further degradation of vision in patients with eye-length-related disorders, reversing, when possible, eye-length-related disorders, and preventing eye-length-related disorders. Additional embodiments of the present invention are directed to particular devices used in therapeutic intervention in patients with eye-length-related disorders. | 1. A therapeutic treatment method for preventing, ameliorating, or reversing eye-length-related disorders, the therapeutic treatment method comprising: identifying, in a patient, an eye-length-related disorder; andinhibiting further lengthening of the patient's eye by providing the patient with a therapeutic device comprising a first ophthalmic lens, the first ophthalmic lens comprising:a first area of the first ophthalmic lens including a plurality of first elements selected from the group consisting of:(i) bumps on a surface of the first lens;(ii) depressions on the surface of the first lens;(iii) first translucent inclusions in a first lens material; and(iv) first transparent inclusions in the first lens material, the first transparent inclusions having a refractive index different from that of the first lens material; anda second area of the first ophthalmic lens surrounded by the first area of the first ophthalmic lens, said second area being free of the first elements,wherein the first elements are dot-shaped elements,andwherein the density, dimension, and material of the first elements in the first area of the first lens are selected to reduce a visual acuity from 20/20 when a line of sight passes through the second area to about 20/25 when the line of sight passes through the first area. 2. The therapeutic treatment method of claim 1, further comprising a second ophthalmic lens, the second ophthalmic lens comprising: a first area of the second ophthalmic lens including a plurality of second elements selected from the group consisting of:(i) bumps on a surface of the second lens;(ii) depressions on the surface of the second lens;(iii) second translucent inclusions in a second lens material; and(iv) second transparent inclusions in the second lens material, the second transparentinclusions having a refractive index different from that of the second lens material; andwherein a density, dimension, and material of the second elements are selected to reduce a visual acuity in the patient's peripheral vision. 3. The therapeutic treatment method of claim 2, wherein the density, dimension, and material of the second elements in the first area of the second ophthalmic lens are selected to cause a visual acuity of the patient to be about 20/25 when the patient views a scene through the first area of the second ophthalmic lens. 4. The therapeutic treatment method of claim 2, wherein the second ophthalmic lens comprises a second area of the second ophthalmic lens, the second area of the second ophthalmic lens being surrounded by the first area of the second ophthalmic lens, the second area of the second ophthalmic lens having a density of the second elements that is different from a density of the second elements in the first area of the second ophthalmic lens. 5. The therapeutic treatment method of claim 1, wherein the therapeutic device is a pair of eyeglasses. 6. The therapeutic treatment method of claim 1, wherein the first ophthalmic lens is... | THE MEDICAL COLLEGE OF WISCONSIN | A61B003/10 A61K009/00 G02C007/02 G02C007/04 G02C007/06 G02C007/10 G02C007/16 A61B005/107
US10281953 | B2 | 2019-05-07 | Wearable device and data transmission method | 2017-12-27 | The disclosure discloses a wearable computing device (WCD) that would selectively and automatically activate a transceiver of the WCD for data transmission based on sensor data obtained from a sensor module of the WCD. In some example, the sensor module may convert the physical movements of the WCD into sensor data. Then, a processor module of the WCD compares the sensor data to a predetermined pattern pre-stored in the memory. If the sensor data matches the predetermined pattern, the processor module activates the transceiver to receive/transmit data packets. If the sensor data does not match the predetermined pattern, the process goes back to the beginning, where the processor module monitors the movement of the WCD through the sensors. | 1. A wearable computing device, configured as a ring for being worn around the finger of a user, the wearable computing device comprising: an interior enclosure portion for enclosing a printed circuit board, the printed circuit board including a plurality of components of the wearable computing device;an exterior enclosure structure for receiving the printed circuit board and for being coupled with the interior enclosure portion to form a housing of the wearable computing device;a curved, rechargeable battery, disposed proximate the exterior enclosure, the rechargeable battery configured for being wirelessly charged;a flexible printed circuit board disposed proximate the curved battery, the flexible printed circuit board comprising: a plurality of components, the plurality of components disposed on the flexible printed circuit board, the plurality of components comprising an electromagnetic induction or RF charging mechanism, a microprocessor, a sensor module, a light emitting diode, and a transciever;wherein at least one of the interior enclosure portion and the exterior enclosure structure defines one or more windows that facilitates at least one of data acquisition, data transmission, electromagnetic radiation aquistion, and electromagnetic transmission. 2. The wearable computing device of claim 1, wherein the at least one component comprises: at least one processor;at least one sensor configured to measure a sensor data; andat least one transciever,wherein the at least one processor activates the at least one transceiver to transmit a first data packet and/or receive a second data packet based in part on the sensor data. 3. The wearable computing device of claim 2, wherein the sensor comprises an accelerometer, and the sensor data comprises an acceleration measurement of an accelerometer disposed on the flexible printed circuit board of the wearable computing device. 4. The wearable computing device of claim 3, wherein the sensor data further comprises an axial rotation measurement. 5. The wearable computing device of claim 1, wherein the sensor comprises a capacitor, and the sensor data further comprises a capacitive touch and/or the measurement of one or more gesture inputs. 6. The wearable computing device of claim 3, wherein the sensor comprises one or more of a light sensor, a gyroscope, and a magnetometer, and the sensor data further comprises one or more of a measurement from a light sensor, a gyroscope and/or a magnetometer. 7. The wearable computing device of claim 6, wherein the sensor data further comprises an orientation measurement based on a received signal strength indicator (RSSI) signal. 8. The wearable computing device of claim 3, wherein the acceleration measurement comprises at least one direction vector, wherein if a polarity of the at least one direction vector changes, the at least one processor updates a transition count and activates the at least one transceiver to transmit the first data packet and/or receive ... | Motiv Inc. | G06F001/16 A61B005/00 H02J007/00 G08B005/36 G06F003/14 G08C017/02 G04G021/02 G06F003/01 G06K009/00 G08B021/02 G01P015/00 G06F003/147
US10300234 | B2 | 2019-05-28 | Endoscopic bite block | 2017-05-31 | According to a preferred embodiment of the present invention there is provided a bite block assembly adapted for capnography and oxygen delivery to a subject, the bite block assembly (50) including a first capnography passageway adapted for passage therethrough of exhaled breath from the subject to a capnograph and a second oxygen delivery passageway, separate from the first passageway, adapted for passage therethrough of oxygen from an oxygen source to the mouth of the subject. | 1. A bite block assembly comprising: a body comprising a first outer surface, an inner surface, and a first opening disposed on the outer surface, wherein the inner surface is configured to contact at least a portion of a patient's mouth;a hollow tubular portion extending away from the inner surface between the first opening and a second opening and configured to be inserted into the patient's mouth, wherein the hollow tubular portion terminates at the second opening;a groove extending between an outer periphery of the body and a third opening disposed on a second outer surface of the hollow tubular portion, wherein the groove is orthogonal to the hollow tubular portion; andan oxygen delivery channel disposed on the body and adjacent to the hollow tubular portion, wherein the oxygen delivery channel is configured to supply oxygen to the patient. 2. The bite block assembly of claim 1, comprising a cannula configured to collect exhaled breath for capnographic monitoring and to deliver oxygen to the patient, wherein the cannula comprises an oxygen delivery bore, an oxygen supply tube, an exhaled breath collection bore, an oral prong, and at least one nasal prong. 3. The bite block assembly of claim 2, wherein the oxygen supply tube is fluidly coupled to the oxygen delivery bore and the oxygen delivery channel. 4. The bite block assembly of claim 2, wherein the oral prong is disposed within the groove. 5. The bite block assembly of claim 2, wherein the oxygen delivery channel is fluidly coupled to an oral oxygen delivery tube, and wherein a tip of the oral oxygen delivery tube is configured to be coupled to a valve disposed on an end of the oxygen supply tube. 6. The bite block assembly of claim 1, wherein the groove terminates in a transverse surface adjacent to the third opening, and wherein the transverse surface is located below a second inner surface of the hollow tubular portion. 7. The bite block assembly of claim 1, wherein the second outer surface of the hollow tubular portion comprises a recess along a circumferential portion of the hollow tubular portion, wherein the recess is configured to engage the patient's teeth when the hollow tubular portion is inserted into the patient's mouth. 8. The bite block assembly of claim 1, wherein the body comprises a pair of attachment surfaces, and wherein each attachment surface comprises a slit configured to receive a band for securing the bite block to the patient. 9. A bite block assembly comprising: a cannula configured to collect exhaled breath for capnographic monitoring and to deliver oxygen to a patient, wherein the cannula comprises an oxygen delivery bore and an oxygen supply tube;a body comprising a first outer surface, an inner surface, and a first opening disposed on the outer surface, wherein the inner surface is configured to contact at least a portion of the patient's mouth;a hollow tubular portion extending from the first opening and terminating at a second opening, wherein the... | ORIDION MEDICAL 1987 LTD. | A61B001/00 A61B001/24 A61B005/08 A61B001/267 A61B001/273 A61B005/097 A61M016/04 A61M016/06 A61M016/08 A61M016/20 A61M039/22
US10284923 | B2 | 2019-05-07 | Low power radiofrequency (RF) communication systems for secure wireless patch initialization and methods of use | 2015-09-03 | Provided herein is a wireless healthcare system comprising at least one sensor and a base unit adaptable to be in communication with the sensor. The sensor can be is adaptable to communicate with the base unit at a first power during formation of a communication link and is further adaptable to communicate with the base unit at a second power after the communication link has been formed, and wherein the sensor and base unit are components of a wireless healthcare system. The sensor can be a patch adaptable to be positioned on the surface of a patient. Further provided herein is a method of using the wireless healthcare system and kit. | 1. A wireless healthcare system comprising: at least one sensor configured to be positioned on a surface of a user, wherein the sensor comprises a first power amplifier and a first set of one or more attenuators, and wherein the sensor is adaptable to select a first power mode for the first power amplifier and the first set of one or more attenuators is adaptable to further attenuate an output signal at a first power level from the first power amplifier to generate a signal at a second power level, wherein the second power level is lower than the first power level; anda base unit adaptable to be in direct wireless communication with the sensor via a communication link, wherein the base unit comprises a second power amplifier and a second set of one or more attenuators, and wherein the base unit is adaptable to select the first power mode for the second power amplifier and the second set of one or more attenuators is adaptable to further attenuate an output signal from the second power amplifier,wherein the sensor is adaptable to 1) be in direct wireless communication with the base unit via the communication link, 2) operate at the first power level in forming the communication link between the sensor and the base unit, 3) operate at the second power level in forming the communication link between the sensor and the base unit, and 4) operate at a third power level different from the first power level and the second power level to communicate with the base unit via the communication link between the sensor and the base unit after the communication link has been formed and established as an encrypted link, and wherein the sensor and base unit are components of a wireless healthcare system. 2. The wireless healthcare system of claim 1 wherein the sensor is a patch adaptable to be positioned on a surface of a patient. 3. The wireless healthcare system of claim 1 wherein the sensor is adaptable to detect at least one physiological parameter from a patient. 4. The wireless healthcare system of claim 1 wherein the base unit is further adaptable to be in external communication with a network server. 5. The wireless healthcare system of claim 1 further comprising more than one sensor. 6. The wireless healthcare system of claim 1 wherein the base unit further comprises an antenna. 7. The wireless healthcare system of claim 6 wherein the antenna is adaptable to transmit power during an initialization phase of −85 decibel-milliwatts (dBm). 8. The wireless healthcare system of claim 1 wherein the sensor further comprises an antenna. 9. The wireless healthcare system of claim 8 wherein the antenna is adaptable to transmit power during an initialization phase of −85 dBm. 10. The wireless healthcare system of claim 1, wherein the sensor is configured to give an indication that the sensor is ready to be initialized with the base unit. 11. The wireless healthcare system of claim 1, wherein the sensor is configured to verify that a signal received from the... | LIFESIGNALS, INC. | A61B005/00 A61B005/05 H04L009/00 H04L009/08 H04Q009/00 H04L029/06 H04W012/02 H04W052/50
US10299717 | B2 | 2019-05-28 | Detecting stress based on thermal measurements of the face | 2017-12-06 | Described herein are systems and methods for detecting a stress level of a user. In one embodiment, a system includes an inward-facing head-mounted thermal camera (CAM) and a computer. CAM takes thermal measurements of a region on a periorbital area (THROI1) of the user. The computer generates feature values based on THROI1, and utilizes a model to detect the stress level based on the feature values. The model was trained based on: previous THROI1 taken while the user was under elevated stress, and other previous THROI1 taken while the user was not under elevated stress. Some embodiments may utilize additional thermal cameras that take thermal measurements of other regions on the face, which may be utilized to detect the stress level. | 1. A system configured to detect a stress level, comprising: an inward-facing head-mounted thermal camera (CAM) configured to be held less than 10 cm from a user's head and to take thermal measurements of a region on a periorbital area (THROI1) of the user; wherein the field of view of CAM does not cover a region outside the user's face; anda computer configured to: generate feature values based on THROI1, utilize a model to detect the stress level based on the feature values, and output said stress level; wherein the model was trained based on: previous THROI1 taken while the user was under elevated stress, and other previous THROI1 taken while the user was not under elevated stress. 2. The system of claim 1, wherein the region on the periorbital area is a region of the periorbital area of the right eye; and further comprising a second inward-facing head-mounted thermal camera (CAM2) configured to be held less than 10 cm from the user's face and to take thermal measurements of a region on the periorbital area of the left eye (THROI2); wherein the computer is further configured to detect the stress level based on THROI1 and THROI2. 3. The system of claim 2, further comprising a frame configured to be worn on the user's head; wherein CAM and CAM2 are physically coupled to the frame, and each weighs below 10 g; and wherein the frame is configured to hold CAM and CAM2 at least 0.5 cm to the right and to the left of the vertical symmetry axis, respectively, and less than 5 cm from the face. 4. The system of claim 2, wherein temperature changes at the periorbital areas of the user, in response to a stressful event above a certain level, are asymmetric; and the computer is further configured to account for asymmetry when detecting the stress level. 5. The system of claim 1, further comprising a second inward-facing head-mounted thermal camera configured to take thermal measurements of a region on the user's forehead (THROI2); wherein the computer is further configured to generate additional feature values based on THROI2, and to detect the stress level based on the feature values and the additional feature values. 6. The system of claim 1, further comprising a second inward-facing head-mounted thermal camera configured to take thermal measurements of a region on the user's nose (THROI2); wherein the computer is further configured to generate additional feature values based on THROI2, and to detect the stress level based on the feature values and the additional feature values. 7. The system of claim 1, further comprising a second inward-facing head-mounted thermal camera configured to be located above the user's upper lip and to take thermal measurements of a region below the user's nostrils (THROI2); wherein THROI2 is indicative of the user's breathing, and the computer is further configured to generate additional feature values based on THROI2, and to detect the stress level based on the feature values and the additional feature values. 8. The ... | Facense Ltd. | A61B005/00 A61B005/16 A61B005/01 H04N005/232 H04N005/33 G01J005/00 G06F016/583 G06F016/335 G02B027/01
US10278608 | B2 | 2019-05-07 | Detection of epileptogenic brains with non-linear analysis of electromagnetic signals | 2013-09-06 | Methods and apparatus for identifying and using at least one nonlinear feature determined from multiscale electroencephalography (EEG) data to evaluate an epileptogenicity level of a patient is described. A multiscale algorithm is applied to EEG data recorded from the patient to produce scaled EEG data. At least one nonlinear feature value for the received EEG data and/or the scaled EEG data is determined and the at least one nonlinear feature value is used, at least in part, to evaluate the epileptogenicity level of the patient. | 1. A method of treating a patient having epilepsy based on an quantitative assessment of an epileptogenicity level of the patient's brain, the method comprising: storing, in a database, a multi-dimensional dataset including non-linear feature set values for a first plurality of patients diagnosed with epilepsy and a second plurality of patients without an epilepsy diagnosis;receiving electroencephalography (EEG) data recorded from the brain of the patient, wherein the received EEG data includes a time series of EEG data that does not include and is not associated with epileptiform activity;generating, for the time series of EEG data that does not include and is not associated with epileptiform activity, a plurality of additional time series of EEG data by applying, using at least one computer processor, a multiscale algorithm to the time series of EEG data;calculating, for the time series of EEG data and each of the generated plurality of additional time series of EEG data, values for each of plurality of non-linear features in a set of non-linear features, wherein the set of non-linear features includes sample entropy and a plurality of recurrence quantitative analysis features;determining, using at least some of the calculated values for the plurality of non-linear features in the set of non-linear features, the multi-dimensional dataset stored in the database, and a statistical learning algorithm, the epileptogenicity level of the patient's brain; andtreating the patient as a result of the determined epileptogenicity level. 2. The method of claim 1, wherein applying the multiscale algorithm comprises applying a wavelet transform to the received EEG data. 3. The method of claim 2, wherein the wavelet transform is a Haar wavelet transform with scales defined by factors of two. 4. The method of claim 1, wherein applying the multiscale algorithm comprises applying successive averaging of the received EEG data to create a coarse-grained time series. 5. The method of claim 1, wherein the plurality of recurrence quantitative analysis features includes recurrence rate, determinism, laminarity, or any combination thereof. 6. The method of claim 1, wherein the received EEG data does not include activity related to hyperventilation. 7. The method of claim 1, further comprising: recording the time series of EEG data from the brain of the patient. 8. The method of claim 1, wherein the time series of EEG data is at least ten seconds in duration. 9. The method of claim 1, further comprising: normalizing the calculated values for the plurality of non-linear features prior to using the calculated values to determine the epileptogenicity level of the patient's brain. 10. The method of claim 1, wherein the statistical learning algorithm uses a support vector machine classifier. 11. The method of claim 1, wherein the received EEG data comprises EEG data recorded from a plurality of channels, and wherein calculating values for each of a plurality of non-... | Children's Medical Center Corporation | A61B005/04 A61B005/0476 A61B005/00 G06F019/00
US10302557 | B2 | 2019-05-28 | Portable cortisol sensing platform based on compact UV light sources | 2017-08-04 | Systems and methods for detecting a biological analyte are provided. The biological analyte can be, for example, cortisol. Detection can be achieved without external labels/mediators. Microfluidic systems can be incorporated into the optical sensor for enhanced point-of-care applications. The sensor can be used in a variety of low-power electronics for wearable applications. | 1. A method for measuring the concentration of a target analyte in a test sample, the method comprising: providing a sensing apparatus comprising a light source, a photodetector, a device configured to measure and display a response of the photodetector, and an optically transparent container, the photodetector being positioned opposite the light source and the container being positioned between the light source and the photodetector;providing power to the light source;determining a calibration curve by measuring the optical absorption of at least one calibration sample, each calibration sample having a distinctly different concentration of the target analyte;providing a test sample having an unknown concentration of the target analyte;measuring the optical absorption of the test sample based on a difference in voltage measured by the photodetector; anddetermining the concentration of the target analyte based on the measured optical absorption of the test sample using the calibration curve,the optical absorption being quantified by the absolute numeric difference between the response of the photodetector of an empty portion of the container and that of a sample in the same container. 2. The method according to claim 1, the target analyte being a steroid hormone selected from cortisol, progesterone, prednisolone, testosterone, and estradiol. 3. The method according to claim 1, the test sample being a human physiological fluid selected from sweat, saliva, blood, plasma, serum, urine, cerebrospinal fluid, and tears. 4. The method according to claim 1, the target analyte being cortisol. 5. The method according to claim 1, the optical absorption of the at least one calibration sample and the optical absorption of the test sample being measured with the same light source, and the light source emitting light in a specific wavelength determined by the range of optical absorption of the target analyte. 6. The method according to claim 1, the light source being an ultraviolet (UV) light-emitting diode (LED) or a UV laser diode (LD). 7. The method according to claim 1, the optically transparent container being a cuvette. 8. The method according to claim 1, the concentration of the target analyte being determined without the use of any external label or mediator. 9. The method according to claim 1, the sensing apparatus comprising a microfluidic system incorporated therein. 10. A method for measuring the concentration of a target analyte in a test sample, the method comprising: providing a sensing apparatus comprising a light source, a photodetector, a device configured to measure and display a response of the photodetector, and an optically transparent container, the photodetector being positioned opposite the light source and the container being positioned between the light source and the photodetector;providing power to the light source;determining a calibration curve by measuring the optical absorption of at least one calibration sample, each ca... | The Florida International University Board of Trustees | G01N021/33 G01N033/487 A61B005/00 A61B005/145 A61B005/1455 G01N021/03
US10292589 | B2 | 2019-05-21 | Acoustic-assisted iterative wave form optimization for deep tissue focusing | 2011-09-20 | A method, apparatus, and article of manufacture for irradiating one or more targets within a sample with electromagnetic (EM) radiation. One or more targets within the sample are controllably defined with an acoustic field. The sample is irradiated with input EM radiation having an input wavefront. An amount of frequency shifted EM radiation is detected, wherein at least some of the input EM radiation that passes through the acoustic field at the targets is shifted in frequency to form the frequency shifted EM radiation. The input wavefront is modified, using feedback comprising the amount of the frequency shifted EM radiation that is detected, into a modified wavefront. The sample is irradiated using the input EM radiation comprising the modified wavefront, and the process is repeated as desired. | 1. A method for irradiating a target within a scattering medium, comprising: (a) controllably defining a target within a scattering medium with an acoustic field transmitted from an acoustic wave source;(b) transmitting input electromagnetic (EM) radiation from pixels of a wavefront modifying device to the scattering medium, including the target, wherein: the input EM radiation irradiating the target has an input wavefront and a frequency, andat least some of the input EM radiation that passes through the acoustic field at the target is shifted in frequency by the acoustic field and outputs from the scattering medium as output EM radiation comprising frequency shifted EM radiation;(c) detecting an amount of the frequency shifted EM radiation; and(d) modulating the pixels, wherein:the modulating of the pixels iteratively modifies a phase, or amplitude, or the phase and the amplitude of the input wavefront, using feedback comprising the amount of the frequency shifted EM radiation that is detected and so as to increase the amount of the frequency shifted EM radiation that is detected. 2. The method of claim 1, further comprising modulating the pixels until a maximum amount of the frequency shifted EM radiation is detected. 3. The method of claim 1, wherein the acoustic field is focused to produce a first focus of the acoustic field at the target, and the modulating of the pixels forms a modified wavefront converging to form a second focus of the input EM radiation at the target. 4. The method of claim 3, further comprising using the input EM radiation comprising the modified wavefront to perform Raman spectroscopy of the target. 5. The method of claim 3, wherein: the scattering medium comprises at least one biological medium comprising biological cells, or biological tissue, or biological cells and biological tissue, andthe input EM radiation does not damage the biological medium that is not at the target, andfurther comprising using the input EM radiation, comprising the modified wavefront, to cut the biological medium at, and defined by, the target, wherein the target is at a depth of no less than 1 mm from a surface of the biological medium. 6. The method of claim 2, wherein: the scattering medium comprises at least one biological medium comprising biological cells, or biological tissue, or biological cells and biological tissue,the acoustic field comprises ultrasound that is focused to an ultrasound focal spot at the target,the ultrasound focal spot has a diameter of 100 micrometers or less at a depth of no less than 5 mm within the biological medium, andthe input EM radiation having the modified wavefront is focused to at most a same size as the ultrasound focal spot. 7. The method of claim 3, further comprising: performing photodynamic therapy on the scattering medium comprising at least one biological medium comprising biological cells, or biological tissue, or biological cells and biological tissue, wherein:the input EM radiation havi... | CALIFORNIA INSTITUTE OF TECHNOLOGY | A61B005/00 G01N021/47 G01N021/49 G01N021/65 G01N021/17
US10295638 | B2 | 2019-05-21 | Image processing apparatus, image diagnostic apparatus and image processing method | 2008-06-24 | An image processing apparatus includes an image data acquisition unit, a development generating unit and a display unit. The image data acquisition unit acquires slice image data with regard to a heart of an object. The development generating unit obtains blood flow perfusion information with regard to a myocardial thickness direction based on the slice image data and generates development data according to a desired development format for displaying the blood flow perfusion information. The display unit displays the development data. | 1. An image processing apparatus comprising: an image data acquisition unit configured to acquire slice image data for different cross-sectional wall portions of a heart of an object;a development generating unit configured (a) to obtain blood flow perfusion data with respect to plural points within each of plural myocardial wall regions that are divided both radially across a myocardial thickness direction and circumferentially along the myocardial wall cross-section within each said cross-sectional wall portion based on the slice image data, and(b) based on the blood flow perfusion data, to generate development display data according to a predetermined bulls-eye development format wherein each cross-sectional myocardial wall region is divided both radially across a myocardial wall thickness direction and circumferentially along the myocardial wall cross-section within each cross-sectional wall portion to present at least two predetermined concentric circumferentially extending sets of radially-divided myocardial wall regions, and wherein the whole interior of each divided wall region is displayed with its own assigned visually perceptible display form based on the obtained blood flow perfusion data for said plural points therewithin such that all points within a divided wall region have the same visually perceived value; anda display unit configured to display the development display data. 2. The image processing apparatus of claim 1, wherein: said development generating unit is configured to generate plural sets of development display data with regard to plural cardiac time phases based on plural sets of slice image data corresponding to the plural cardiac time phases. 3. The image processing apparatus of claim 1, wherein: said development generating unit is configured to generate plural sets of development display data representing mutually different slice positions based on plural sets of slice image data corresponding to the different slice positions. 4. The image processing apparatus of claim 1, wherein: said development generating unit is configured to generate development display data according to a development format that represents wall thickness divided concentrically and radially from a cardiac base part of the heart toward an apex cordis part. 5. The image processing apparatus of claim 1, wherein: said image data acquisition unit is configured to obtain contrast enhanced slice image data acquired by injecting a contrast medium into the object. 6. The image processing apparatus of claim 1, wherein: said image data acquisition unit is configured to obtain non-contrast enhanced slice image data acquired without injecting a contrast medium into the object. 7. The image processing apparatus of claim 6, wherein: said image data acquisition unit is configured to acquire magnetic resonance image data as the non-contrast enhanced slice image data by applying an arterial spin labeling pulse. 8. An image processing apparatus comprising:... | TOSHIBA MEDICAL SYSTEMS CORPORATION | A61B005/055 G01R033/563 G06T017/00 G01R033/56 G16H040/63
US10302469 | B2 | 2019-05-28 | Method and apparatus for determining, recommending, and applying a calibration parameter for activity measurement | 2016-06-08 | Apparatus and methods are provided for determining, recommending, and applying a calibration parameter to collected activity data. In one embodiment, calibration parameter is estimated based on physical aspects of the user and automatically applied to collected data. In another embodiment, the calibration parameter is determined based on secondary data which is more precise than the data which is collected. The calibration factor based on the more precise data may comprise a recommended calibration factor, yet the user may be enabled to select any calibration factor he/she prefers via an interactive display. In one specific variant, the activity comprises a walk or run activity of the user, and the calibration parameter comprises the user's specific stride length. In another variant, the user selects a calibration factor by reviewing a list of previous activity against that same activity after calibration given a particular calibration factor is applied. | 1. A method of determining a recommended calibration parameter for measurement of a user's activity, said method comprising: collecting a plurality of data relating to said user's activity;displaying said plurality of data relating to said user's activity;collecting a plurality of secondary data relating to said user's activity;utilizing said plurality of secondary data to calculate a recommended calibration parameter for measurement of said user's activity;generating an interactive display comprising a scale, a first identifier and a second identifier provided in association with said scale, said first identifier moveable relative to said scale and relating to a current calibration parameter, and said second identifier stationary relative to said scale and relating to said recommended calibration parameter;enabling said user to move the first identifier relative to the scale and thereby select the current calibration parameter from said display; andcalibrating said user's activity data using said user-selected calibration parameter to generate calibrated data. 2. The method of claim 1, wherein the plurality of data relating to said user's activity comprises global positioning satellite (GPS) data; and wherein said displaying thereof comprises a display of a total distance travelled as determined from said GPS data. 3. The method of claim 2, wherein said plurality of secondary data comprises geolocation data relating to a user's position and various points within said user's activity. 4. The method of claim 3, wherein said recommended calibration parameter comprises a number representative of a relationship between said GPS determined distance and a distance determined from said geolocation data. 5. The method of claim 2, wherein said recommended calibration parameter comprises a number by which said GPS determined distance is away from a next nearest quarter mile. 6. The method of claim 1, wherein said user's activity comprises a walking, running, cycling, and/or rowing activity for a distance. 7. The method of claim 1, further comprising: calculating a default calibration parameter based on at least one physical characteristic of said user input by said user; andwherein said interactive display further comprises a third identifier provided in association with said scale and relating to said default calibration parameter. 8. A system configured to determine a recommended calibration parameter for measurement of a user's stride length, said system comprising: a global positioning system (GPS) receiver;at least one activity monitor including an accelerometer configured to detect user steps; andat least one user device, said user device configured to: receive an input by said user of said user's height;utilize said height to calculate a default calibration parameter to estimate said user's stride length;receive a step count of said user during at least one first activity from said at least one activity monitor;receive position data of said u... | Under Armour, Inc. | G01D018/00 A61B005/11 A61B005/00 G01C022/00
US10292035 | B2 | 2019-05-14 | Identification bracelet and methods | 2018-03-07 | The embodiments described herein provide an apparatus adapted to be coupled to the body of a user. The apparatus includes a transceiver and a processor configured to determine the user's location. The processor may make this determination based, at least in part, on a plurality of signals received via the transceiver. The processor may then determine that the user is lost and transmit, via the transceiver, a distress signal including the location of the user. | 1. An apparatus configured to couple to at least a portion of a body of a user, the apparatus comprising: a heart rate sensor configured to detect the user's heart rate;a transceiver positioned proximate to at least the portion of the body of the user, wherein the transceiver is configured to receive a plurality of signals, wherein each of the plurality of signals is received from a respective satellite and indicates a location of the respective satellite; anda processor configured to be communicatively coupled to the transceiver, wherein the processor is configured to:receive the plurality of signals from the transceiver;determine the user's location based, at least in part, on the plurality of signals;identify whether the user is lost based on (i) the determined location and (ii) whether the user's heart rate, detected by said heart rate sensor, is above a predefined threshold; andtransmit, via the transceiver, at least one distress signal to emergency aid services when the user is identified as being lost, wherein the distress signal includes a representation of the location of the user. 2. The apparatus of claim 1, wherein identifying whether the user is lost comprises determining if the user's location is outside a predefined geographical boundary. 3. The apparatus of claim 1 further comprising a microphone and wherein determining whether the user is lost further comprises detecting, via the microphone, a voice command from the user indicating that assistance is required. 4. An apparatus configured to couple to at least a portion of a body of a user, the apparatus comprising: a touch screen display configured to present each function of the apparatus as a selectable icon including a male connector and a female connector configured to receive the male connector and lock the male connector in place;a transceiver positioned proximate to at least the portion of the body of the user, wherein the transceiver is configured to receive a plurality of signals, wherein each of the plurality of signals is received from a respective satellite and indicates a location of the respective satellite; anda processor configured to be communicatively coupled to the transceiver, wherein the processor is configured to:receive the plurality of signals from the transceiver;determine the user's location based, at least in part, on the plurality of signals;identify whether the user is lost based on the determined location; andtransmit, via the transceiver, at least one distress signal to emergency aid services when the user is identified as being lost, wherein the distress signal includes a representation of the location of the user. 5. The apparatus of claim 4 further configured to display the user's personal information on the touch screen display in response to selection of a user information icon. 6. The apparatus of claim 4, wherein the processor is further configured to instruct the female connector to unlock the male connector in response to receiving a pr... | - | H04W004/90 H04W004/029 H04B001/3827 A61B005/024 A61B005/00
US10295613 | B2 | 2019-05-21 | Method and apparatus for updating multiple magnetic resonance datasets acquired using a parallel acquisition technique | 2017-09-29 | In a method and magnetic resonance (MR) apparatus for creating a common updating kernel for at least two datasets, a first dataset is acquired from a subject that includes Nyquist undersampled measurement data acquired from at least two reception coils of an MR scanner, and that also includes calibration data. At least one further dataset is acquired, that contains Nyquist undersampled measurement data acquired with said coils, and also includes calibration data. A common calibration dataset is created from the calibration data in the first and the at least one further dataset. An updated first dataset and at least one updated further dataset are determined using the common calibration dataset. A combination image dataset can be produced from these updated datasets. | 1. A method for creating a common updating kernel for at least two magnetic resonance (MR) datasets acquired from a subject, said method comprising: operating an MR data acquisition scanner to acquire a first dataset from a subject, said first dataset comprising Nyquist undersampled MR measurement data, acquired with at least two reception coils of said scanner, said MR measurement data of said first dataset comprising first calibration data;operating said MR data acquisition scanner to acquire at least one further dataset from said subject, said further dataset comprising Nyquist undersampled MR measurement data acquired with said at least two reception coils, and said MR measurement data in said at least one further dataset comprising second calibration data;providing said first and second datasets to a computer and, in said computer, generating a common calibration dataset from said first and second calibration data; andin said computer, producing an updated first image dataset and at least one updated further image dataset from said common calibration dataset and said first dataset and said at least one further dataset, and making the updated first and further image datasets available from said computer as a datafile for display thereof. 2. A method as claimed in claim 1 comprising generating said common calibration dataset by using said first calibration data as calibration data acquired by two reception coils among said at least two reception coils, and using said second calibration data as calibration data virtually acquired by further reception coils, other than said two reception coils, among said at least two reception coils. 3. A method as claimed in claim 1 comprising producing said updated first dataset and said at least one updated further dataset by first generating an updated dataset using said common calibration dataset, and then separating said updated first dataset and said updated at least further dataset from said updated dataset. 4. A method as claimed in claim 3 comprising separating said updated dataset into said first updated dataset and said at least one further updated dataset based on reception coils, among said at least two reception coils, assigned to said common calibration dataset. 5. A method as claimed in claim 1 comprising acquiring the measurement data in said at least one further dataset shifted in k-space according to a predetermined shift, compared with the measurement data acquired in said first dataset. 6. A method as claimed in claim 1 comprising acquiring said first dataset and said at least one further dataset by operating said MR data acquisition scanner according to a Dixon method, or according to a method for creating parameter maps. 7. A magnetic resonance (MR) apparatus comprising: an MR data acquisition scanner;a computer configured to operate said MR data acquisition scanner to acquire a first dataset from a subject, said first dataset comprising Nyquist undersampled MR measurement data, ac... | Siemens Healthcare GmbH | G01R033/00 A61B005/055 G01R033/20 G01R033/54 G01R033/56 G01R033/561 G01R033/48 G01R033/50
US10302732 | B2 | 2019-05-28 | Real-time adaptive physiology synchronization and gating for steady state MR sequences | 2014-11-21 | The present invention is related to a method of acquiring free-breathing steady-state magnetic resonance images (MRI) and a free-breathing Magnetic Resonance (MR) imaging system (10) for generating a MR image of a test subject (20) at least comprising a magnetic field unit, a control unit for controlling functions of the MR imaging system, an image processing unit and a user interface capable of receiving parameters defining a MR-pulse sequence, wherein the MR imaging system further comprises a detection unit (36) for detecting physiological activity of a test subject and a data processing unit (40) capable of performing statistical analysis of the physiological activity data and capable to adaptively tailor at least one of the parameters of the MR-pulse sequence based on the statistical analysis. This includes at least adjustment of at least the starting points and/or the duration of dummy excitations which are part of the MR-pulse sequence. | 1. A Magnetic Resonance (MR) imaging system for generating an MR image of a test subject, the MR imaging system at least comprising: a control unit for controlling functions of the MR imaging system;a user interface adapted to receive parameters defining a MR-pulse sequence;a detection unit for detecting physiological activity of the test subject; anda data processing unit adapted to perform statistical analysis of physiological activity data and configured to adaptively tailor the parameters of the MR-pulse sequence based on the statistical analysis, wherein the parameters of the MR-pulse sequence include adjustment of at least starting points and duration of RF-dummy excitations, which are part of the MR-pulse sequence. 2. The MR system according to claim 1, further comprising a magnetic field unit and an image processing unit operably coupled to the control unit. 3. The MR system according to claim 1, wherein the statistical analysis of the physiological activity data comprises at least one selected from a determination of periodicity of a respiratory and a cardiac cycle of a test subject. 4. The MR system according to claim 1, wherein the MR-pulse sequence is a balanced steady state free precession sequence. 5. The MR system according to claim 1, wherein the data processing unit is adapted to tailor RF-excitation and/or a start of data acquisition. 6. The MR system according to claim 1, wherein the data processing unit is adapted to tailor k-space sampling. 7. The MR system according to claim 1, wherein the system further comprises a validation unit adapted to MR data against real-time adaptive arrhythmia rejection criteria. 8. An adaptive steady-state free breathing magnetic resonance (MR) imaging method, the method comprising the steps of: a) receiving user input for a definition of at least one acquisition parameter of a steady-state MR sequence,b) monitoring physiological activity of a test subject,c) analyzing data monitored in step b), wherein analyzing includes a statistical analysis of the data monitored,d) adjusting at least one acquisition parameter of the steady-state MR sequence of step a), including adjustment of at least starting points and/or duration of RF-dummy excitations, according to the statistical analysis of step c, wherein the adjustment of the acquisition parameter is based on an input of an RF-monitor,e) acquiring the MR scan of the test subject according to the parameter defined in step d), andf) repeating steps b) to e) until an entire k-space is acquired. 9. The method according to claim 8, wherein the statistical analysis in step c) at least includes determination of a periodicity of the physiological activity. 10. The method according to claim 8, wherein step d) at least a number of k-space segments is adjusted. 11. The method according to claim 8, wherein in an additional step the MR scan of step e) is validated against arrhythmia rejection criteria. 12. A non-transitory computer-readable medium, com... | Koninklijke Philips N.V. | G01R033/54 G01R033/567 G01R033/561 A61B005/0205 G01R033/34 G01R033/385 A61B005/055 A61B005/08
US10292608 | B2 | 2019-05-21 | Systems and methods for real-time laser doppler imaging | 2015-11-24 | Disclosed methods and systems may be operable to obtain non-contact diagnostic information about movements of scattering objects such as fluids in subsurface vasculature in tissue. As an example, a method may include causing a light source to illuminate the tissue with at least a first portion of the emitted light and illuminate an optical modulator with at least a second portion of the emitted light. The second portion of the emitted light may be modulated by the optical modulator. An offset source is configured to provide an offset frequency signal. An image sensor may receive optical information from the sample. A heterodyne signal based on the reference frequency signal and the offset frequency signal may be used as a gain input of each detector element of the image sensor. Based on the received information, a movement of a portion of the sample may be determined. | 1. A system, comprising: an optical modulator;a local oscillator source configured to provide a reference frequency signal to the optical modulator;an offset source configured to provide an offset frequency signal;a mixer configured to provide a heterodyne signal based on the reference frequency signal and the offset frequency signal;a light source optically coupled to the optical modulator, wherein the light source is operable to emit light so as to illuminate a sample with at least a first portion of the emitted light and illuminate the optical modulator with at least a second portion of the emitted light, wherein the optical modulator is configured to controllably modulate at least the second portion of the emitted light based on the reference frequency signal so as to provide modulated light;an image sensor optically coupled to the sample and the optical modulator, such that the modulated light illuminates the image sensor, wherein the image sensor comprises a plurality of detector elements, wherein each detector element of the plurality of detector elements has a gain input, wherein the gain input is coupled to the mixer such that the gain input of each detector element is modulated based on the heterodyne signal; anda controller comprising at least one processor, wherein the controller is programmed to carry out operations, the operations comprising: adjusting a frequency of the heterodyne signal;while adjusting the frequency of the heterodyne signal, receiving information from the image sensor; anddetermining a movement of a portion of the sample based on the received information. 2. The system of claim 1, wherein adjusting the frequency of the heterodyne signal comprises adjusting the offset source such that the offset frequency signal is varied within a predetermined range of offset frequencies. 3. The system of claim 1, wherein the optical modulator comprises at least one of: an acousto-optic modulator or an electro-optic modulator. 4. The system of claim 1, wherein the light source comprises a single mode laser. 5. The system of claim 1, wherein the light source comprises a plurality of lasers. 6. The system of claim 1, wherein the image sensor comprises a gain-modulated image sensor. 7. The system of claim 1, wherein the image sensor comprises at least one of: an avalanche photodiode (APD), a photomultiplier tube (PMT), a complementary metal oxide semiconductor (CMOS) detector, or a charge-coupled device (CCD). 8. The system of claim 1, wherein determining a movement of a portion of the sample based on the received information comprises determining a fluid flow in the portion of the sample. 9. The system of claim 8, wherein determining the fluid flow in the portion of the sample comprises determining a flow rate of the fluid flow in the portion of the sample. 10. The system of claim 9, wherein the operations further comprise determining a flow map for the sample, wherein the flow map includes a respective flow rate for each o... | Verily Life Sciences LLC | A61B005/026 A61B005/00
US10278611 | B2 | 2019-05-07 | Medical image diagnostic apparatus and medical image display apparatus for volume image correlations | 2011-01-14 | A medical image diagnostic apparatus has an imaging unit that images volume data of a region-of-interest of an object, an extracting unit that extracts a characteristic point from the volume data; and, a generating unit that generates an observation sectional image from the volume data using the characteristic point and correlation parameters. | 1. A medical diagnostic imaging apparatus comprising: a magnetic resonance imaging (MRI) scanner or an X-ray CT imaging scanner configured to provide volume image data of a region-of-interest (ROI) of a first object within an apparatus coordinate system of the imaging scanner; andat least one computer configured to execute stored computer programs which(i) designate or retrieve landmark S in a model image or previously obtained volume image data of region corresponding to said ROI in said first object or a second object;(ii) designate any desired section of the model image or the previously obtained volume image data;(iii) calculate correlation parameters from the landmark S and said designated section, said landmark and correlation parameters defining an image coordinate system within said model image or previously obtained volume image data;(iv) acquire new volume image data of the region of interest in said first object;(v) extract at least one characteristic point in the acquired new volume image data corresponding to the previously designated an landmark S; and(vi) generate an observation section image, corresponding to said designated section, from the acquired new volume image data using (a) the extracted at least one characteristic point and (b) the previously calculated correlation parameters within said image coordinate system. 2. The medical diagnostic imaging apparatus according to claim 1, wherein the at least one computer is further configured to execute stored computer programs which reconstruct (a) the previously obtained volume image data from which the at least one characteristic point is extracted and (b) the new volume image data from which the observation sectional image is to be generated from the same object using image data generated by different imaging methods. 3. The medical diagnostic imaging apparatus according to claim 1, wherein the at least one computer is further configured to execute stored computer programs which generate said model image as a virtual image. 4. The medical diagnostic imaging apparatus according to claim 1, wherein said model image is generated by said at least one computer from volume image data of the same or different object. 5. The medical diagnostic imaging apparatus according to claim 1, wherein said model image is generated by said at least one computer using the same or a different modality. 6. The medical diagnostic apparatus according to claim 1, wherein the at least one computer is further configured to execute stored computer programs which extract said at least one characteristic point as at least one anatomical characteristic point in (a) the new volume image data or (b) at least one luminance characteristic point on a display. 7. The medical diagnostic imaging apparatus according to claim 1, wherein at least one computer is further configured to execute stored computer programs which set an imaging condition to prevent resolution of the observation sectional image from changi... | TOSHIBA MEDICAL SYSTEMS CORPORATION | A61B005/055 A61B006/00 A61B006/03 A61B005/00
US10300246 | B2 | 2019-05-28 | EM guidance device for a device enabled for endovascular navigation placement including a remote operator capability and EM endoluminal imaging technique | 2012-08-23 | A method and system for placing a device enabled for endovascular navigation, specifically a PICC catheter, and more broadly any device which is manipulated in over the wire or monorail fashion. Variants of the system comprise a guidewire for navigating through a patient's vasculature, having an electromagnetic (EM) based tracking components at or near the a leading end of the guidewire; an EM positioning field generator configured on a reference gantry; a computer and display configured to output position information of the guidewire leading end; and a servomotor delivery system actuator, mechanically coupled to the guidewire and configured for controlling the position of the guidewire. | 1. A system for accurate positioning of a device enabled for endovascular navigation, comprising: one of a catheter or guidewire or combination for navigating through a patient's vasculature, comprising an electromagnetic (EM) based tracking component at or near the leading end of the device;an EM positioning field generator configured on a reference gantry;a computer and display configured to output position information of the leading end of one of a guidewire or a catheter or a combination thereof; anda servomotor delivery system actuator, mechanically coupled to the one of a guidewire or catheter or combination thereof, and configured for controlling the position the guidewire or catheter or combination thereof; andwherein: the servomotor delivery system actuator, the mechanical coupling to the guidewire or catheter, or combination thereof, is sealed within a sterile enclosure; and wherein the entire guidewire or catheter or combination thereof is housed within the sterile enclosure. 2. The system for accurate positioning of a device enabled for endovascular navigation of claim 1, wherein the device comprises a peripherally inserted central venous catheter (PICC). 3. The accurate PICC positioning system of claim 2, wherein the one of a catheter or guidewire or combination comprises a guidewire comprising an EM tracker tip with having an angled guidewire tip. 4. The accurate positioning system of claim 3 wherein the EM positioning field generator configured on a reference gantry is configured to identify and localize anatomic landmarks. 5. The accurate positioning system of claim 1, wherein the one of a catheter or guidewire or combination comprises a guidewire-catheter system having an integrated tip sensor coil engineered between the catheter and the guidewire such that inductor windings are located within the catheter; and a magnetically susceptible and magnetic field focusing ferrite core is disposed within the guidewire. 6. The accurate positioning system of claim 1, wherein the servomotor has a remote operation interface, configured to receive and carry out commands from a remote location, to manipulate the guidewire and catheter. 7. The accurate PICC positioning system of claim 1, wherein the EM tracking component comprises a sensor coil integrated into the tip of a PICC, comprising: a power injectable hemostatic connector hub for contrast administration through the PICC. 8. The accurate positioning system of claim 1, wherein the system is configured to record anatomy shape data, during placement of the catheter. 9. The accurate positioning system of claim 1, further comprising an intravenous catheter-adapted remote sensor. 10. The accurate positioning system of claim 1 wherein the EM positioning field generator configured on a reference gantry is configured to identify and localize anatomic landmarks. 11. The accurate positioning system of claim 10 wherein the reference gantry further comprises a wand that can be used to indic... | - | A61M025/01 A61B005/06 A61M025/09 A61B034/20 A61B017/00 A61B017/22
US10278615 | B2 | 2019-05-07 | Systems and methods for registration of multiple vision systems | 2013-08-12 | A method comprises generating a model of an anatomic region and receiving a true image from an endoscopic image capture probe positioned within the anatomic region. The method further comprises identifying a true fiducial region in the true image and identifying a plurality of virtual tissue structures in the model of the anatomic region. The method further comprises matching one of the plurality of the virtual tissue structures with the true fiducial region and determining a probe pose of the endoscopic image capture probe from the matched one of the plurality of virtual tissue structures. | 1. A method for using a flexible catheter in a medical procedure, the method being implemented using a processor and comprising: receiving an endoscopic image from a distal end of an endoscopic image capture probe positioned within an anatomic region;identifying a fiducial region in the endoscopic image;defining a subregion of a model of the anatomic region, the subregion corresponding to an area surrounding a measured position of the endoscopic image capture probe, the subregion including a first portion situated distally from the distal end of the endoscopic image capture probe and a second portion situated proximally from the distal end of the endoscopic image capture probe, the measured position of the endoscopic image capture probe being received from a sensor system included in the endoscopic image capture probe;identifying a search space defined by the subregion of the model, the search space including a plurality of virtual tissue structures from the subregion of the model;matching the fiducial region in the endoscopic image with a matched one of the plurality of virtual tissue structures in the subregion of the model of the anatomic region, wherein the matched one of the plurality of virtual tissue structures is associated with a virtual probe position;localizing a tip of the endoscopic image capture probe relative to the model of the anatomic region wherein localizing the tip includes determining an offset between the measured position of the endoscopic image capture probe and the virtual probe position; andguiding movement of the endoscopic image capture probe in the anatomic region based on the offset. 2. The method of claim 1 further comprising determining a virtual probe orientation of the tip of the endoscopic image capture probe from the matched one of the plurality of virtual tissue structures. 3. The method of claim 1 further comprising displaying the matched one of the plurality of virtual tissue structures from the model of the anatomic region. 4. The method of claim 1, wherein the subregion surrounding the measured position of the endoscopic image capture probe is defined by at least one of a sensor tolerance or an expected anatomic motion about the measured position of the endoscopic image capture probe relative to the anatomic region. 5. The method of claim 1, wherein matching the fiducial region further comprises: identifying one or more structural aspects of the fiducial region; andidentifying a subset of the plurality of virtual tissue structures,wherein the subset of the plurality of virtual tissue structures includes the one or more structural aspects of the fiducial region. 6. The method of claim 5, wherein the fiducial region includes one or more lumens, and the one or more structural aspects includes at least one of lumen location, lumen orientation, lumen dimension, lumen contour, lumen anatomical label, and lumen shape. 7. The method of claim 5, wherein matching the fiducial region further comprises: calcula... | INTUITIVE SURGICAL OPERATIONS, INC. | A61B005/00 A61B005/06 A61B001/00 A61B034/20 G06T007/33
US10285612 | B2 | 2019-05-14 | User feedback to controls ischemia monitoring ECG algorithm | 2015-08-31 | When detecting ischemia and/or myocardial infarction in a subject, electrocardiogram (ECG) segments are analyzed for elevated ST segments indicative of ischemia and/or infarction. To mitigate false positive alerts, an ECG segment comprising an elevated ST segment that triggers an alert is presented to a clinician for verification as being indicative of ischemia or infarction, or as being attributable to a confounding condition not indicative of ischemia or infarction. Clinician feedback is used to adjust an elevated ST segment detection algorithm to improve accuracy and mitigate false positive alerts. | 1. A method of mitigating false positive alerts for ischemic ECG patterns in an electrocardiogram (ECG) indicative of ischemia or myocardial infarction, comprising: receiving real-time ECG data;measuring a level of noise associated with each of a plurality of ECG segments;identifying a lowest-noise ECG segment, which has a lowest level of noise relative to other ECG segments in the plurality of ECG segments;analyzing the lowest-noise ECG segment to detect one or more elevated ST segments therein;upon detection of the one or more elevated ST segments, generating an alert;presenting the lowest-noise ECG segment that triggered the alert to a user for review;receiving user feedback regarding whether the alert is a false positive; andadjusting an elevated ST segment detection algorithm as a function of the received user input such that elevated ST segments not indicative of ischemia or myocardial infarction are ignored. 2. The method according to claim 1, wherein the elevated ST segment is detected by comparing absolute ST elevation to a predetermined ST elevation threshold. 3. The method according to claim 1, wherein the elevated ST segment is detected by comparing relative ST elevation over predetermined time period to a predetermined ST elevation threshold. 4. The method according to claim 1, further comprising presenting a menu of selectable ST-elevating conditions on a user interface and receiving the user input via the user interface. 5. The method according to claim 1, wherein the selectable ST-elevating conditions include ischemia, myocardial infarction, and one or more confounding conditions that cause elevated ST segments but are not indicative of ischemia or myocardial infarction. 6. The method according to claim 5, wherein the one or more confounding conditions comprise at least one of: left bundle branch block;right bundle branch block;intra-ventricular conduction defect;benign early repolarization;acute pericarditis; andleft ventricular hypertrophy. 7. The method according to claim 1, wherein the ECG patterns comprise one or more of: elevated ST segments;ST depression;inverted T-waves;pathologic Q-waves; andreduced R-waves. 8. The method according to claim 1, further comprising: determining at least one of patient condition being unstable such that invasive treatment for cardiac ischemia is not permitted, or that a non-invasive cardiac ischemia treatment comprises medication only;continuing monitoring of the patient with no invasive intervention;tracking ischemia status of the patient; andproviding one or more reports on ischemic burden, the reports comprising at least one of a time of ischemia onset and the duration of the ischemia. 9. A processor configured to execute the method according to claim 1. 10. A system that facilitates mitigating false positive alerts when monitoring ST elevation in an electrocardiogram (ECG) indicative of ischemia or myocardial infarction, comprising: a noise measurer configured to receive real-tim... | KONINKLIJKE PHILIPS N.V. | A61B005/04 A61B005/0452 A61B005/00
US10278620 | B2 | 2019-05-07 | Individual authentication method, electrocardiographic authentication information generation method, individual authentication device, electrocardiographic authentication information generating device, recording medium, and method | 2016-07-21 | An individual authentication method includes (i) indicating a first position of a user's arm or arms when gripping an electrocardiographic sensor, (ii) measuring the user's electrocardiographic activity at the first position by using the electrocardiographic sensor, (iii) indicating a second position of the user's arm or arms when gripping the electrocardiographic sensor, the second position being different from the first position, (iv) measuring the user's electrocardiographic activity at the second position by using the electrocardiographic sensor, (v) receiving ID information of the user, and (vi) registering, in a database, electrocardiographic authentication information including first authentication information associating the ID information with the user's electrocardiographic activity measured at the first position, and second authentication information associating the ID information with the user's electrocardiographic activity measured at the second position. | 1. An individual authentication method, comprising: (a) indicating a first position of an arm or arms of a user when the user grips an electrocardiographic sensor including electrodes;(b) measuring electrocardiographic activity of the user at the first position by using the electrodes;(c) indicating a second position of the arm or the arms when the user grips the electrocardiographic sensor, the second position being different from the first position;(d) measuring electrocardiographic activity of the user at the second position by using the electrodes;(e) receiving ID information of the user from the user;(f) registering, in a database, electrocardiographic authentication information including first authentication information associating the received user ID information with the electrocardiographic activity measured at the first position, and second authentication information associating the received user ID information with the electrocardiographic activity measured at the second position;(g) indicating a third position of the arm or the arms after the registration, and(h) measuring electrocardiographic activity of the user for individual authentication by using the electrodes after the indication of the third position; and(i) authenticating the user by using the electrocardiographic authentication information registered in the database and the electrocardiographic activity for individual authentication,wherein a total number of indications of positions of the arm or arms to provide the electrocardiographic authentication information is bigger than a total number of indications of the third position. 2. The individual authentication method according to claim 1, wherein the first position is above or below the second position. 3. The individual authentication method according to claim 1, wherein the first position is to the right or to the left of the second position. 4. The individual authentication method according to claim 1, wherein the third position is a position between the first position and the second position. 5. The individual authentication method according to claim 1, further comprising: (j) acquiring a motion of the arm or the arms after the indicating in (a) with an acceleration sensor disposed on the electrocardiographic sensor or on the user, determining whether or not the acquired motion of the arm or the arms corresponds to the first position, and if the motion of the arm or the arms corresponds to the first position, measuring the electrocardiographic activity at the first position with the electrocardiographic sensor in (b); and(k) acquiring a motion of the arm or the arms after the indicating in (c) with the acceleration sensor, determining whether or not the acquired motion of the arm or the arms corresponds to the second position, and if the motion of the arm or the arms corresponds to the second position, measuring the electrocardiographic activity at the second position with the electrocardiographic sensor in (d). ... | PANASONIC INTELLECTUAL PROPERTY MANAGEMENT CO., LTD. | A61B005/117 A61B005/0452 A61B005/04 H04L029/06 A61B005/0404 A61B005/11
US10285607 | B2 | 2019-05-14 | Wearable patch with rigid insert | 2016-07-20 | Embodiments of the present disclosure generally relate wearable patches having rigid inserts. The rigid insert is positioned adjacent to one or more connectors, such as studs for receiving sockets to distribute the force transferred to a patient when reconnecting a socket to the stud. The rigid insert may be sized to maintain flexibility in areas of the wearable patch. An optional adhesive layer may be applied to the wearable patch adjacent the rigid insert to reduce the likelihood of delamination of the wearable patch. | 1. A wearable patch, comprising: a base layer;a coversheet disposed above the base layer;an electrically conductive layer positioned between the base layer and the coversheet, the electrically conductive layer comprising one or more electrically conductive pads;a rigid insert positioned between the base layer and the coversheet; anda plurality of connectors for snap connections, wherein the connectors are electrically coupled to the electrically conductive layer, and wherein the rigid insert is sized to align with the plurality of connectors, is not aligned with the electrically conductive pads, and is smaller in size than the base layer and the coversheet. 2. The wearable patch of claim 1, wherein the rigid insert comprises plastic. 3. The wearable patch of claim 1, wherein the rigid insert comprises acrolynitrile butadiene styrene. 4. The wearable patch of claim 1, wherein the rigid insert has a thickness within a range of about 0.5 millimeters to about 1 millimeter. 5. The wearable patch of claim 1, wherein the rigid insert includes an opening formed therein. 6. The wearable patch of claim 1, further comprising an adhesive layer located between the rigid insert and the electrically conductive layer. 7. The wearable patch of claim 6, wherein the adhesive layer has the same shape as the rigid insert. 8. The wearable patch of claim 1, wherein the connectors for snap connections comprise studs. 9. The wearable patch of claim 1, wherein the rigid insert comprises a plurality of concave outer edges. 10. A wearable patch, comprising: a base layer;an intermediate layer comprising an adhesive positioned over the base layer;a rigid insert positioned over the intermediate layer;an adhesive layer positioned over the rigid insert;an electrically conductive layer positioned over the adhesive layer, the electrically conductive layer comprising one or more electrically conductive pads;a coversheet positioned over the electrically conductive layer; anda plurality of connectors for snap connections, wherein the connectors are electrically coupled to the electrically conductive layer, and wherein the rigid insert is sized to align with the plurality of connectors, is not aligned with the electrically conductive pads, and is smaller in size than the base layer and the coversheet. 11. The wearable patch of claim 10, wherein the rigid insert includes an opening formed therein. 12. The wearable patch of claim 10, wherein the rigid insert comprises plastic. 13. The wearable patch of claim 10, wherein the rigid insert comprises acrolynitrile butadiene styrene. 14. The wearable patch of claim 10, wherein the rigid insert has a thickness within a range of about 0.5 millimeters to about 1 millimeter. 15. The wearable patch of claim 10, wherein the adhesive layer has the same shape as the rigid insert. 16. The wearable patch of claim 15, wherein the rigid insert includes concave outer edges. 17. The wearable patch of claim 10, further comprising eyelets in... | Preventice Technologies, Inc. | A61B005/0408 A61B005/00
US10285141 | B1 | 2019-05-07 | Data synchronization across multiple sensors | 2012-09-19 | Various embodiments of the present invention provide methods, systems, apparatus, and computer program products for synchronizing data across at least two sensors. In one embodiment, first sensor data, which includes a universal time stamp from a universal time source, is recorded from at least one first sensor and second sensor data, which does not include a universal time stamp from a universal time source, is recorded from at least one second sensor. The first sensor data is correlated with the second sensor data, and a universal time that corresponds with the data from the second sensor is determined at least in part based on the correlation between the first sensor data and the second sensor data. | 1. A method of synchronizing data of at least one first vehicle sensor of a vehicle with data of at least one second vehicle sensor of the vehicle comprising: recording, by a vehicle telematics device positioned in the vehicle and comprising one or more processors and one or more memory storage areas operatively connected to the one or more processors, first vehicle sensor data provided by the at least one first vehicle sensor operatively connected to the vehicle telematics device, wherein (a) the first vehicle sensor data comprises (i) a local time stamp based on a local time source indicating the time at which the first vehicle sensor data was recorded by the telematics device, (ii) a universal time stamp based on a universal time source indicating the time at which the first vehicle sensor data was measured by the at least one first vehicle sensor, (b) the at least one first vehicle sensor is synchronized to the universal time source, (c) the universal time source comprises a global navigation satellite system, (d) the local time stamp indicating the time at which the first vehicle sensor data was recorded by the telematics device comprises a delay from the universal time stamp indicating the time at which the first vehicle sensor data was measured by the at least one first vehicle sensor, and (e) the delay comprises at least one of a clock delay, a propagation delay, a computational delay, a buffering delay, a scheduling delay, a drift delay, and a processing delay;recording, by the vehicle telematics device positioned in the vehicle, second vehicle sensor data provided by the at least one second vehicle sensor operatively connected to the vehicle telematics device, wherein the second vehicle sensor data comprises (a) a local time stamp based on the local time source indicating the time at which the second vehicle sensor data was recorded by the telematics device but (b) does not comprise a universal time stamp based on the universal time source indicating the time at which the second vehicle sensor data was measured by the at least one second vehicle sensor;interpolating the first vehicle sensor data to generate additional first vehicle sensor data such that a time step of the first vehicle sensor data equals a time step of the second vehicle sensor data;determining an orientation of the at least one second vehicle sensor;adjusting the second vehicle sensor data based at least in part on the determined orientation;converting the first vehicle sensor data from a first coordinate system associated with the first vehicle sensor data to a second coordinate system associated with the second vehicle sensor data based at least in part on the adjusted second vehicle sensor data;transforming the first vehicle sensor data to convert the first vehicle sensor data from a first value measured by the at least one first vehicle sensor to a second value corresponding to a type of data measured by the at least one second vehicle sensor;determining a time shi... | SAFECO INSURANCE COMPANY OF AMERICA | H04W056/00 H04L007/00 A61B005/00
US10293239 | B2 | 2019-05-21 | Action detection and activity classification | 2018-05-21 | Activities, actions and events during user performance of physical activity may be detected using various algorithms and templates. Templates may include an arrangement of one or more states that may identify particular event types and timing between events. Templates may be specific to a particular type of activity (e.g., types of sports, drills, events, etc.), user, terrain, time of day and the like. | 1. One or more non-transitory computer readable media storing computer readable instructions that, when executed, cause at least one computing device to: determine a type of physical activity associated with an athletic activity performed by a user;based on the determined type of physical activity performed by the user, identify a plurality of activity templates associated with the physical activity;receive raw sensor data associated with the athletic activity performed by the user, the raw sensor data being received from one or more sensing devices into a buffer;analyze the received raw sensor data in the buffer, further comprising: mean centering and then determining a mean of an absolute value of acceleration in each of one or more subsections of the buffer;delay further analysis of the raw sensor data in the buffer until the raw sensor data in the one or more subsections has a threshold acceleration magnitude;calculate a Fast Fourier Transform of raw sensor data to determine one or more events performed during the athletic activity of the user;compare the determined one or more events to a plurality of activity templates, further comprising: determine whether the raw sensor data indicates that a foot contact duration is within a threshold range of an average duration of one or more previously matched foot contact events of the plurality of activity templates;determine whether the determined one or more events match one or more activity templates of the plurality of activity templates;responsive to determining that the determined one or more events match one or more activity templates, classify the events as performance of a first action of a first type and communicate sound feedback to the user based on the first action; andresponsive to determining that the determined one or more events do not match one or more activity templates, storing the received sensor data. 2. The one or more non-transitory computer readable media of claim 1, further including instructions that, when executed, cause the at least one computing device to: determine a quality of the first action;determine whether the quality of the first action is below a predetermined threshold; andresponsive to determining that the quality of the first action is below the predetermined threshold, provide coaching information to the user. 3. The one or more non-transitory computer-readable media of claim 2, wherein determining the quality of the first action further includes instructions that, when executed, cause the computing device to: determine a strength of a match between the determined one or more events and the one or more activity templates. 4. The one or more non-transitory computer-readable media of claim 2, wherein determining the quality of the first action further includes instructions that, when executed, cause the computing device to: identify one or more optional events associated with the one or more matching activity templates;determine whether a match exists betwe... | NIKE, Inc. | A61B005/11 A61B005/01 A61B005/00 A63B071/06 A63B024/00 G06F019/00 G09B019/00 A43B003/00 A61B005/024 G09B005/02 G09B005/00 G09B005/12 G16H020/30 G16H040/67 G16H020/40 A41D001/00
US10286173 | B2 | 2019-05-14 | Facial mask apparatus and method of making | 2018-06-20 | A face mask for extended wear by a user including a customized, contoured facial mask portion constructed and configured to cover and matingly contact a corresponding contoured surface area of a human face, preferably formed by 3D printing methods and materials. | 1. A method for making a face mask comprising: creating a three-dimensional (3-D) scan having image data of a face of an individual user; using 3-D printing; andcreating a customized sleep apnea mask for conforming to unique facial features and contours of the face of the individual user;wherein the customized sleep apnea mask includes a contact portion for contacting the face of the individual user;wherein the contact portion is formed based on the 3-D scan having image data of the face of the individual user;wherein the contact portion is adapted to conform to the unique facial features of the individual user;wherein the contact portion is configured to substantially contact a forehead of the individual user during use;wherein the customized sleep apnea mask is sized to extend slightly below a chin of the individual user during use, wherein a clearance of between about 3.175 mm (⅛ inch) and about 6.35 mm (¼ inch) is provided;wherein the contact portion is configured to not contact a chin boss of the individual user during use; andwherein the contact portion is configured to not contact a nose of the individual user during use, wherein the contact portion is configured to not contact a glabella of the individual user during use and wherein the contact portion is configured to seal around eves of the individual user during use. 2. The method of claim 1, further including saving the image data to a database, wherein the database is accessible through a web interface. 3. The method of claim 1, wherein the image data is acquired through use of a 3-D scanner, multiple image or video cameras and digital reconstruction software, dot or line scans from laser imaging, pattern laser photography, or stereo photography. 4. The method of claim 1, wherein the customized sleep apnea mask is configured to not contact and not cover eyes of the individual user during use. 5. The method of claim 1, wherein the contact portion is comprised of soft plastic layer, a silicone layer, or a rubber layer. 6. The method of claim 1, wherein the contact portion is configured to contact cheeks of the individual user during use. 7. The method of claim 1, wherein the contact portion is configured to contact supraorbital ridges of the individual user during use. 8. The method of claim 1, wherein the customized sleep apnea mask is sized to cover and matingly contact at least 50% of the surface area of the face of the individual user, wherein the surface area of the face of the individual user includes at least a surface area of the forehead of the individual user, a surface area of eyes of the individual user, a surface area of the nose of the individual user, a surface area of the mouth of the individual user, a surface area of cheeks of the individual user, a surface area of jaws of the individual user, a surface area of a glabella of the individual user, a surface area of superciliary arches of the individual user, a surface area of a superior palpebral sulcus of the in... | LUCY CAROL DAVIS | A61M016/06 A61B005/00 A62B018/02
US10285753 | B2 | 2019-05-14 | Circuit for a catheter or sheath and method of forming same | 2015-01-19 | A circuit configured for connecting an electrode to a catheter or sheath is disclosed. The circuit includes a member having a longitudinal axis and configured to extend along at least a portion of the length of the catheter or sheath. The circuit further includes a trace printed on the member, where the trace includes at least a longitudinal segment extending generally along at least a portion of the longitudinal axis and a transverse segment extending generally transverse to the longitudinal axis. In an embodiment, the circuit further includes a pad integral with and extending from the circuit proximal the transverse segment of the trace. A catheter or sheath assembly comprising the circuit and an electrode connected to the circuit is also disclosed. A method of forming a catheter or sheath assembly is also provided. | 1. An apparatus, comprising: a shaft comprising a distal portion and a proximal portion, wherein the shaft is configured to be guided through a vasculature;at least one electrode coupled to the distal portion of the shaft; anda flexible circuit comprising a member and at least one conductive element traversing the shaft between the electrode and the proximal portion, wherein the member comprises a longitudinal axis and is configured to extend along a least a portion of the length of the shaft, wherein the at least one conductive element is disposed on the member, wherein the flexible circuit extends through a neutral axis of the shaft about which the shaft is configured to deflect, and wherein the flexible circuit is configured to aid in the deflection of the shaft. 2. The apparatus of claim 1, wherein the flexible circuit-further comprises a pad disposed at a distal end of the flexible circuit-and wherein the pad is configured to electrically couple to the at least one electrode. 3. The apparatus of claim 2, wherein the flexible circuit comprises a first flexible circuit and the apparatus further comprises a second flexible circuit comprising a second pad configured to be coupled to a second electrode. 4. The apparatus of claim 1, wherein the shaft further comprises at least one pull wire extending along the shaft, wherein the at least one pull wire is substantially orthogonal to a longitudinal axis of the flexible circuit. 5. The apparatus of claim 4, wherein the shaft further comprises a first pull wire and a second pull wire and wherein the first pull wire and the second pull wire extend along the shaft and are located on opposite sides of the flexible circuit and are located substantially orthogonal to the longitudinal axis of the flexible circuit. 6. The apparatus of claim 1, wherein the flexible circuit further comprises a trace. 7. The apparatus of claim 1, wherein the shaft is configured to deflect in a first direction. 8. The apparatus of claim 7, wherein the shaft further comprises at least one pull wire extending along the shaft, wherein the at least one pull wire is substantially orthogonal to a longitudinal axis of the flexible member. 9. The apparatus of claim 1, further comprising at least one pull wire extending along the shaft, wherein the at least one pull wire is substantially orthogonal a longitudinal axis of the shaft. 10. The apparatus of claim 2, wherein the at least one electrode comprises at least one ring electrode and wherein each of the ring electrodes encircles a respective portion of a circumference of the shaft. 11. The apparatus of claim 10, wherein the at least one electrode comprises a plurality of electrodes. 12. The apparatus of claim 10, wherein the ring electrode is integral with the pad. 13. An apparatus, comprising: a shaft comprising a distal portion and a proximal portion, wherein the shaft is configured to be guided through a vasculature;at least one electrode coupled to the distal portion o... | ST. JUDE MEDICAL, ATRIAL FIBRILLATION DIVISION, INC. | A61B018/14 A61B005/042 A61B005/00 A61M025/01 A61B018/18 A61B018/00 A61N007/02 A61B017/00
US10293165 | B2 | 2019-05-21 | Electrical multichannel system, particularly for neural stimulation | 2013-11-04 | The invention relates to an electrical multichannel system (100) and to a neural stimulation and/or recording device comprising such a system. The multichannel system comprises a plurality of application components (130), e.g. stimulation electrodes, and associated access points (120) that are connected by a plurality of electrical lines (110). The resistances of these lines are adjusted to given target values, for example to equal values, by incorporating appropriate tuning sections (140) into the electrical lines. The lines may for example comprise different geometries and/or materials in the tuning sections. | 1. An electrical multichannel system, comprising: a) a plurality of application components and associated access points;b) a multichannel track with a plurality of electrical lines, each line connecting one application component to one access point with a given target resistance and comprising a tuning-section with the following features: the tuning-section extends between a starting-point and an end-point;a distance between starting-point and end-point is the same for all lines;a resistivity and a cross-section are substantially the same for all lines at their starting-point;a resistivity and a cross-section are substantially the same for all lines at their end-point;the resistances between starting-point and end-point differ between at least one first line and one second line. 2. The electrical multichannel system according to claim 1, characterized in that the geometries of the first line and second line are different in their tuning sections. 3. The electrical multichannel system according to claim 1, characterized in that the first line comprises in the tuning section a subsection composed of at least two materials. 4. The electrical multichannel system according to claim 1, characterized in that the first line and the second line have non-matching courses of resistivity in their tuning sections. 5. An electrical multichannel system according to claim 1, wherein the first line is not longer than the second line;the first and the second lines have non-matching courses of resistivity (ρ). 6. The electrical multichannel system according to claim 5, characterized in that the first line comprises a subsection with a resistivity different from the resistivity at any point of the second line or vice versa. 7. The electrical multichannel system according to claim 5, characterized in that the first line and the second line have different resistivities that are constant along their associated tuning sections. 8. The electrical multichannel system according to claim 5, characterized in that said first line and the second line comprise subsections with differently doped substrates. 9. The electrical multichannel system according to claim 5, characterized in that said first line and the second line comprise subsections with silicides. 10. The electrical multichannel system according to claim 5, characterized in that said first line and the second line have different total lengths outside the tuning sections. 11. The electrical multichannel system according to claim 5, characterized in that the target resistances of all of the plurality of electrical lines are equal to each other. 12. The electrical multichannel system according to claim 5, characterized in that the plurality of electrical lines run along curved parallel paths. 13. The electrical multichannel system according to claim 5, characterized in that the plurality of electrical lines are at least partially realized as thin-film conductors. 14. The electrical multichannel system accor... | Koninklijke Philips N.V. | A61N001/36 A61N001/375 A61N001/04 A61N001/05 A61B005/04
US10299756 | B1 | 2019-05-28 | System and methods for nerve monitoring | 2015-10-12 | A system and related methods for performing nerve detection during surgical access using ultrasound testing during surgery. | 1. A method for safely avoiding nerve tissue during access to a spinal surgical target site at the anterior column of the spine of a patient positioned in a lateral, decubitus position during surgery, comprising (a) advancing an instrument to the spinal surgical target site, the instrument equipped with at least one instrument electrode and at least one ultrasound transducer, wherein the advancing of the at least one instrument comprises establishing the operative corridor along a lateral, trans-psoas path from an incision site, through non-bone soft tissue, to the surgical target site at the anterior column of the spine;(b) emitting an electrical stimulation signal from the at least one instrument electrode while advancing the instrument to the spinal surgical target site and while establishing the operative corridor;(c) emitting an ultrasound signal from the at least one ultrasound transducer while advancing the instrument along the lateral, trans-psoas path from the incision site, through non-bone soft tissue, to the spinal surgical target site and while establishing the operative corridor, said ultrasound signal is emitted in a circular pattern providing for 360° radial imaging of the surrounding tissue;(d) receiving an evoked neuromuscular response in a neuromuscular recording electrode in relation to the stimulation signal from the at least one instrument electrode indicative of the proximity of the instrument to nerve tissue;(e) receiving the emitted ultrasound signal from the at least one ultrasound transducer;(f) processing the received ultrasound signal in a control unit to generate a viewable image of the location of nerve tissue relative to the at least one ultrasound transducer while advancing the instrument along the lateral, trans-psoas path from the incision site, through non-bone soft tissue to the spinal surgical target site, wherein the location of the nerve tissue is derived from the received ultrasound signal and the acoustical characteristics of the nerve tissue; and(g) displaying (i) the viewable image and (ii) an indication of the proximity of the instrument to nerve tissue such that the lateral, trans-psoas path to the spinal surgical target site at the anterior column of the spine can be adjusted if nerve tissue is positioned in the path to the spinal surgical target site. 2. The method of claim 1, wherein the emitted ultrasound signal has a frequency in the range of 50 kHz to 16 MHz. 3. The method of claim 1, wherein the electrical stimulation signal and ultrasound signal are emitted substantially simultaneously. 4. The method of claim 1, wherein said ultrasound transducer is located at a distal end of said instrument and is configured to transmit ultrasound signals through body tissue to nerve tissue near the surgical instrument during surgical access. 5. The method of claim 4, wherein the ultrasound transducer is further configured to receive ultrasound signals after they reflect off at least the nerve tissue adja... | NuVasive, Inc. | A61B005/05 A61B005/0492 A61B008/08 A61B008/14 A61B008/00 A61B005/04
US10282918 | B2 | 2019-05-07 | Two-dimensional cinematic medical imaging in color based on deep learning | 2017-08-15 | A 2D medical image is colorized. In one approach, a deep-learnt classifier is trained to colorize from color 2D medical images. The color 2D medical images for training are cinematically rendered from slabs to add color. In another approach, a deep machine-learnt generator creates slices as if adjacent to the 2D medical image. The slices and 2D medical image form a slab, which is cinematically rendered to add color. The result is a colorized 2D medical image. | 1. A method for colorizing a two-dimensional medical image of a patient, the method comprising: generating (32) a first two-dimensional slice representing a first plane, the generating being by a deep machine-learnt generator based on input of the two-dimensional medical image;forming (34) a slab of the first two-dimensional slice and the two-dimensional medical image;color rendering (36), by a renderer (58), the slab with a cinematic renderer (58); anddisplaying (38), on a display, the slab as rendered in color as a colorized version of the two-dimensional medical image. 2. The method of claim 1 wherein generating further comprises generating (32) a second two-dimensional slice representing a second plane different than the first plane, the first and second planes different than a third plane represented by the two-dimensional medical image, and wherein forming (34) the slab comprises forming (34) the slab of the first and second two-dimensional slices and the two-dimensional medical image in a stack. 3. The method of claim 1 wherein generating (32) comprises generating (32) with the deep machine-learnt generator comprising a convolutional deep learnt neural network. 4. The method of claim 1 wherein forming (34) the slab comprises forming (34) a volume and wherein color rendering (36) comprises three-dimensional rendering the volume. 5. The method of claim 1 wherein color rendering (36) comprises three-dimensional rendering (36) with path tracing. 6. The method of claim 1 wherein the two-dimensional medical image and the first two-dimensional slice comprise scalar values without color information, and wherein color rendering (36) comprises three-dimensional rendering (36) with a look-up table linking scalar values with colors. 7. The method of claim 1 wherein the two-dimensional medical image includes a first multi-label mask, wherein generating (32) comprises generating (32) the first two-dimensional slice with a second multi-label mask, and wherein color rendering (36) comprises color rendering (36) as a function of the first and second multi-label masks. 8. The method of claim 1 further comprising: inputting (42) the colorized version of the two-dimensional medical image to a machine-learnt classifier; andoutputting (40), by the machine-learnt classifier based on the inputting, a diagnostic or therapeutic classification. 9. A system for colorizing two-dimensional medical imaging, the system comprising: a medical scanner (56) configured to scan a first plane of a patient and generate scan data for the first plane;a machine configured to output scan data for a second plane by application of the scan data for the first plane to a deep-machine-learnt extrapolator;a graphics processing unit configured to cinematically render a color image of the first plane from a slab formed from the scan data of the first plane and the scan data of the second plane; anda display configured to display the color image. | Siemens Healthcare GmbH | G06T019/20 G06T011/00 H04N001/60 G06N099/00 A61B005/00 G06N003/04
US10299678 | B2 | 2019-05-28 | Method and apparatus for detecting dehydration | 2017-04-03 | An apparatus for detecting conductance parameter of high protein body fluid sample is provided. The apparatus includes at least one liquid collection element, and at least two electrodes horizontally aligned in the liquid collection element. Also provided are methods for detecting dehydration in a subject, comprising the steps of measuring the conductance parameter of the saliva of the subject. | 1. A method for detecting dehydration in a subject, comprising: measuring saliva electric conductance or saliva electric impedance of the subject, andidentifying the subject as having dehydration if the subject has a higher saliva electric conductance, relative to the saliva electric conductance of a non-dehydrated subject or if the subject has a lower saliva electric impedance in the subject, relative to the saliva electric impedance of a non-dehydrated subject,wherein the saliva electric conductance or saliva electric impedance is measured by an apparatus comprising: at least one liquid collection element; anda first electrode and a second electrode in the liquid collection element, each electrode having a top surface, a bottom surface and at least one edge,wherein the first electrode and the second electrode are substantially horizontally aligned with a gap between the edge of the first electrode and the edge of the second electrode, and said edge of the first electrode is facing said edge of the second electrode. 2. The method of claim 1, wherein the electrode is substantially free of anti-fouling coating. 3. The method of claim 1, wherein the volume of the saliva for measuring salivary conductance is about 20 μl to about 1.5 ml. 4. The method of claim 1, wherein the saliva is diluted with a dilution fluid before measuring the electric conductance or saliva impedance. 5. The method of claim 1, wherein the gap between the edge of the first electrode and the edge of the second electrode is about 50 μm to about 500 μm. 6. The method of claim 1, wherein the gap between the edge of the first electrode and the edge of the second electrode is about 100 μm to about 400 μm. 7. The method of claim 1, wherein the gap between the edge of the first electrode and the edge of the second electrode is about 100 μm. | CHANG GUNG MEMORIAL HOSPITAL, CHIAYI NATIONAL APPLIED RESEARCH LABORATORIES NATIONAL TAIWAN UNIVERSITY | A61B005/00 A61B005/05 A61B005/053 A61B005/145 G01N033/487
US10278443 | B2 | 2019-05-07 | Wireless monitoring of safety helmets | 2017-09-15 | Remote monitoring of a subject wearing a sports helmet is enabled. In one aspect, an example system includes a safety helmet and a sensor integrated with the helmet for continuously gathering head acceleration force data, the head acceleration force data associated with the head movements of a subject. The system can also include a wireless transceiver coupled to the sensor for transmitting the head acceleration force data and a mobile device for receiving the head acceleration force data from the wireless transceiver. The system can further include a database engine for displaying the head acceleration force data to a user. | 1. A system, comprising: a processor; anda memory that stores executable instructions that, when executed by the processor, facilitate performance of operations, comprising: receiving, from a group of sensors of a device via a wireless transceiver of the device, respective biometric data representing a movement of a body and a substance corresponding to the body, wherein the body is determined to be associated with a subject identity, and wherein the device has been determined to be worn on the body; anddisplaying biometric data of the respective biometric data on a time axis via a display of the system, wherein the time axis represents a time varying characteristic of the biometric data. 2. The system of claim 1, wherein the biometric data represents a stress level of the body. 3. The system of claim 1, wherein the biometric data represents a moisture content of the body. 4. The system of claim 1, wherein the biometric data represents a toxin level of the body. 5. The system of claim 1, wherein the operations further comprise: based on the biometric data, determining whether teeth of the body have been closed together. 6. The system of claim 1, wherein operations further comprise: based on the biometric data, determining whether an arm of the body has been cocked. 7. The system of claim 1, wherein the device has been positioned within clothing determined to be worn on the body. 8. The system of claim 1, wherein the device has been positioned within a shoe determined to be worn on a foot of the body. 9. The system of claim 1, wherein a sensor of the group of sensors corresponds to a joint of the body, and wherein the biometric data represents a joint movement of the joint. 10. The system of claim 1, wherein a sensor of the group of sensors corresponds to an appendage of the body, and wherein the biometric data represents an appendage movement of the appendage. 11. A method, comprising: receiving, by a system comprising a processor from a wireless transceiver of a device, data corresponding to respective measurements that have been performed by a group of sensors of the device, wherein the respective measurements represent a substance corresponding to a subject and a movement of the subject; anddisplaying, via a time axis, a time varying characteristic of at least a portion of the data representing the movement of the subject. 12. The method of claim 11, wherein a sensor of the group of sensors has been embedded in a skin of the subject. 13. The method of claim 11, wherein the time varying characteristic of the data represents a posturing state of the subject. 14. The method of claim 11, wherein the time varying characteristic of the data represents an emotional state of the subject. 15. The method of claim 11, wherein the time varying characteristic of the data represents a state of balance of the subject. 16. The method of claim 11, wherein the time varying characteristic of the data represents a state of gait of the subject. 17.... | AT&T INTELLECTUAL PROPERTY I, L.P. | A42B003/04 G08B021/04 A61B005/00 A61B005/11
US10306444 | B2 | 2019-05-28 | Device pairing with a dual use piezoelectric acoustic component and vibration sensor | 2014-10-27 | Some embodiments of the present invention include placing a smart device and a peripheral device in pairing mode; detecting at least one pairing motion event with a dual use piezo circuit within the peripheral device; transmitting an indication of the occurrence of the at least one pairing motion event to the smart device; receiving in the smart device the indication of the occurrence of the at least one pairing motion event in satisfaction of at least one pairing condition; and pairing the smart device with the peripheral device in response to satisfaction of the at least one pairing condition. Numerous other aspects are provided. | 1. A method of pairing a smart device with a peripheral device, the method comprising: placing a smart device and a peripheral device in pairing mode;detecting at least one pairing motion event with a dual use piezo circuit within the peripheral device, the dual use piezo circuit having a first input to control functioning as a vibration/impact sensor and having a second input to control functioning as a sound generator, the functioning as a vibration/impact sensor and the functioning as a sound generator not executed concurrently;transmitting an indication of the occurrence of the at least one pairing motion event to the smart device;receiving in the smart device the indication of the occurrence of the at least one pairing motion event in satisfaction of at least one pairing condition; andpairing the smart device with the peripheral device in response to satisfaction of the at least one pairing condition. 2. The method of claim 1 further comprising executing a pairing application on the smart device. 3. The method of claim 2 wherein the at least one pairing motion event includes tapping the peripheral device. 4. The method of claim 1 wherein detecting at least one pairing motion event with the dual use piezo circuit includes receiving a signal from a piezoelectric buzzer having an amplitude greater than a threshold amplitude. 5. The method of claim 4 wherein satisfying the at least one pairing condition includes detecting a tap event with the peripheral device. 6. The method of claim 1 wherein the at least one pairing motion event includes tapping together the smart device and the peripheral device. 7. The method of claim 6 wherein satisfying the at least one pairing condition includes tapping together the smart device and the peripheral device with sufficient force to exceed a pre-defined tap threshold. 8. The method of claim 7 wherein satisfying the at least one pairing condition includes moving the smart device and the peripheral device together at a fast enough rate to exceed a predefined mobility threshold. 9. The method of claim 8 wherein satisfying the at least one pairing condition includes moving the smart device and the peripheral device close enough together to exceed a predefined proximity threshold. 10. A system for pairing two wireless devices, the system comprising: a first wireless device that includes a programmable smart device that is Bluetooth Low Energy (BLE) enabled; anda second wireless device that includes a BLE enabled peripheral device and a dual use piezo circuit within the peripheral device, the dual use piezo circuit having a first input to control functioning as a vibration/impact sensor and having a second input to control functioning as a sound generator, the functioning as a vibration/impact sensor and the functioning as a sound generator not executed concurrently;wherein the second wireless device includes a processor and memory storing peripheral device instructions executable on the processor, wherein... | Ascensia Diabetes Care Holdings AG | H04B007/00 H04W004/80 H04W076/10 H04L029/06 H04W004/20 H04W004/02 H04W004/60 G06F003/01 H04M001/725 H04W012/08 A61B005/00 A61B005/145 H04W048/10 H04L029/08 H04W004/06 H04W084/18 H04W008/00 H04W048/16 H04W074/00
US10292594 | B2 | 2019-05-21 | Method and system for contactless detection of cardiac activity | 2014-03-17 | A system and method include contactless detecting and tracking cardiac activity by making use of a feedback control system, such as a Phase Locked Loop (PLL), in real-time or from a prerecorded signal stream. | 1. A method for contactless detection of cardiac activity of a subject, comprising: monitoring blood volume pulse in real-time comprising detecting a first pulse resulting from a first contraction of the heart prior to the following contraction of the heart on a pulse by pulse basis through the skin of the subject with a contactless sensor by capturing with the sensor incident light reflected off the skin representing the pulse of the subject;converting an optical signal of the reflected light to an electrical signal comprising a frequency;feeding the captured electrical signal to a feedback control system;locking and tracking over time the frequency of the captured electrical signal within a range corresponding to an expected range of heart rate using the feedback control system;measuring the frequency of the electrical signal at the output of the feedback control system;extracting the pulse rate in real-time on a pulse by pulse basis from the measured frequency of the electrical signal at the output of the feedback control system;tracking the pulse rate to detect pulse by pulse variability of the subject's heart rate in real-time; andanalyzing the tracked heart rate variability in real-time on a beat by beat basis to determine a physiological condition of the subject. 2. The method of claim 1, wherein the feedback control system comprises a phase locked loop (PLL). 3. The method of claim 1, further comprising illuminating the skin of the subject to produce the incident light. 4. The method of claim 1, wherein the incident light is ambient light. 5. The method of claim 1, further comprising at least one of displaying the electrical signal, recording the electrical signal, and converting the electrical signal to an audio signal. 6. The method of claim 1, wherein the signal is captured by sensing the intensity of reflected light off the skin. 7. The method of claim 6, wherein the captured signal is processed. 8. The method of claim 7, wherein the processing comprises filtering the captured signal to at least one of limit the frequency range, adjust the Automatic Gain Control (AGC), and reduce noise. 9. The method of claim 1, wherein the feeding of the captured signal is performed in real-time. 10. The method of claim 1, wherein the feeding of the captured signal is performed off-line. 11. The method of claim 1, wherein the captured signal is sent wirelessly to a location remote from the capturing. 12. The method of claim 1, wherein the captured signal is recorded. 13. The method of claim 1, further comprising monitoring the tracked frequency. 14. The method of claim 1, wherein the feedback control system comprises a Phase Lock Loop (PLL) comprising a two-input Phase Detector (PD), a Loop Filter (LF) and a Voltage Controlled Oscillator (VCO) and feeding the captured electrical signal further comprises feeding the captured electrical signal to a first of the two-inputs to the PD, feeding a PD output to a LF input, feeding a LF output to... | ROCHESTER INSTITUTE OF TECHNOLOGY | A61B005/00 A61B005/024
US10279140 | B2 | 2019-05-07 | Humidity control liquid maximization pressure support device | 2013-12-17 | A pressure support system configured to provide pressure support therapy to a subject is described. The pressure support system comprises a humidifier configured to control the humidity of gas provided to the subject during a sleep cycle to ensure an amount of liquid will remain in the humidifier at the conclusion of an estimated usage time. The pressure support system is configured to ensure humidified breathing gas is delivered to a subject during a usage time within a pressure support usage period. During times when the subject's moisture demand is greater than amount of moisture available in the humidifier, the pressure support system may decrease the amount moisture in the breathing gas so humidified therapy is available during the entire time the user is asleep. | 1. A pressure support system comprising: a pressure generator configured to generate a pressurized flow of breathable gas for delivery to the airway of a subject;a humidifier configured to hold a volume of liquid, and to controllably elevate a temperature of the liquid such that vapor formed from heated liquid humidifies the pressurized flow of breathable gas;one or more usage time sensors configured to generate output signals conveying information related to the pressurized flow of breathable gas; andone or more processors configured to execute computer program modules, the computer program modules comprising:a liquid level module configured to obtain a level of the liquid held by the humidifier;a usage time module configured to estimate a usage time of the subject for a current usage session, wherein estimating the usage time comprises: determining that the subject has begun use of the system based on the output signals generated by the one or more usage time sensors;generating an initial usage time estimate based on prior usage data for the subject from prior usage sessions; andadjusting the initial usage time estimate based on the output signals generated by the one or more usage time sensors; anda humidifier control module configured to control the humidifier to heat the liquid based on the estimated usage time for the current usage session and the level of the liquid held by the humidifier, thereby ensuring an amount of liquid will remain in the humidifier at the conclusion of the estimated usage time. 2. The system of claim 1, wherein the humidifier control module is further configured to adjust operation of the humidifier from an ordinary mode of operation to extend the time the pressurized flow of breathable gas is humidified during the current usage session. 3. The system of claim 2, wherein the system further comprises a subject interface heater configured to controllably heat the pressurized flow of breathable gas for delivery to the airway of a subject, and wherein the modules further comprise a subject interface heater control module configured to control the subject interface heater to maintain the temperature of the pressurized flow of breathable gas at a target temperature based on a target humidity determined by the humidifier control module. 4. The system of claim 1, wherein the usage time module is further configured to estimate the usage time of the subject for the current usage session based on the output signals generated by the one or more usage time sensors during the current usage session. 5. The system of claim 1, further comprising one or more liquid level sensors configured to generate output signals conveying information related to a current liquid level in the humidifier, wherein the liquid level module is configured to obtain the liquid level by determining a current liquid level based on the output signals generated by the one or more liquid level sensors, and, wherein the liquid level module is configured to ... | KONINKLIJKE PHILIPS N.V. | A61M016/16 A61M016/06 A61M016/10 A61M016/00 A61B005/087 A61B005/00
US10288574 | B2 | 2019-05-14 | Wetting sensor and wetting sensing system | 2018-07-31 | A wetting sensor includes a stretchable circuit board having stretchability, a first stretchable wiring line as a wiring line formed on a main surface of the stretchable circuit board and having stretchability on the main surface, a second stretchable wiring line as a wiring line formed on the main surface of the stretchable circuit board and having stretchability on the main surface, a first electrode connected to the first stretchable wiring line, a second electrode connected to the second stretchable wiring line, a water absorbing member configured to cover at least a part of each of the first electrode and the second electrode, and a measurer configured to measure an electric characteristic between the first electrode and the second electrode which are contacting the water absorbing member. | 1. A wetting sensor comprising: a stretchable circuit board having stretchability;a first stretchable wiring line as a wiring line formed on a surface of the stretchable circuit board and having stretchability in accordance with the stretchability of the stretchable circuit board;a second stretchable wiring line as a wiring line formed on the surface and having stretchability in accordance with the stretchability of the stretchable circuit board;a first electrode connected to the first stretchable wiring line;a second electrode connected to the second stretchable wiring line;a water absorbing member configured to cover at least a part of each of the first electrode and the second electrode; anda measurer configured to measure an electric characteristic between the first electrode and the second electrode which are contacting the water absorbing member,wherein the first electrode includes multiple first electrode elements and the second electrode includes multiple second electrode elements. 2. The wetting sensor according to claim 1, wherein each of the second electrode elements is positioned between adjacent ones of the multiple first electrode elements. 3. A wetting sensor comprising: a stretchable circuit board having stretchability;a first stretchable wiring line as a wiring line formed on a surface of the stretchable circuit board and having stretchability in accordance with the stretchability of the stretchable circuit board;a second stretchable wiring line as a wiring line formed on the surface and having stretchability in accordance with the stretchability of the stretchable circuit board;a first electrode connected to the first stretchable wiring line;a second electrode connected to the second stretchable wiring line;a water absorbing member configured to cover at least a part of each of the first electrode and the second electrode; anda measurer configured to measure an electric characteristic between the first electrode and the second electrode which are contacting the water absorbing member,wherein:the first stretchable wiring line has a first straight portion extending in one direction; anda second straight portion extending parallel to the first straight portion,the first electrode is formed raised in a direction opposite to a direction from the first straight portion toward the second straight portion or in a direction opposite to a direction from the second straight portion toward the first straight portion,the second stretchable wiring line has a third straight portion extending parallel to the first straight portion, anda fourth straight portion extending parallel to the second straight portion, andthe second electrode includes multiple second electrodes, andsome of the second electrodes are formed raised from the third straight portion toward the first straight portion, and other of the second electrodes are formed raised from the fourth straight portion toward the second straight portion. 4. The wetting sensor according to c... | NIPPON MEKTRON, LTD. | G01N027/04 A61F005/48 A61B005/04
US10295379 | B2 | 2019-05-21 | Optical fiber sensing layer and monitoring system using the same | 2015-01-26 | An optical fiber sensing layer that includes two layers of pressure-sensitive assembly films which are vertically superposed and at least one layer of flexible and smooth film that separates a space between the two layers of pressure-sensitive assembly film into at least two interlayers. Each interlayer is provided with at least one optical fiber row which has many S-shaped concatenated cablings and extends along a first direction. The cablings of the vertically adjacent optical fiber rows are staggered and superposed. The optical fiber rows are uniformly distributed on the pressure-sensitive assembly films to form optical fiber sensing areas, and the bending portions of the cablings of two vertically adjacent optical fiber rows are staggered and superposed. | 1. An optical fiber sensing layer, comprising: two layers of pressure-sensitive assembly films which are vertically superposed and flexible; andat least one layer of flexible and smooth film which vertically separates a space between the two layers of pressure-sensitive assembly films into at least two interlayers, each interlayer is provided with at least one optical fiber row which extends along a first direction and has several S-shaped concatenated cablings, a bending portion of each cabling of the optical fiber row of the two vertically adjacent interlayers are staggered and superposed,wherein a luminance decay signal is generated when at least one of the optical fiber rows deforms axially, andan area on the pressure-sensitive assembly where the optical fiber rows are arranged forms an optical fiber sensing area, mechanical deformation of the optical fiber rows of the optical fiber sensing area and the pressure-sensitive assembly film are reflected by measuring the luminance decay signal generated by the optical fiber rows. 2. The optical fiber sensing layer according to claim 1, wherein, the number of the optical fiber rows on each interlayer is at least two, the at least two optical fiber rows in each interlayer are arranged to be parallel along a second direction perpendicular to the first direction, and two adjacent optical fiber rows are end to end. 3. The optical fiber sensing layer according to claim 2, wherein, the diameters of the bending portions of the cablings of the same optical fiber row on the same interlayer are equal, the diameters of the bending portions of the cablings of different optical fiber rows on the same interlayer increase or decrease gradually along the second direction, the bending portions with a small diameter are arranged in the bending portions with a large diameter. 4. The optical fiber sensing layer according to claim 3, wherein, patterns formed by the cablings of all the optical fiber rows on each interlayer are consistent, and the bending portions of the cablings of each optical fiber row on two adjacent interlayers stagger the same distance along the first direction, andpaths of the optical fiber rows on both sides of each of the bending portions are parallel to each other, a distance between the paths of the optical fiber rows on both sides of each of the bending portions is not less than the minimum diameter of said bending portion, the paths of the optical fiber rows in a first one of the interlayers are arranged in intervals between the paths of the optical fiber rows in a second one of the interlayers. 5. The optical fiber sensing layer according to claim 3, wherein, the cablings of the optical fiber rows on two adjacent interlayers are arranged to stagger transversely and longitudinally, the cablings of the layer optical fiber rows in the two adjacent interlayers form a grid shape when viewed vertically. 6. The optical fiber sensing layer according to claim 2, wherein, the diameters of the be... | HUIJIA HEALTH LIFE TECHNOLOGY CO., LTD. | A61B005/00 A61B005/11 G01L001/24 A61B005/087 G01D005/353 A61B005/0205
US10279151 | B2 | 2019-05-07 | Guide wire | 2017-02-15 | A guide wire including a core shaft, a coil body that covers an outer periphery of the core shaft, and a distal end joint that joins the core shaft and the coil body, The distal end joint includes tin-zinc based solder. The guide wire has secured joining strength between the core shaft and the coil body no matter the material used for the core shaft and the coil body, and especially when the core shaft and/or the coil body are formed of tungsten. | 1. A guide wire comprising: a core shaft; anda coil body formed of tungsten that covers an outer periphery of the core shaft, wherein:a distal end of the core shaft and a distal end the coil body are joined only by a first material, which is formed of a first tin-zinc based solder comprising zinc in a range of from 3.0 to 14.0 wt %, andthe core shaft and the coil body are joined at a position between the distal end of the coil body and a proximal end of the coil body only by a second material, which is formed of a second tin-zinc based solder comprising zinc in a range of from 3.0 to 14.0 wt %, the second tin-zinc based solder being the same as or different than the first tin-zinc based solder. 2. The guide wire according to claim 1, wherein at least one of the first and second tin-zinc based solders comprises 9 wt % of zinc. 3. The guide wire according to claim 1 wherein at least one of the first and second tin-zinc based solders comprises 91 wt % of tin and 9 wt % of zinc. 4. The guide wire according to claim 1, wherein at least one of the first and second tin-zinc based solders comprises 0.002 to 0.010 wt % of aluminum. 5. The guide wire according to claim 4, wherein the at least one of the first and second tin-zinc based solders comprises 9 wt % of zinc. 6. The guide wire according to claim 1, wherein a third tin-zinc based solder, which is the same as or different than the first and second tin-zinc based solders, joins the core shaft and the proximal end of the coil body. 7. The guide wire according to claim 1, wherein the core shaft is formed of stainless steel. 8. The guide wire according to claim 7, wherein at least one of the first and second tin-zinc based solders comprises 91 wt % of tin and 9 wt % of zinc. 9. A guide wire comprising: a core shaft; anda coil body formed of tungsten that covers an outer periphery of the core shaft,wherein the core shaft and the coil body are joined by a solder consisting essentially of tin and zinc, the solder comprising the zinc in a range of from 3.0 to 14.0 wt %. | ASAHI INTECC CO., LTD. | A61B005/00 A61M025/09
US10299731 | B2 | 2019-05-28 | Object pose measurement system based on MEMS IMU and method thereof | 2017-05-04 | An object pose measurement system based on MEMS IMU includes: an accelerometer, a magnetometer, a gyroscope, an object vector information calculation unit, and a rotation compensation unit; wherein the object vector information calculation unit is connected respectively to the accelerometer, magnetometer, gyroscope to receive respective measurement data and calculate object vector information; the rotation compensation unit is connected to the object vector information calculation unit to receive the object vector information, compute and output rotation compensated object vector information; wherein the rotation compensation unit performs quaternion rotation compensation computation and outputs the rotation compensated quaternion as the rotation compensated object vector information. | 1. An object pose measurement method based on micro-electro-mechanical system (MEMS) inertial measurement unit (IMU), comprising: receiving respective original measurement data of a pose of an object from an accelerometer, a magnetometer and a gyroscope;calibrating signal scale and offset of the original measurement data to generate calibrated measurement data respectively for the accelerometer, the magnetometer and the gyroscope;based on the calibrated measurement data of the accelerometer and the magnetometer, establishing a direction cosine matrix (DCM), and converting the DCM into a representation of an accelerometer-and-magnetometer quaternion, and based on the calibrated measurement data of the gyroscope, establishing a gyroscope quaternion and performing an inverse conversion operation on the gyroscope quaternion to generate an inverse of the gyroscope quaternion;multiplying the inverse of the gyroscope quaternion and the accelerometer-and-magnetometer quaternion to generate a rotation error;based on the rotation error, using a control theory to calculate a quaternion rotation compensation amount for compensating a rotation of the object, and using the inverse of the gyroscope quaternion and the quaternion rotation compensation amount to perform quaternion rotation compensation to generate a rotated quaternion; andoutputting the rotated quaternion as rotation compensated object vector information. 2. The object pose measurement method based on MEMS IMU as claimed in claim 1, wherein the step of calibrating signal scale and offset of the original measurement data further comprises using a filter to filter out noise from the original measurement data. 3. The object pose measurement method based on MEMS IMU as claimed in claim 1, wherein characteristics of orthogonality between gravity and magnetic north direction is applied in establishing a DCM using the calibrated measurement data of the accelerometer and the magnetometer. 4. The object pose measurement method based on MEMS IMU as claimed in claim 1, wherein converting the DCM to an accelerometer-and-magnetometer quaternion is achieved with a rotation matrix. 5. The object pose measurement method based on MEMS IMU as claimed in claim 1, wherein the gyroscope quaternion established according to the calibrated measurement data of the gyroscope is used in a rotation situation of the object in a body-fixed coordinate system; afterwards, the inverse of the gyroscope quaternion representing a rotational pose of the object and the gyroscope quaternion must be multiplied to execute the inverse conversion operation to obtain an actual amount of rotation of the object in a global coordinate system. | National Tsing Hua University | G01B021/00 A61B005/11 A61B005/00 G01C001/00
US10303851 | B2 | 2019-05-28 | Physician-centric health care delivery platform | 2014-03-14 | A system for diagnosing and/or treating a patient comprising a patient information database for storing and retrieving patient health data related to the patient. The data includes one or more of real-time patient health information, at least one clinical practice guideline, at least one patient questionnaire and a patient medical history. At least one server is operative to access the patient information database. A computing device remotely located from the server, including a microprocessor, configured to store a computer application and is configured for communication with the server for retrieving of the patient health data. The computer application generates at least one of a patient diagnosis or a patient treatment recommendation using the retrieved patient health data. | 1. A system for diagnosing and treating a patient, the system comprising: a patient information database for storing and retrieving patient health data related to the patient, the patient health data including real-time patient health information;at least one server operative to access said patient information database;a computing device remotely located from the server, the computing device configured to execute a physician-centric clinical support system application (“diagnostic computer application”), wherein the computing device is configured for communication with the server for retrieving the patient health data;at least one remote telehealth/telemedicine device accessible to the patient configured for monitoring and generating the real-time patient health information and communicating the real-time patient health information generated to the server for storage within the patient information database, the real-time patient health information including blood pressure and pulse oxygenation before, during and after treatment;the diagnostic computer application configured to generate a patient treatment recommendation using the retrieved patient health data including the real-time patient health information, the diagnostic computer application configured to process the patient health data for at least one clinical practice guideline for congestive heart failure to generate the patient treatment recommendation to remotely manage the congestive heart failure of the patient; anda drug delivery device remotely operative by a medical professional for real-time access to the patient health data including the real-time patient health information responsive to the patient treatment recommendation to dispense fluids in accordance with the patient treatment recommendation into the patient from the drug delivery device;the drug delivery device comprising: an array of microneedles each configured with an out-of-plane configuration to penetrate skin of the patient for the delivery device worn in direct contact with the skin of the patient, the array of microneedles including micro-linear actuators configured for transdermal injections to less than one millimeter;a microfluidic chip having an array of microtubules with corresponding microfluidic channels respectively coupled to the array of microneedles for delivery of fluids from reservoirs of the drug delivery device to the array of microneedles for an array of different fluidic drugs for the fluids for the patient;a micro pump coupled to pump a selected fluid of the fluids from a reservoir of the reservoirs through a microfluidic channel of the microfluidic channels to a microneedle of the array of microneedles for the patient;a microcontroller in electrical communication with the micro pump to control operation of the micro pump to dispense the fluid in accordance with the patient treatment recommendation into the patient from the reservoir; anda heart rate sensor coupled to the microcontroller. 2. A sy... | MD24 Patent Technology, LLC | G16H050/20 G06F019/00 A61M037/00 A61M005/172 A61M005/142 A61B005/00
US10305775 | B2 | 2019-05-28 | Physiological test credit method | 2017-09-22 | A physiological test credit method determines if test credits are available to the monitor and checks if a Wi-Fi connection is available. If test credits are less than a test credit threshold, the monitor connects to a test credit server, processes server commands so as to download test credits and disconnects from the server. In various embodiments, the monitor is challenged to break a server code, the server is challenged to break a monitor code. The server validates monitor serial codes, and saves monitor configuration parameters. | 1. A physiological monitoring system configured to perform parameter spot-checks on a per test credit basis, the system comprising: a sensor configured to be placed at a measurement location of a patient and output signals indicative of the patient's physiological conditions, the sensor comprising a memory configured to store one or more test credits; anda patient monitor configured to be coupled to the sensor, the patient monitor comprising one or more signal processors configured to receive and process the signals received from the sensor to make a physiological measurement of the patient,wherein the patient monitor is enabled to make the physiological measurement by one of the one or more test credits stored in the memory of the sensor, a number of test credits stored in the memory decremented after each physiological measurement,wherein the patient monitor is configured to determine the number of stored test credits after each physiological measurement and initiate communication with a remote server in response to the number of stored test credits falling below a predetermined threshold so as to: securely connect to the server,receive additional test credits from the server,send an acknowledgement for receipt of the additional test credits to the server, andusing a two-way handshake upon the server receiving the acknowledgement, update the number of test credits in the memory of the sensor when the server deducts the additional test credits from a user account and increments a test credit downloading index count. 2. The physiological monitoring system of claim 1, wherein the sensor comprises an optical sensor configured to transmit optical radiation at a plurality of wavelengths. 3. The physiological monitoring system of claim 1, wherein securely connecting the patient monitor to the server when remaining test credits fall below the predetermined threshold comprises the patient monitor exchanging challenges with the server. 4. The physiological monitoring system of claim 3, wherein the patient monitor exchanges challenges with the server by: receiving a server challenge code sent from the server;breaking the server challenge code; andsending a monitor challenge code to the server for the server to break the monitor challenge code. 5. The physiological monitoring system of claim 3, wherein securely connecting the patient monitor to the server when remaining test credits fall below the predetermined threshold further comprises the patient monitor sending to the server monitor and/or sensor data to be matched to sales and/or distributors data for patient monitor and user account validation. 6. The physiological monitoring system of claim 5, wherein the monitor and/or sensor data comprise device serial numbers, user zip code, and/or user address. 7. The physiological monitoring system of claim 5, wherein the monitor and user account validation is a one-time validation or a validation for every credit download. 8. The physiological monitori... | Cercacor Laboratories, Inc. | G06Q020/08 H04L012/26 G06Q020/14 A61B005/00 G06F019/00 G06Q050/22 A61B005/1455
US10304896 | B2 | 2019-05-28 | Infrared detector and infrared sensor including the same | 2018-01-12 | An infrared detector and an infrared sensor including the infrared detector are provided. The infrared detector includes a plurality of quantum dots spaced apart from each other and including a first component, a first semiconductor layer covering the plurality of quantum dots, and a second semiconductor layer covering the first semiconductor layer. | 1. An infrared detector comprising: a substrate;a first electrode, disposed on the substrate; andan infrared-absorbing layer disposed on the first electrode, wherein the infrared-absorbing layer absorbs incident infrared light in a specific wavelength band and generates a current corresponding to absorbed infrared light; and,a second electrode disposed on the infrared-absorbing layer,wherein the infrared-absorbing layer comprises: a first semiconductor layer comprising a first component;a plurality of quantum dots comprising a second component, different from the first component, wherein the plurality of quantum dots are spaced apart from each other and disposed on the first semiconductor layer; anda second semiconductor layer comprising the first component and the second component and covering the plurality of quantum dots. 2. The infrared detector of claim 1, wherein the specific wavelength band is determined by a content of the second component in the infrared-absorbing layer. 3. The infrared detector of claim 1, wherein a center wavelength of the specific wavelength band is proportional to a content of the second component in the infrared-absorbing layer. 4. The infrared detector of claim 1, wherein a center wavelength of the specific wavelength band is about 1 μm to 3 μm. 5. The infrared detector of claim 1, wherein an energy band of the second semiconductor layer is between an energy band of the plurality of quantum dots and an energy band of the first semiconductor layer. 6. The infrared detector of claim 1, wherein an energy band of the plurality of quantum dots is lower than an energy band of the first semiconductor layer and lower than an energy band of the second semiconductor layer. 7. The infrared detector of claim 1, wherein the substrate comprises the first a component. 8. The infrared detector of claim 1, wherein at least one of the first component and the second component is a Group III element. 9. The infrared detector of claim 1, wherein the first semiconductor layer comprises a first compound comprising the first component and a third component, different from the first component and the second component, and the second semiconductor layer comprises a second compound comprising the first component, the second component, and the third component. 10. The infrared detector of claim 9, wherein the third component is a Group V element. 11. The infrared detector of claim 1, wherein the at least one infrared-absorbing layer comprises a first infrared-absorbing layer and a second infrared-absorbing layer arranged in a direction from the first electrode to the second electrode. 12. The infrared detector of claim 1, further comprising at least one of: a first cladding layer disposed between the first electrode and the infrared-absorbing layer, wherein an energy band of the first cladding layer is higher than an energy band of the infrared-absorbing layer; anda second cladding layer disposed between the second electrode and th... | SAMSUNG ELECTRONICS CO., LTD. | H01L021/00 H01L027/146 H01L031/0352 H01L031/0224 H01L031/109 A61B005/00 G01N021/3554 G01J001/44 H01L031/0304 G01J005/04 B82Y020/00 G01J005/02 H01L031/0384 H01L031/101 H01L031/105 G01J005/08
US10292635 | B2 | 2019-05-21 | System and method for assessing impulse control disorder | 2014-02-28 | A method of assessing the likelihood that an individual has impulse control disorder. The individual is provided with an actuator, and instructed to actuate the actuator as an acknowledgement of when the individual has completed a reward task. Actuation of the actuator is monitored and recorded. An automated diagnosis of ICD is produced and output, wherein a greater degree of actuation of the actuator by the individual is taken to indicate a greater likelihood that the individual has impulse control disorder. | 1. A method of using an actuator to assess likelihood that an individual has impulse control disorder, the method comprising: providing the individual with the actuator, and instructing the individual to actuate the actuator as an acknowledgement of when the individual has taken medication;monitoring and recording the actuation of the actuator, wherein the actuator is located on a device that reminds the individual to take medication, wherein the device is configured to remind the individual to take medication when required, and wherein the actuator deactivates the reminder to indicate that the medication has been taken;producing, by a processor, an automated diagnosis of the likelihood of impulse control disorder, wherein a greater degree of actuation of the actuator by the individual is taken to indicate a greater likelihood that the individual has impulse control disorder; andoutputting the automated diagnosis of the likelihood that the individual has impulse control disorder. 2. The method of claim 1 wherein performance of the taking of the medication by the individual is not monitored by actuation of the actuator. 3. The method of claim 1 wherein the actuator is at least one of a button, dial, lever, questionnaire tick-box, and a sensor or input device responsive to a motor response of the individual. 4. The method of claim 1 wherein the device is body-worn. 5. The method of claim 1 wherein the device is located separate from the individual. 6. The method of claim 1 further comprising generating an output that the individual is at-risk of impulse control disorder when the individual actuates the actuator by an amount which is moderately more than expected, and generating an output that the individual has impulse control disorder when the individual actuates the actuator by an amount which is significantly more than expected. | Global Kinetics Pty Ltd | G16H050/30 A61B005/16 G09B019/00 G06F019/00 A61B005/00
US10299795 | B2 | 2019-05-28 | Devices and methods for esophageal lengthening and anastomosis formation | 2017-04-21 | Devices and methods can be used to treat long gap esophageal atresia, while obviating much of the delay and complexities associated with current procedures. The devices and methods involve actively stretching the esophagus portions with traction to promote growth of the esophagus portions. Moreover, the devices and methods provided allow for a compression anastomosis to occur between the esophageal ends. This eliminates the need for a second operation to suture the esophageal ends together. | 1. An esophageal lengthening and anastomosis device comprising: a tensioning assembly including a frame, a sliding mechanism that is proximally and distally translatable in relation to the frame, and a tensioning mechanism coupled to the frame and the sliding mechanism;a flexible sheath extending distally from the tensioning assembly and fixed in relation to the frame, the sheath defining a sheath lumen therethrough; anda catheter releasably coupleable to the sliding mechanism, the catheter extending distally from the tensioning assembly through the sheath lumen, the catheter including an inflatable balloon member at a distal end portion of the catheter, the catheter defining an inflation lumen along the catheter, the inflation lumen in fluid communication with the balloon member,wherein the tensioning mechanism is arranged and operable to provide motive force to translate the sliding mechanism in relation to the frame such that the catheter and inflatable balloon member are pulled proximally in relation to the frame and the sheath. 2. The device of claim 1, wherein the sheath includes a distal tip, wherein an interference fit exists between the distal tip and the balloon member while the balloon member is inflated, and wherein a clearance fit exists between the distal tip and the balloon member while the balloon is deflated. 3. The device of claim 1, wherein the first tensioning mechanism includes a tension adjustment mechanism that can be adjusted to apply a varying amount of force that pulls the catheter proximally in relation to the sheath. 4. The device of claim 3, wherein the first tensioning mechanism also includes a drive roller that can frictionally engage with the outer surface of the catheter in order to apply the force that pulls the catheter proximally in relation to the sheath. 5. The device of claim 1, further comprising a that is releasably coupleable to the catheter. 6. An esophageal lengthening and anastomosis device comprising: a tensioning assembly including a tensioning mechanism and a clamp that is coupleable to the tensioning mechanism;a flexible sheath extending distally from the tensioning assembly and defining a sheath lumen therethrough; anda catheter releasably coupleable to the tensioning mechanism and releasably coupleable to the clamp, the catheter extending distally from the tensioning assembly through the sheath lumen, the catheter including an inflatable balloon member at a distal end portion of the catheter, the catheter defining an inflation lumen along the catheter, the inflation lumen in fluid communication with the balloon member,wherein the tensioning mechanism is configured to pull the catheter proximally in relation to the sheath. 7. The device of claim 6, wherein the sheath includes a distal tip, wherein an interference fit exists between the distal tip and the balloon member while the balloon member is inflated, and wherein a clearance fit exists between the distal tip and the balloon member while... | Mayo Foundation for Medical Education and Research | A61B017/11 A61B017/08 A61J015/00 A61B005/107 A61B005/00 A61B090/00 A61B017/00
US10292634 | B2 | 2019-05-21 | Depth-adjust mechanism for lancing device | 2013-09-25 | A lancing device with a depth-adjustment mechanism including an adjustably-positioned stop surface, a movable control member operably coupled thereto, and a resiliently deflectable leg that engages the stop surface and a lancet carrier to provide a soft stop for the lancet carrier. The lancet carrier deflects the leg in a forward phase of the lancing stroke, and then the leg contacts the stop surface to stop the forward motion of the lancet carrier at an extended lancing position. The stop surface can be adjustably positioned so that different portions thereof are engaged to stop the lancet carrier at deeper or shallower positions. In example embodiments, the depth-adjustment mechanism includes a rotary dial and an extension arm of the leg, with the dial including a rotary wheel and a rotary shaft extending axially therefrom, the wheel forming the movable adjustment member, and the shaft forming the adjustably positioned stop surface. | 1. A lancing device for propelling a lancet through a lancing stroke, the lancing device comprising: a housing including an axial bore;a drive mechanism including a lancet carrier and a drive spring, the lancet carrier holding the lancet and translatable axially within the housing bore through the lancing stroke, and the drive spring adapted to propel the lancet carrier through a forward phase of the lancing stroke; anda depth-adjustment mechanism including an adjustably positioned stop surface, a movable adjustment control member operably coupled thereto, and a resiliently deflectable leg operably interposed between the lancet carrier and the stop surface, wherein the lancet carrier engages and deflects the leg in the forward phase of the lancing stroke, and the deflecting leg then engages the stop surface to stop the leg deflection and thus stop the forward motion of the lancet carrier at an extended position for lancing, and wherein the control member is adjustably positionable to move different portions of the stop surface into an engagement position where they are contacted by the leg to adjust the extended position and thereby adjust a penetration depth of the lancet;wherein the drive mechanism includes a return spring adapted to contact and be charged by the lancet carrier during the forward phase of the lancing stroke and then discharge and retract the lancet carrier from the extended position, wherein the return spring includes the resiliently deflectable leg; andwherein the return spring is a torsion spring. 2. The lancing device of claim 1, wherein the resiliently deflectable leg being operably interposed between the lancet carrier and the stop surface produces a non-instant stop of the lancet carrier at the extended position to reduce vibration for a less painful lancing experience. 3. The lancing device of claim 1, wherein the lancet carrier defines a return contact surface that engages the resiliently deflectable leg. 4. The lancing device of claim 1, wherein the return-spring leg includes an extension arm that contacts the stop surface in the lancet-carrier extended position. 5. The lancing device of claim 4, wherein the extension arm is angled with respect to the return-spring leg and extends transversely across an axis defined by the lancing stroke. 6. The lancing device of claim 5, wherein the extension arm angularly deflects relative to the remainder of the leg upon contact with the stop surface. 7. The lancing device of claim 1, wherein the adjustably positioned stop surface is defined by an eccentric stop surface of a rotary shaft rotationally mounted to the housing. 8. The lancing device of claim 7, wherein the rotary shaft is rotationally adjustable to place the different portions of the eccentric stop surface in the engagement position where they are contacted by the leg to adjust the extended position and thereby adjust the penetration depth of the lancet. 9. The lancing device of claim 7, wherein the different po... | FACET TECHNOLOGIES, LLC | A61B005/151 A61B005/15
US10293199 | B2 | 2019-05-21 | Rehabilitation training apparatus | 2017-11-30 | Disclosed is a rehabilitation training apparatus. The rehabilitation training apparatus includes a pair of first tracks that are arranged in parallel at an interval, a second track movably connected to the pair of first tracks, a hand holder that is movably provided in the second track and on which a hand and an arm of a user is held, and a stopper for a track provided in at least one of the first tracks and the second track to limit movements of the second track and the hand holder. | 1. A rehabilitation training apparatus comprising: a pair of first tracks that are arranged in parallel at an interval;a second track movably connected to the pair of first tracks;a hand holder that is movably provided in the second track and on which at least one of a hand and an arm of a user is held; anda stopper for a track provided in the first tracks to limit movements of the second track, andwherein the stopper for a track includes:a plurality of mounting grooves for a track formed in the pair of first tracks along a movement path of the second track at an interval; anda stopper pin for a track selectively mounted on the plurality of mounting grooves for a track to interrupt and release the movement path of the second track. 2. A rehabilitation training apparatus comprising: a pair of first tracks that are arranged in parallel at an interval;a second track movably connected to the pair of first tracks;a hand holder that is movably provided in the second track and on which at least one of a hand and an arm of a user is held; anda stopper for a track provided in the first tracks to limit movements of the second track, andwherein the stopper for a track includes a plurality of clips mounted on the pair of first tracks to interrupt and release the movement path of the second track. 3. The rehabilitation training system of claim 1, further comprising: a stopper for a holder provided in the second track to limit the movement of the hand holder. 4. The rehabilitation training system of claim 3, wherein the stopper for a holder includes: a plurality of mounting grooves for a holder formed in the second track along the movement path of the hand holder at an interval; anda stopper pin for a holder selectively mounted on the plurality of mounting grooves for a holder to interrupt and release the movement path of the hand holder. 5. The rehabilitation training system of claim 3, wherein the stopper for a holder includes a plurality of clips mounted in the movement path of the hand holder of the second track to interrupt and release the movement path of the hand holder. 6. A rehabilitation training apparatus comprising: a pair of first tracks that are arranged in parallel at an interval;a second track movably connected to the pair of first tracks;a hand holder that is movably provided in the second track and on which at least one of a hand and an arm of a user is held;a stopper for a track provided in the first tracks to limit movements of the second track;a board having a rectangular plate shape and forming an X-Y coordinate plane formed by the pair of first tracks and the second track;a plurality of light emitting elements that emit light; anda plurality of light receiving elements that receive light emitted from the plurality of light emitting elements, andwherein paths of the light, which are formed by the plurality of light emitting elements and the plurality of light receiving elements, form an X-Y axis coordinate plane in the board while cr... | NEOFECT CO., LTD. | A63B022/00 A63B023/12 A63B021/00 A61H001/02 A61B005/11 A63B024/00 A61H001/00 A63B022/20 A63B023/035 A63B023/14 A63B071/06 A63B021/005 A63B071/00 A63B021/02 A61B005/00
US10299713 | B2 | 2019-05-28 | Systems and methods for parenterally procuring bodily-fluid samples with reduced contamination | 2014-09-26 | The present invention is directed to the parenteral procurement of bodily-fluid samples. The present invention is also directed to systems and methods for parenterally procuring bodily-fluid samples with reduced contamination from dermally-residing microbes. In some embodiments, a bodily-fluid withdrawing system is used to withdraw bodily fluid from a patient for incubation in culture media in one or more sample vessels. Prior to withdrawing bodily fluid into the one or more sample vessels for incubation, an initial volume of withdrawn bodily fluid is placed in one or more pre-sample reservoirs and is not used for the incubation in culture media. | 1. A method of using a sample procurement device for obtaining bodily-fluid samples from a patient, the sample procurement device including a needle having a lumen configured for insertion into the patient, a first reservoir configured to be fluidically coupled to the needle via a first flow path, and a second reservoir configured to be fluidically coupled to the needle via a second flow path, the method comprising: inserting the needle into the patient;establishing fluid communication between the needle and the first reservoir via the first flow path;receiving from the patient a first volume of bodily-fluid into the first reservoir, the first volume of bodily-fluid being greater than the volume of the lumen of the needle and less than 5 ml;as a result of filling the first reservoir, automatically establishing fluid communication between the needle and the second reservoir via the second flow path; andreceiving from the patient a second volume of bodily-fluid into the second reservoir,whereby filling the first reservoir sequesters contaminants present in the first volume of bodily-fluid, thereby reducing contamination in the bodily-fluid received into the second reservoir. 2. The method of claim 1, further comprising: after the first volume of bodily-fluid has been received into the first reservoir and before establishing fluid communication between the needle and the second reservoir, fluidically isolating the first reservoir from the needle. 3. The method of claim 2, whereby fluidically isolating the first reservoir from the needle sequesters microbes present in the first volume of bodily-fluid. 4. The method of claim 1, wherein the first reservoir is configured to be removably coupled to the sample procurement device. 5. The method of claim 1, further comprising: establishing fluid communication between the second reservoir and a sample vessel; andtransferring at least a portion of the second volume of bodily-fluid from the second reservoir to the sample vessel. 6. The method of claim 5, wherein the bodily-fluid is blood and the sample vessel contains a culture media. 7. The method of claim 6, wherein the culture media is an aerobic culture media. 8. The method of claim 1, further comprising: establishing fluid communication between the second reservoir and a first sample vessel;transferring a first portion of the second volume of bodily-fluid from the second reservoir to the first sample vessel;establishing fluid communication between the second reservoir and a second sample vessel; andtransferring a second portion of the second volume of bodily-fluid from the second reservoir to the second sample vessel. 9. The method of claim 8, wherein the bodily-fluid is blood and the first sample vessel contains an aerobic culture media and the second sample vessel contains an anaerobic culture media. 10. The method of claim 8, further comprising: after the first portion of bodily-fluid has been transferred to the first sample vessel, fluidicall... | Magnolia Medical Technolgies, Inc. | A61B005/15 A61B005/153 A61B005/154 A61B005/155 A61B010/00 B01L003/00 A61B010/02
US10296965 | B2 | 2019-05-21 | Device configuration | 2014-11-07 | A system and method for configuring a device include determining a plurality of configuration settings for the device. The configuration settings are saved in a configuration file, and a sales order for the device is generated. The configuration file is assigned to the sales order. Based on the sales order, the configuration file is retrieved and applied to the configuration settings to the device. | 1. A method for configuring a vital signs monitor device, comprising: determining a plurality of configuration settings for the vital signs monitor device, the plurality of configuration settings including: location settings defining a clinical location at which the vital signs monitor device will be used; andone or more clinical workflows for the vital signs monitor device associated with the clinical location, wherein the one or more clinical workflows provide different functionalities of the vital signs monitor device;saving the configuration settings in a configuration file;generating a sales order for the vital signs monitor device;assigning the configuration file to the sales order; andapplying the configuration settings to the vital signs monitor device. 2. The method of claim 1, further comprising retrieving the configuration file based on a sales order number of the sales order. 3. The method of claim 1, further comprising assigning the configuration file to a line item of the sales order. 4. The method of claim 1, further comprising saving the configuration settings in a plurality of configuration files. 5. The method of claim 1, further comprising: saving the configuration settings in a plurality of configuration files; andassigning the plurality of configuration files to a plurality of line items of the sales order. 6. The method of claim 1, wherein determining the plurality of configuration settings includes receiving responses to a plurality of predetermined questions. 7. The method of claim 6, wherein receiving responses to a plurality of predetermined questions includes receiving responses to a first number of predetermined questions, wherein a second number of configuration settings are determined in response to the first number of responses, and wherein the second number is greater than the first number. 8. The method of claim 1, wherein the plurality of configuration settings are determined before generating a sales order. 9. The method of claim 1, wherein the plurality of configuration settings are determined after generating the sales order. 10. The method of claim 1, further comprising modifying the configuration settings after the configuration settings have been saved in the configuration file. 11. The method of claim 1, further comprising flagging the sales order in response to assigning the configuration file to the sales order. 12. A computer storage medium including instructions that when executed by a computing system perform a method for configuring a device, comprising: determining a plurality of configuration settings for a vital signs monitor device, the configuration settings including: clinical settings identifying a location for the vital signs monitor device, the location being one of hospital, office, or long term care; andone or more clinical workflows for the vital signs monitor device associated with the selected location, wherein the one or more clinical workflows provide different functionalit... | WELCH ALLYN, INC. | G06Q030/06 G06F009/445 A61B005/00 A61B005/01 A61B005/021 A61B005/08 A61B005/145
US10300289 | B2 | 2019-05-28 | In-header perimeter RF antenna | 2017-03-17 | This document discusses, among other things, an implantable dielectric compartment including a channel in an outer surface of the implantable dielectric compartment, the channel configured to constrain a portion of an implantable antenna in a specific configuration along the length of the portion of the implantable antenna. In certain examples, the implantable antenna can be configured to wirelessly transfer information electromagnetically at a specified operating frequency provided using the specific configuration of the portion of the implantable antenna. | 1. A system comprising: an implantable antenna configured to wirelessly transfer information electromagnetically at a specified operating frequency, a specific configuration of the implantable antenna configured to operate at the specified operating frequency; andan implantable dielectric compartment coupled to a single side of an implantable device housing and the implantable dielectric compartment having an outer surface, the outer surface comprising a first side, a second side opposite the first side, and a third side connecting the first and second sides, the implantable dielectric compartment including: a channel extending along at least a length of the first side, a length of the second side, and a length of the third side of the outer surface of the implantable dielectric compartment, the length of the channel in the third side less than the length of the channel in at least one of the first and second sides;wherein the channel is configured to provide the specific configuration to an implantable antenna along the length of the implantable antenna. 2. The system of claim 1, wherein the channel includes a narrow portion having a cross section area smaller than a cross section area of the implantable antenna, the narrow portion configured to position the implantable antenna inside the channel. 3. The system of claim 2, wherein the implantable antenna includes a polymer covering the implantable antenna, the polymer providing an interference fit in the narrow portion of the channel, the channel sized and shaped to provide the specific configuration for the implantable antenna. 4. The system of claim 1, wherein the implantable antenna is configured to wirelessly transfer information electromagnetically from within a biological medium using a specified operating frequency, the specified operating frequency provided using the specific configuration of the implantable antenna in the biological medium. 5. The system of claim 1, wherein the channel is configured to establish a specified distance between the implantable antenna and a biological medium, the specified distance configured to control an impedance of the implantable antenna. 6. The system of claim 1, wherein the channel includes a tapered cross section, and wherein the implantable antenna is positioned in the specific configuration inside the tapered cross section of the channel. 7. The system of claim 1, wherein the implantable dielectric compartment includes a first receptacle and a second receptacle, the first receptacle configured to receive a first lead and the second receptacle configured to receive a second lead, the first receptacle closer to the implantable device housing than the second receptacle; and wherein the channel is located in the outer surface of the implantable dielectric compartment substantially between first and second receptacles. 8. The system of claim 7, wherein the implantable dielectric compartment includes a third receptacle, the third receptacle confi... | Cardiac Pacemakers, Inc. | A61N001/372 A61B005/00 A61N001/375 H01Q001/22 H01Q001/27 H01Q001/40
US10299692 | B2 | 2019-05-28 | Systems, components, devices and methods for cardiac mapping using numerical reconstruction of cardiac action potentials | 2016-05-01 | Disclosed are various embodiments of invasive and non-invasive systems for electrophysiological mapping of a patient's heart, where cardiac action potentials (APs) on a myocardial surface of a human heart are reconstructed. In one embodiment, the APs are reconstructed using known electrical potentials on the myocardial surface in combination with known geometries of the heart and/or the torso. A mathematical model of cardiac electrical activity may be employed that takes into account homogeneous and isotropic intracellular, extracellular, and human body electrical conductivities. | 1. An electrophysiological mapping system (EMS) configured to reconstruct myocardial surface action potentials (APs) corresponding to a patient's heart, comprising: (a) a plurality of electrical sensing electrodes configured to acquire cardiac electrical signals from at least portions of at least one of the patient's torso and the patient's heart;(b) a data acquisition device operably connected to the electrical sensing electrodes and configured to condition the cardiac electrical signals provided thereby;(c) an imaging system configured to generate patient geometry data, and(d) at least one non-transitory computer readable medium storing instructions executable by at least one processor configured to perform a method for receiving and processing the cardiac electrical signals and the patient geometry data to reconstruct the APs on a myocardial surface associated with the patient's heart, wherein the method comprises: (i) calculating a geometric model of at least one of portions of the patient's torso and portions of the patient's heart; (ii) assigning electrical conductivity coefficients of at least one the patient's torso and at least portions of the patient's myocardium to the calculated geometric model; (iii) using the cardiac electrical signals, the geometric model, and the electrical conductivity coefficients as inputs, calculating reconstructed electrical potential values and co-normal derivative values associated with the myocardial surface; (iv) using the reconstructed electrical potential values and co-normal derivative values, calculating harmonic function values in a myocardial domain by numerically solving the Neumann problem for the Laplace equation; and (v) using the harmonic function values, the reconstructed electrical potential values, and the electrical conductivity coefficients as inputs, calculating, for at least portions of the myocardial surface, reconstructed action potential values representative of the APs. 2. The EMS of claim 1, wherein the electrical conductivity coefficients correspond to myocardial extracellular and intracellular media. 3. The EMS of claim 1, wherein the action potential values are further obtained by subtracting the electrical potential values from the harmonic function values, and dividing the results by a coefficient which is ratio of the values of the electrical conductivity coefficients. 4. The EMS of claim 1, wherein at least some of the cardiac electrical signals are provided by surface electrodes configured to provide ECGs. 5. The EMS of claim 1, wherein at least some of the cardiac electrical signals are provided by electrodes forming a portion of an Electrophysiology (EP) catheter. 6. The EMS of claim 3, wherein the EP catheter comprises a balloon and the electrodes are non-contact electrodes configured to float within the patient's blood within the patient's heart. 7. The EMS of claim 1, wherein the reconstructed action potential values are calculated using the geometry of the heart ... | EP SOLUTIONS, S.A. | A61B005/00 A61B005/042 A61B005/04 A61B005/055 A61B006/03 A61B005/0408 A61B005/0452 G16H050/50 G06F019/00
US10279152 | B2 | 2019-05-07 | Systems and methods for treating acute and chronic heart failure | 2016-07-06 | Systems and methods and devices are provided for arresting or reversing the effects of myocardial remodeling and degeneration after cardiac injury, without the potential drawbacks associated with previously existing systems and methods, by at least partially occluding flow through the superior vena cava over multiple cardiac cycles, and more preferably, by adjusting the interval or degree of occlusion responsive to a sensed level of patient activity. In some embodiments, a controller is provided that actuates a drive mechanism responsive to a sensed level of patient activity to provide at least partial occlusion of the patient's superior vena cava, while a data transfer circuit of the controller provides bi-directional transfer of physiologic data to the patient's smartphone or tablet to permit display and review of such data. | 1. A method for treating heart failure in a patient, the method comprising: inserting and guiding to a superior vena cava of a patient a catheter having a proximal end, a distal region, and a flow limiting element disposed at the distal region of the catheter;intermittently actuating the flow limiting element responsive to instructions programmed in a controller to expand the flow limiting element to maintain at least partial occlusion of only the superior vena cava for a predetermined interval over multiple cardiac cycles followed by contraction of the flow limiting element;sensing a physiologic parameter indicative of the patient's hemodynamic state;generating an output signal corresponding to the sensed physiologic parameter indicative of the patient's hemodynamic state; andadjusting the actuation of the flow limiting element responsive to the output signal corresponding to the sensed physiologic parameter indicative of the patient's hemodynamic state. 2. The method of claim 1, further comprising, after adjusting the predetermined interval of actuation, actuating the flow limiting element only once at the predetermined interval. 3. The method of claim 1, wherein adjusting the actuation of the flow limiting element further comprises adjusting the predetermined interval of actuation responsive to the output signal corresponding to the sensed physiologic parameter. 4. The method of claim 3, further comprising adjusting the predetermined interval of actuation to comprise a specified time interval. 5. The method of claim 1, wherein intermittently actuating the flow limiting element responsive to instructions programmed in the controller further comprises actuating the flow limiting element to a predetermined degree of expansion. 6. The method of claim 5, wherein adjusting the actuation of the flow limiting element further comprises adjusting the predetermined degree of expansion of the flow limiting element responsive to the output signal corresponding to the sensed physiologic parameter indicative of the patient's hemodynamic state. 7. The method of claim 1, wherein intermittently actuating the flow limiting element further comprises actuating the flow limiting element to impede blood flow in the superior vena cava by at least 50%. 8. The method of claim 1, wherein sensing a physiologic parameter indicative of the patient's hemodynamic state comprises sensing one or more of blood flow rate, blood volume, pressure including cardiac filling pressure, or central venous pressure. 9. A method for treating heart failure in a patient, the method comprising: inserting and guiding to a superior vena cava of a patient a catheter haying a proximal end, a distal region, and a flow limiting element disposed at the distal region of the catheter;programming a controller operatively coupled to the catheter to intermittently actuate the flow limiting element at a predetermined interval to expand the flow limiting element to maintain at least partial occlus... | Tufts Medical Center, Inc. | A61B017/12 A61M025/10 A61B005/00 A61B005/0215 A61B005/024 A61B005/026 A61B005/042 A61M001/10 A61M001/12 A61B017/00
US10304569 | B2 | 2019-05-28 | Systems and methods for associating medical images with a patient | 2016-12-02 | Systems and methods are disclosed for associating medical images with a patient. One method includes: receiving two or more medical images of patient anatomy in an electronic storage medium; generating an anatomical model for each of the received medical images; comparing the generated anatomical models; determining a score assessing the likelihood that the two or more medical images belong to the same patient, using the comparison of the generated anatomical models; and outputting the score to an electronic storage medium or display. | 1. A computer-implemented method of associating medical images with a patient, the method comprising: receiving, in an electronic storage medium, a first medical image of first patient anatomy at a first time and a second medical image of second patient anatomy at a second time, the second time being subsequent to the first time;generating a first anatomical model for the received first medical image by simulating a change in the first patient anatomy from the first time to the second time, the first anatomical model being a simulated model, obtained by the simulating, that represents a prediction of the first patient anatomy at the second time;generating a second anatomical model for the received second medical image, the second anatomical model representing the second patient anatomy at the second time;comparing the generated first and second anatomical models;determining a score assessing the likelihood that the first and second medical images belong to the same patient, using a comparison result of the comparing the generated first and second anatomical models; andoutputting the score to an electronic storage medium or display. 2. The computer-implemented method of claim 1, further comprising: receiving patient biographical information associated with the received first and second medical images in an electronic storage medium;comparing the patient biographical information for the first and second medical images;determining whether the patient biographical information for the first and second medical images provide sufficient identifying information for a possible patient, the sufficiency of the identifying information based on a predetermined threshold;matching the received first and second medical images to a possible patient, if there is a high score assessing the likelihood that the first and second medical images belong to the same patient, and if there is sufficient identifying information for a possible patient; andoutputting the identifying information of the possible patient that has been matched to the first and second medical images, to an electronic storage medium or display. 3. The computer-implemented method of claim 1, further comprising: defining a field of view for each of the first and second anatomical models,wherein the comparing the generated first and second anatomical models is based on the defined field of view. 4. The computer-implemented method of claim 1, wherein each of the generated first and second anatomical models includes one or more of: a vascular anatomical model;a skeletal anatomical model;a muscular anatomical model;a neural anatomical model;a lymphatic anatomical model;an anatomical model of a tissue; oran anatomical model of an organ. 5. The computer-implemented method of claim 1, wherein the comparing the generated first and second anatomical models includes using available patient-specific information to compare the first and second anatomical models, the patient-specific information including, one... | HeartFlow, Inc. | G06F019/00 A61B005/00 G16H050/50 G06T007/00 G16H010/60
US10299767 | B2 | 2019-05-28 | Sample collection apparatus | 2015-12-09 | The present disclosure describes a sample collection apparatus for collection of biological samples, such as fecal material. The sample collection apparatus includes at least one coupling mechanism to couple a sample collection device to a cap, and includes at least one release mechanism to release at least a part of the sample collection device from the cap. The sample collection device in a first configuration is coupled to the cap and in a second configuration is displaced from the cap. | 1. A biological sample collection apparatus, comprising: a cap; anda sample collection device having a first configuration and a second configuration, where in the first configuration the sample collection device is coupled to the cap and in the second configuration at least a portion of the sample collection device is released from the cap,wherein a coupling mechanism positions the sample collection device in the first configuration, and a displacement mechanism positions the sample collection device in the second configuration,the coupling mechanism and the displacement mechanism arranged within the cap. 2. The biological sample collection apparatus of claim 1, wherein the coupling mechanism includes at least one threaded portion on the sample collection device mating with a complementary threaded portion on the cap. 3. The biological sample collection apparatus of claim 1, wherein the coupling mechanism includes a socket in the cap receiving the sample collection device. 4. The biological sample collection apparatus of claim 1, wherein the displacement mechanism includes a mechanical actuator on the cap. 5. The biological sample collection apparatus of claim 1, wherein the displacement mechanism includes a cutaway portion on the sample collection device. 6. The biological sample collection apparatus of claim 1, wherein the sample collection device includes a shank terminating in a scoop. 7. The biological sample collection apparatus of claim 1, wherein the sample collection device coupled to the cap is adjustable to a first position for sample collection and a second position relative to the cap, where in the first position the cap is spaced apart from a cutaway portion of the sample collection device and in the second position the cutaway portion of the sample collection device is positioned above a top side of the cap. 8. The biological sample collection apparatus of claim 7, wherein the cutaway portion is adjoining the top side of the cap when the sample collection device is in the second position. 9. The biological sample collection apparatus of claim 7, wherein, when the sample collection device is in the second position, the cap shrouds at least a portion of a sample collection end of the sample collection device. 10. The biological sample collection apparatus of claim 7, wherein at least a portion of the sample collection device is released from the cap when the sample collection device is in the second position. 11. A method for collecting a biological sample using a sample collection apparatus, comprising: collecting a sample using a sample collection device coupled to a cap via a coupling mechanism;introducing the sample collection device with the sample into a sample specimen jar;releasing the sample collection device from the cap via a displacement mechanism; andretaining the cap on the sample specimen jar,wherein the coupling mechanism and the displacement mechanism are arranged in an underside of the cap. 12. The metho... | Alpha-Tec Systems, Inc. | A61B005/00 A61B010/00 A61B010/02
US10278622 | B2 | 2019-05-07 | Device for non-invasive measurement of blood sugar level | 2015-10-05 | The object of the invention is a device that allows measuring blood sugar levels in mammals—primarily humans—by measuring the refraction of electromagnetic radiation from the skin or body tissue, without the need for invasive sampling, such as penetrating or pricking the skin. The device uses the blue light portion of the visible spectrum and near-infrared (IR) radiation as a source of electromagnetic radiation. The device falls within the field of medical diagnostics and is essentially designed to be portable, so that the users can wear it on their wrists, for example. The signals of reflected light/radiation measured by the sensor unit are filtered by the frequency filtering set and mathematically processed in order to Calculate the current blood sugar level. The accuracy of the measurement result of the device is comparable to the results obtained with the standard method of measuring by blood sampling. A method for measuring of blood sugar level using said device is also disclosed. | 1. A device for non-invasive measurement of blood sugar levels in mammals, preferably humans, by measuring electromagnetic radiation that is reflected from the skin and/or tissue, characterised in that the device includes: a blue light source with a wavelength of 430 nm to 480 nm;an infrared (IR) radiation source with a wavelength of 700 nm to 3000 nm;a sensor unit for measuring a blue light and an IR radiation reflected from the skin and/or tissue and converting them into a change in resistance or electrical current or voltage;a frequency filtering set for signal filtering, comprising one or more analog and/or digital frequency filters with which all frequencies of the signal are filtered out except for a determined frequency band around and including a frequency of the blue light pulsation FB, when measuring blue light, and a determined frequency band around and including an IR radiation pulsation frequency FIR, when measuring IR radiation; anda processing unit with a memory for the program and a memory for storage and processing of measurement results that: a) controls the excitation of the blue light source with the pulsation frequency FB and the excitation time interval TB, where FB is selected from the range between 100 kHz and 300 kHz, and TB is selected from the range between 1 second and 10 seconds;b) controls the excitation of the IR radiation source with the pulsation frequency FIR and the excitation time interval TIR, where FIR is selected from the range between 1 kHz and 50 kHz, and TIR is selected from the range between 1 second and 10 seconds;c) controls the filtering of the frequency filtering set;d) from individual measuring intervals for the blue light and separately for the IR radiation captures searched signal values from the filtered signal, ande) from the searched signal values calculates the blood sugar level using a preset mathematical algorithm. 2. The device according to claim 1, characterized in that the blue light source is a blue LED with a wavelength of 460 nm, pulsating with the frequency FB equal to 200 kHz in the excitation time interval TB of 7 seconds, the source of IR radiation is an IR LED with a wavelength of 940 nm, pulsating with the frequency FIR of 10 kHz in the excitation time interval TIR of 7 s, the sensor unit is a photodiode with a range of detected wavelengths from 300 to 1100 nm, and the blue LED and IR LED are mounted on the device as close as possible to the photodiode. 3. The device according to claim 1, characterised in that the frequency filtering set includes “high pass” frequency filters, “band pass” frequency filters, and the ADC converter which has at least 20 bit resolution for blue light and at least 10 bit resolution for IR radiation. 4. The device according to claim 1, characterised in that the frequency filtering set additionally includes a transimpedance amplifier with an amplifying factor of 1:1000 when measuring blue light reflection and a transimpedance amplifier with an amplif... | DIA-VIT LTD. | A61B005/1455 A61B005/145 A61B005/00
US10285641 | B2 | 2019-05-14 | Vital signal measuring watch and method for measuring vital signal | 2014-03-26 | A vital signal measuring watch is provided, the vital signal measuring watch including a watch module having a shape of a wrist watch, wherein the watch module includes a device receiving portion at one side of the watch module and a communication port in the device receiving portion; and a vital signal sensor connected to or disconnected from the device receiving portion, connected to the communication port when being connected to the device receiving portion, and configured to transmit biometric data obtained by measuring vital signals to the communication port, wherein the vital signal sensor is configured to generate an interrupt plug-in event to transmit the event to the watch module when being connected to the communication port, and the watch module is configured to count a number of interrupts of the transmitted interrupt plug-in event, automatically recognize a communication protocol supported by the vital signal sensor according to the number of interrupts, and dynamically activate a communication interface to correspond to the recognized communication protocol to receive the biometric data from the vital signal sensor. | 1. A vital signal measuring watch comprising: a watch module having a shape of a wrist watch, the watch module comprising a device receiving portion at one side of the watch module and a communication port in the device receiving portion; anda vital signal sensor connected to or disconnected from the device receiving portion, the vital signal sensor being connected to the communication port when the vital signal sensor is connected to the device receiving portion, and configured to transmit biometric data obtained by measuring vital signals to the communication port,wherein the vital signal sensor is configured to generate an interrupt plug-in event to transmit the event to the watch module when the vital signal sensor is connected to the communication port, andthe watch module is configured to count a number of interrupts of the transmitted interrupt plug-in event, automatically recognize a communication protocol supported by the vital signal sensor according to the number of interrupts, and dynamically activate a communication interface to correspond to the recognized communication protocol to receive the biometric data from the vital signal sensor. 2. The vital signal measuring watch of claim 1, wherein the vital signal sensor is configured to sense a change in power when the vital signal sensor is connected to the communication port, to generate the interrupt plug-in event. 3. The vital signal measuring watch of claim 1, wherein the communication interface is provided to support different communication protocols, and a processor of the watch module is configured to activate at least one of the different communication protocols to correspond to the communication protocol supported by the vital signal sensor to dynamically activate the communication interface. 4. The vital signal measuring watch of claim 3, wherein the communication protocol comprises at least one of universal asynchronous receiver/transmitter (UART), universal serial bus (USB), serial peripheral interface (SPI), inter-integrated circuit bus (I2C), programmed input/output (PIO), and analog-to-digital converter (ADC). 5. The vital signal measuring watch of claim 1, wherein the watch module comprises: a housing having the device receiving portion at one side thereof;the communication port installed in the device receiving portion;an interrupt handler installed in the housing and configured to count the number of counts of the interrupt plug-in event;a processor installed in the housing and configured to automatically recognize the communication protocol supported by the vital signal sensor according to the number of interrupts;the communication interface installed in the housing, the communication interface being configured to be dynamically activated to correspond to the communication protocol by the processor, and configured to perform communication with the vital signal sensor according to the communication protocol to receive the biometric data from the vital signal senso... | Kyungpook National University Industry-Academic Cooperation Foundation | A61B005/00 A61B005/0205 A61B005/021
US10292658 | B2 | 2019-05-21 | Apparatus, system and method for medical analyses of seated individual | 2016-06-23 | Apparatus, system and method for medical analysis of a seated individual, includes determining the aortic valve opening; the PTT; and calculating the PWV. Determining the aortic valve opening includes collecting BCG data while sitting on a seat and determining the timing of the aortic valve opening, taking into account posture. Measuring the aortic pulse wave transit time includes collecting BCG data while sitting on a seat capable of measuring changes in apparent weight; determining the timing of the aortic valve opening; detecting the arrival of the pulse wave at the end point; and measuring the relative timings of the two events. Calculating the PWV includes determining a length of the arterial segment through which a pulse wave is to be measured between a start point and an end point; and dividing the determined length of the arterial segment by the PTT. | 1. An automated method for medical analysis of a seated individual comprising: placing an individual in a sitting position on a seat comprising at least one force sensor capable of measuring changes in the apparent weight of the seated individual;collecting BCG data over at least a portion of the cardiac cycle;determining a posture of the seated individual, the posture comprising an angle between the seat platform and the torso of the seated individual;transforming the collected BCG data from a leaning forward BCG waveform to an upright BCG waveform based on the determined posture of the seated individual or extracting at least one posture-dependent feature from the collected BCG data; andcalculating the timing of the aortic valve opening based on one or more features of the transformed or extracted BCG data of the seated individual. 2. The method of claim 1, further comprising detecting a signal representing the ECG of the individual and using the signal to identify the window of the opening of the aortic valve on a corresponding bBCG waveform. 3. The method of claim 1, wherein the seat comprises a plurality of standoffs resting on a support surface and the at least one force sensor is integrated into at least one of the plurality of standoffs. 4. The method of claim 3, wherein the plurality of standoffs comprises at least three. 5. The method of claim 3, wherein collecting the BCG data comprises detecting a signal from each force sensor independently. 6. The method of claim 1, wherein the seat is a toilet seat. 7. The method of claim 3, wherein the seat is secured to the support surface by at least one no-load bearing floating hinge. 8. The method of claim 7, wherein the at least one no-load bearing floating hinge allows movement of the seat in both vertical directions while restricting horizontal movement of the seat. 9. The method of claim 1, further comprising: determining a selected end point along a length of artery from the aortic valve;detecting the arrival of the pulse wave initiated by the aortic valve opening at the selected end point along the artery while sitting on the seat; anddetermining the PTT of the seated individual by measuring the relative timings of the aortic valve opening and the arrival of the pulse wave at the selected end point. 10. The method of claim 9, further comprising determining a length of the arterial segment between the aortic valve and the selected end point along the artery through which the pulse wave is measured and calculating the PWV of the seated individual by dividing the determined length of the arterial segment by the PTT. 11. The method of claim 10, wherein the length of the arterial segment is determined by direct measurement of the individual or is estimated using population statistics. 12. The method of claim 10, wherein the selected end point along the arterial segment is located in a portion of the buttocks or the upper thigh. 13. The method of claim 9, wherein the detecting the a... | Rochester Institute of Technology | A61B005/0402 A61B005/00 A61B005/11 A61B005/0205 A61B005/02 A47K013/24 A61B005/024 A61B005/053 A61B005/01
US10297131 | B2 | 2019-05-21 | Providing safe mobility while detecting drowsiness | 2017-06-19 | Methods, systems, and apparatus for a drowsiness detection system that alerts the user to potentially drowsiness. The drowsiness detection system includes a sensor configured to detect a heart rate of a user. The drowsiness detection system includes an indicator configured to alert the user before the user becomes drowsy and a processor that is connected to the sensor and the indicator. The processor is configured to obtain the heart rate of the user and measure the heart rate of the user. The processor is configured to calculate at least one of a heart rate variability or a heart rate interval of the user based on the measured heart rate. The processor is configured to determine that the at least one of the heart rate variability or the heart rate interval of the user indicates that the user is becoming drowsy and activate the indicator to alert the user before the user becomes drowsy. | 1. A drowsiness detection system for a user, comprising: a sensor configured to detect a heart rate of the user;a plurality of indicators that when activated alert the user, the plurality of indicators including a first indicator and a second indicator; anda processor connected to the sensor and configured to: obtain the heart rate of the user;measure the heart rate of the user;calculate a heart rate variability or a heart rate interval of the user based on the measured heart rate;calculate a difference between the heart rate variability and a baseline heart rate variability or a difference between the heart rate interval and a baseline heart rate interval;determine that the user is at or within a first range of drowsiness for a first level of drowsiness or a second range of drowsiness for a second level of drowsiness based on the difference between the heart rate variability and the baseline heart rate variability or the difference between the heart rate interval and the baseline heart rate interval;activate the first indicator to alert the user when the user is at or within the first range of drowsiness for the first level of drowsiness and the second indicator to alert the user when the user is at or within the second range of drowsiness for the second level of drowsiness, the first indicator being different than the second indicator; anddeactivate the first indicator when the user is no longer at or within the first range of drowsiness and the second indicator when the user is no longer at or within the second range of drowsiness. 2. The drowsiness detection system of claim 1, further comprising: a memory for storing a baseline heart rate of the user;wherein to determine that the user is at or within the first range of drowsiness for the first level of drowsiness or the second range of drowsiness for the second level of drowsiness is further based on a comparison of the stored baseline heart rate with the measured heart rate of the user. 3. The drowsiness detection system of claim 1, wherein the difference between the heart rate variability and the baseline heart rate variability or the difference between the heart rate interval and the baseline heart rate interval is greater when the user is at or within the second range of drowsiness for the second level of drowsiness than when the user is at or within the first range of drowsiness for the first level of drowsiness. 4. The drowsiness detection system of claim 1, further comprising: a camera connected to the processor for detecting an identity of the user; anda memory configured to store a baseline heart rate of the user;wherein the processor is configured to: calculate the baseline heart rate variability and the baseline heart rate interval of the user based on the baseline heart rate of the user;associate the identity of the user with the baseline heart rate of the user, the baseline heart rate interval of the user and the baseline heart rate variability; andstore the association in the... | TOYOTA MOTOR ENGINEERING & MANUFACTURING NORTH AMERICA, INC. | G08B021/06 G08B023/00 A61B005/16 A61B005/024
US10290793 | B2 | 2019-05-14 | Athletic activity monitoring device with energy capture | 2016-05-26 | Aspects relate to an energy harvesting device adapted for use by an athlete while exercising. The device may utilize a mass of phase-change material to store heat energy, the stored heat energy subsequently converted into electrical energy by one or more thermoelectric generator modules. The energy harvesting device may be integrated into an item of clothing, and such that the mass of phase change material may store heat energy as the item of clothing is laundered. | 1. An energy harvesting device configured to be integrated into an item of clothing, comprising: an insulated container, comprising: a deformable outer membrane comprising an outer surface and an inner surface, the outer surface being in contact with an external environment;an inner membrane, spaced apart from the deformable outer membrane, having an outer surface and an inner surface;an outer cavity spaced between the deformable outer membrane and the inner membrane;an inner cavity encapsulated by the inner membrane;an outer heat exchanger extending though the outer membrane, the outer heat exchanger comprising at least one surface in contact with the external environment;an inner heat exchanger extending though the inner membrane, the inner heat exchanger comprising an outer surface exposed to the outer cavity, and an inner surface exposed to the inner cavity;a thermoelectric generator module positioned within the outer cavity and thermally coupled to the outer heat exchanger; anda phase-change material membrane positioned within the inner cavity, at least a portion of the phase-change material membrane coupled to the inner heat exchanger, and encapsulating a mass of phase-change material,wherein the insulated container is configured to be deformed between an expanded configuration and a compressed configuration,wherein when in the expanded configuration, the thermoelectric generator is spaced apart from the outer surface of the inner heat exchanger,wherein when in the compressed configuration, the thermoelectric generator is positioned proximate the outer surface of the inner heat exchanger, andwherein the thermoelectric generator is configured to generate electrical energy based on a thermal gradient between the inner heat exchanger and the outer heat exchanger. 2. The energy harvesting device of claim 1, wherein the insulated container comprises a closed-cell foam. 3. The energy harvesting device of claim 1, wherein the insulated container is impermeable to water at 1 atm. 4. The energy harvesting device of claim 1, wherein the inner and outer heat exchangers comprise an aluminum alloy. 5. The energy harvesting device of claim 1, wherein the insulated-container is configured to be positioned within an item of athletic apparel. 6. An energy harvesting device configured to be integrated into an item of clothing, comprising: an insulated container, comprising: a deformable outer membrane comprising an outer surface and an inner surface, the outer surface being in contact with an external environment;an inner membrane, spaced apart from the deformable outer membrane, having an outer surface and an inner surface;an outer heat exchanger extending though the outer membrane, the outer heat exchanger comprising at least one surface in contact with the external environment;an inner heat exchanger extending though the inner membrane, the inner heat exchanger comprising;a thermoelectric generator module coupled to the outer heat exchanger; anda pha... | NIKE, Inc. | H01L035/30 H01L035/28 A43B003/00 F03G005/06 G16H040/67 H01L035/00 A61B005/024 A61B005/11 A61B005/00 F28D020/02
US10292769 | B1 | 2019-05-21 | Surgical assistive device and method for providing assistance in surgery of anatomical portions of internal organ affected by intraoperative shift | 2018-08-07 | Various aspects of a surgical assistive device and method to provide assistance in neurosurgery are disclosed herein. The surgical assistive device includes circuitry that determines initial positional shift in the anatomical portion of a subject caused by an incision into a protective portion. A first depth value is estimated based on the plurality of stereo images that are captured from different specified positions of the surgical image capture device to capture views of the anatomical surface of the anatomical portion through the incision. A residual shift in a position of a surgical region of interest is determined with respect to the estimated first depth value. Surgical guidance information is generated to indicate a correct depth of the surgical region of interest in a surgical cavity, based on the determined residual shift. Display of the generated surgical guidance information is controlled on a display screen coupled to the surgical assistive device. | 1. A surgical assistive device, comprising: a surgical image capture device, wherein the surgical image capture device is configured to capture a plurality of stereo images of an anatomical portion of a body of a subject, wherein the anatomical portion is a defined portion of an internal organ exposed to the surgical image capture device post an incision of a protective portion that encloses the internal organ; andcompensation circuitry configured to: determine an initial positional shift of an anatomical surface of the anatomical portion, caused by the incision into the protective portion, from a first position of the anatomical surface prior to the incision to a second position of the anatomical surface post the incision, wherein the initial positional shift is determined based on comparison of a pre-operative depth value associated with the anatomical surface at the first position in pre-operative multimodal images of the internal organ with a corresponding depth value of the anatomical surface at the second position, estimated from the captured plurality of stereo images;estimate a first depth value from the second position of the anatomical surface to a surgical region of interest present at a bottom of a surgical cavity in the anatomical portion, wherein the first depth value is an apparent depth estimated based on the plurality of stereo images that are captured from different specified positions of the surgical image capture device, to capture views of the anatomical surface of the anatomical portion through the incision;determine a residual shift in a position of the surgical region of interest with respect to the estimated first depth value, based on a first relationship model of material parameters associated with a type of tissue in the anatomical portion and the estimated first depth value, wherein the residual shift is determined such that a deviation in the estimation of the first depth value, caused by tissue deformation in the anatomical portion, is compensated by the determined residual shift with respect to a second depth value of the surgical region of interest in the surgical cavity;generate surgical guidance information that comprises an amount of depth that is compensated from the first depth value to the second depth value, to indicate a correct depth of the surgical region of interest in the surgical cavity, based on the determined residual shift; andcontrol display of the generated surgical guidance information on a display screen coupled to the surgical assistive device such that a navigation of a surgical instrument to the surgical region of interest at the second depth value inside the surgical cavity is facilitated. 2. The surgical assistive device according to claim 1, wherein the surgical image capture device is a digital stereoscopic microscope that is affixed to a precision stereoscopic camera. 3. The surgical assistive device according to claim 1, wherein the anatomical portion is a brain portion that is expos... | SONY CORPORATION | A61B034/10 A61B090/00 A61B005/00 G06T007/00 G06T007/593 A61B034/20
US10289898 | B2 | 2019-05-14 | Video recommendation via affect | 2016-11-21 | Analysis of mental state data is provided to enable video recommendations via affect. Analysis and recommendation is made for socially shared live-stream video. Video response is evaluated based on viewing and sampling various videos. Data is captured for viewers of a video, where the data includes facial information and/or physiological data. Facial and physiological information is gathered for a group of viewers. In some embodiments, demographic information is collected and used as a criterion for visualization of affect responses to videos. In some embodiments, data captured from an individual viewer or group of viewers is used to rank videos. | 1. A computer-implemented method for affect based recommendations comprising: playing a first media presentation to an individual on a video client;capturing mental state data for the individual using the video client, wherein the mental state data includes video facial data from the individual during the first media presentation playing;comparing, on an analysis server, the mental state data that was captured for the individual against a plurality of mental state event temporal signatures, wherein the mental state event temporal signatures include a shape of an intensity transition;ranking, on the analysis server, the first media presentation relative to another media presentation based on the mental state data which was captured for the individual, wherein the ranking is for the individual;correlating, on the analysis server, the mental state data which was captured for the individual to mental state data collected from other people who experienced the first media presentation; andrecommending, using one or more processors in at least one of the video client and the analysis server, a second media presentation to the individual based on the mental state data which was captured for the individual and the correlating, wherein the recommending the second media presentation to the individual is further based on the comparing of the mental state data to the plurality of mental state event temporal signatures. 2. The method of claim 1 further comprising matching a first event signature, from the plurality of mental state event temporal signatures, against the mental state data that was captured. 3. The method of claim 2 wherein the recommending the second media presentation is further based on the matching of the first event signature. 4. The method of claim 1 wherein the correlating is based on identifying similar likes. 5. The method of claim 1 wherein the correlating is based on identifying and using maximally dissimilar responses during part of the correlating. 6. The method of claim 1 further comprising identifying a mental state event type based on the comparing. 7. The method of claim 6 wherein the recommending of the second media presentation is further based on the mental state event type. 8. The method of claim 1 wherein the first media presentation includes a first socially shared live-stream video. 9. The method of claim 8 further comprising generating highlights for the first socially shared live-stream video, based on the mental state data that was captured. 10. The method of claim 8 wherein the first socially shared live-stream video includes an overlay with information on the mental state data that was captured. 11. The method of claim 8 wherein the mental state data that was captured for the first socially shared live-stream video is analyzed substantially in real time. 12. The method of claim 8 wherein the second media presentation includes a second socially shared live-stream video. 13. The method of claim 12 further co... | Affectiva, Inc. | G06K009/00 A61B005/16 G06Q030/06 H04N021/25 H04N021/4223 H04N021/442 H04N021/466
US10285644 | B2 | 2019-05-14 | Patient worn sensor assembly | 2016-02-09 | A patient worn sensor assembly for detecting, recording, and communicating patient vital signs includes several structural features that can provide increased signal quality, reduction in signal noise, increased patient comfort, increased reliability, and increased adhesion to a patient's skin. The patient worn sensor can track vital sign information such as blood pressure, body temperature, respiratory rate, blood oxygenation, heart rhythm (via ECG), heart rate, blood glucose level, and hydration (bio-impedance) levels. The sensor can also track and record additional information about patients, including patient movement, activity, and sleep patterns. | 1. A patient monitoring device for use with an electrode assembly configured to be applied to the skin of a patient, the device comprising: an electronics assembly having one or more extending contacts, each of the one or more extending contacts configured to releasably couple to an electrode of the electrode assembly; andone or more stabilizing boots, each of the one or more stabilizing boots encircling one of the one or more extending contacts;wherein each of the one or more stabilizing boots is configured to allow for a greater degree of movement in a Z-axis direction than in X-axis and Y-axis directions of the electronics assembly relative to the patient. 2. The device of claim 1, wherein each of the one or more stabilizing boots at least partially encircles a portion of an electrode of the electrode assembly when the device is coupled to the electrode assembly. 3. The device of claim 1, wherein the one or more stabilizing boots comprises a first stabilizing boot being equidistantly encircled by four other stabilizing boots. 4. A patient monitoring device for use with an electrode assembly configured to be applied to the skin of a patient, the device comprising: an electronics assembly having one or more extending contacts, each of the one or more extending contacts configured to releasably couple to an electrode of the electrode assembly; andone or more stabilizing boots, each of the one or more stabilizing boots encircling one of the one or more extending contacts;wherein the one or more stabilizing boots comprises at least two stabilizing boots; andwherein the one or more stabilizing boots comprises a first stabilizing boot constructed of a material having a higher level of rigidity than the other stabilizing boots of the one or more stabilizing boots. 5. The device of claim 4, wherein the first stabilizing boot has a substantially central position relative to the other stabilizing boots of the one or more stabilizing boots. 6. The device of claim 4, wherein the first stabilizing boot restricts movement of the sensor assembly relative to the patient in a Z-axis direction to a greater degree than the other stabilizing boots of the one or more stabilizing boots. 7. The device of claim 4, wherein the one or more stabilizing boots comprises five stabilizing boots, with the first stabilizing boot being equidistantly encircled by four other stabilizing boots. 8. The device of claim 4, wherein each of the one or more stabilizing boots is configured to allow for a greater degree of movement in a Z-axis direction than in X-axis and Y-axis directions of the electronics assembly relative to the patient. 9. The device of claim 8, wherein the first stabilizing boot restricts movement of the sensor assembly relative to the patient in the Z-axis direction to a greater degree than the other stabilizing boots of the one or more stabilizing boots. 10. The device of claim 4, wherein each of the one or more stabilizing boots at least partially encirc... | Vios Medical, Inc. | A61B005/00 A61B005/0408 A61B005/0205 A61B005/024
US10292773 | B2 | 2019-05-21 | Position determination system | 2014-12-08 | At an imaging site an imaging device (14) generates an image of a subject (4) and an imaging light markers generation device (6) generates light markers at locations on a surface of the subject before an interventional procedure is performed. At an interventional site an interventional light markers generation device (17) generates light markers at the locations on the surface of the subject (4) and a localization device (25, 27) determines the position of a catheter during the interventional procedure. A position determination unit (29) then determines the position of the catheter within the pre-interventional image based on the position of the catheter determined by the localization device and provided spatial relations between the devices used for generating the image and the light markers and for localizing the catheter. This allows showing the position of the catheter within the pre-interventional image without necessarily using x-rays. | 1. A localization system for localizing a catheter within a subject during an interventional procedure and for being used together with an imaging system, which comprises an imaging device configured for generating an image of the subject, before the interventional procedure is performed, at an imaging site, and an imaging light markers generation device configured for generating light markers at locations on a surface of the subject, before the interventional procedure is performed, at the imaging site, the localization system comprising: a localization device for determining the position of the catheter during the interventional procedure at an interventional site,an interventional light markers generation device for generating light markers at locations on the surface of the subject, at which the imaging light markers generation device of the imaging system has also generated light markers, at the interventional site,a spatial relations providing unit for providing an imaging spatial relation between the imaging device of the imaging system and the imaging light markers generation device and an interventional spatial relation between the localization device and the interventional light markers generation device, anda position determination unit for determining the position of the catheter within the generated image based on the position of the catheter determined by the localization device and the imaging and interventional spatial relations. 2. The localization system of claim 1 wherein: the localization device comprises an EM field generator for determining the position of an EM position sensor arranged at a tip of the catheter based on EM signals generated by the EM field generator and the EM position sensor at the tip of the catheter;the interventional light markers generation device comprises light sources arranged for generating the light markers at the locations on the surface of the subject;the spatial relations providing unit comprises a computer programmed to provide the imaging spatial relation between the imaging device of the imaging system and the imaging light markers generation device and the interventional spatial relation between the localization device and the interventional light markers generation device; andthe position determination unit comprises said computer programmed to determine the position of the catheter within the generated image based on the position of the catheter determined by the localization device and the imaging and interventional spatial relations. 3. A position determination system for determining a position of a catheter, which is located within a subject, in an image of the subject during an interventional procedure, the position determination system comprising: an imaging system, which comprises an imaging device for generating an image of the subject, before the interventional procedure is performed, at an imaging site, and an imaging light markers generation device for generating light markers ... | KONINKLIJKE PHILIPS N.V. | A61B005/05 A61B034/20 A61B005/055 A61B005/06 A61B006/00 A61B090/00 A61M025/01
US10285654 | B2 | 2019-05-14 | System and method for displaying variable duration image scans | 2015-06-03 | A system and method are provided for displaying information related to a medical imaging scan. Visual regions are shown on a display screen to indicate information of pending, current, and completed medical imaging scans. If additional correction time was utilized for particular table positions in a medical imaging scan, this information is shown on the display screen, in the form of icons, shading, or other visual representations. The medical imaging system may include positron emission tomography (PET) and single photon emission computed tomography (SPECT). | 1. An imaging system, comprising; a gantry comprising image detectors;a movable table for positioning a subject of an imaging operation;an operator console comprising an input device and a display apparatus; anda computer processor for executing instructions to: receive input from the input device to initiate an imaging scan, said scan includes multiple table positions; wherein, for each table position, the imaging scan includes an initial scan time, where the initial scan time is the minimum amount of time needed to acquire data at each table position, and for at least one of the multiple table positions, the imaging scan includes an additional scan time, where the additional scan time includes additional time required to compensate for data loss due to patient motion at the at least one table position; anddisplay a display view of an in-process imaging scan, the display view including a plurality of regions, one region per table position in said scan; wherein the displayed regions for table positions that include additional correction time are larger than those displayed regions for table positions that do not include additional correction time, wherein the additional correction time is displayed differently than the initial scan time in display view based on at least one of color, shading, outlined dashes or outlined lines. 2. The system of claim 1, the computer processor further: issuing commands to the gantry and table to begin the imaging scan;receiving count rate information from the image detectors during the imaging scan, where the count rate information is based on emission data; anddisplaying count rate information over time on the display within the region associated with a respective table position. 3. The system of claim 2, the computer processor further: issuing a command to the gantry to stop the imaging scan for the current table position if count rate information reaches a threshold;displaying a first visual indicator in the displayed region related to the current table position if count rate information reaches a threshold;displaying a second visual indicator in the displayed region related to the current table position if count rate information does not reach a threshold; andwherein the first visual indicator is of a different shading, color, or shape from the second visual indicator. 4. The system of claim 1, the computer processor further: receiving count information and motion related information from the image detectors, where the count information is based on emission data;displaying a count indicator in the region associated with the current table position;comparing motion related information with a threshold, where the motion related information is based on patient motion;if motion related information is higher than the threshold, instructing the image detectors to continue scanning into the additional scan time for the current table position;if motion related information is lower than the threshold, instructing the ... | General Electric Company | A61B005/05 A61B006/04 A61B006/00 A61B006/03 A61B090/00
US10290098 | B2 | 2019-05-14 | System for real-time organ segmentation and tool navigation during tool insertion in interventional therapy and method of operation thereof | 2015-09-30 | An interventional therapy system may include at least one controller which may obtain a reference image dataset of an object of interest (OOI); segment the reference image dataset to determine peripheral outlines of the OOI in the plurality image slices; acquire a current image of the OOI using an ultrasound probe; select a peripheral outline of a selected image slice of the plurality of slices of the reference image dataset which is determined to correspond to the current image; and/or modify the selected peripheral outline of the image slice of the plurality of slices of the reference image dataset in accordance with at least one deformation vector. | 1. An interventional therapy system, comprising: at least one controller:configured to obtain a reference image dataset of an object of interest (OOI);configured to segment the reference image dataset to determine peripheral outlines of the OOI in a plurality of image slices;configured to acquire a current image of the OOI using an ultrasound probe;configured to select a peripheral outline of a selected image slice of the plurality of slices of the reference image dataset which is determined to correspond to the current image;configured to deformably register the selected image slice of the plurality of slices of the reference image dataset with the current image to obtain at least one deformation vector; andconfigured to apply the at least one deformation vector to the selected peripheral outline of the selected image slice selected from the reference image and corresponding to the current image to obtain a modified peripheral outline of the OOI in the selected image slice of the reference image dataset that represents a most current estimated peripheral outline by modifying the selected peripheral outline of the selected image slice of the plurality of slices of the reference image dataset in accordance with the at least one deformation vector without using any peripheral outline in the current image. 2. The interventional therapy system of claim 1, further comprising a rendering device, wherein the controller is further configured to render the current image with the modified selected peripheral outline of the selected image slice of the plurality of slices of the reference image dataset superposed thereon using the rendering device. 3. The interventional therapy system of claim 1, further comprising at least one sensor which provides location information comprising at least one of a position and an orientation of the ultrasound probe when the current image was acquired. 4. The interventional therapy system of claim 3, wherein the controller is configured to select the selected image slice of the plurality of slices of the reference image dataset in accordance with the location information of the current image. 5. The interventional therapy system of claim 1, wherein the deformation vector is formed in accordance with elastic deformation constraints. 6. The interventional therapy system of claim 1, wherein the current image comprises an image slice having a slice type selected from one of an axial or sagittal slice types and the image slices comprise a plurality of images of the same slice type as the current image. 7. The interventional therapy system of claim 1, wherein the controller is further configured to determine whether the modified selected peripheral outline of the image slice of the plurality of slices of the reference image dataset exceeds a threshold boundary change. 8. The interventional therapy system of claim 7, wherein the controller is further configured to optimize placement of catheters when it is determined that th... | Koninklijke Philips N.V. Sunnybrook Research Institute | A61B005/00 G06T007/00 G06T007/10 A61B034/20 A61B090/00
US10279201 | B2 | 2019-05-07 | Monitoring and treating pain with epidermal electronics | 2016-11-28 | Systems and methods are described for monitoring, treating, and preventing a pain state of an individual. In an aspect, a system includes, but is not limited to, a deformable substrate; a sensor assembly coupled to the deformable substrate, the sensor assembly including a motion sensor and a physiological sensor, the sensor assembly configured to generate one or more sense signals based on detection of a movement of the body portion by the motion sensor and a physiological parameter of the body portion by the physiological sensor; a processor including circuitry configured to identify a physiological state of the individual subject based on at least one of the movement of the body portion or the physiological parameter; and an effector operably coupled to the processor and configured to affect the body portion responsive to control by the processor. | 1. A pain therapy device, comprising: a deformable substrate configured to interface with a skin surface of a first body portion of an individual subject;a sensor assembly coupled to the deformable substrate, the sensor assembly including a motion sensor and a physiological sensor, the motion sensor including a proximity sensor configured to detect a movement of the first body portion relative to a second body portion of the individual subject proximate the first body portion, the sensor assembly configured to generate one or more sense signals based on detection of the movement of the first body portion relative to the second body portion by the proximity sensor and a physiological parameter of at least one the first body portion or the second body portion by the physiological sensor;a processor operably coupled to the sensor assembly and configured to receive the one or more sense signals, the processor including circuitry configured to identify a pain state of the individual subject based on at least one of the movement of the first body portion relative to the second body portion or the physiological parameter; andan effector operably coupled to the processor and configured to affect the first body portion responsive to control by the processor upon identification of the pain state of the individual subject based on at least one of the movement of the first body portion relative to the second body portion or the physiological parameter. 2. The pain therapy device of claim 1, wherein the effector includes at least one ultrasound transducer. 3. The pain therapy device of claim 2, wherein the at least one ultrasound transducer is configured to generate ultrasound signals according to at least a first treatment pattern and a second treatment pattern. 4. The pain therapy device of claim 3, wherein the processor is configured to direct the at least one ultrasound transducer to alternate generation of the ultrasound signals according to the first treatment pattern and the second treatment pattern on a dynamic basis. 5. The pain therapy device of claim 2, wherein the at least one ultrasound transducer includes a first ultrasound transducer configured for placement on a first location on the first body portion of the individual subject and a second ultrasound transducer configured for placement on a second location on the first body portion of the individual subject. 6. The pain therapy device of claim 1, wherein the physiological sensor includes a chemical sensor. 7. The pain therapy device of claim 1, wherein the proximity sensor is configured to sense a device interfacing with another portion of the skin surface. 8. The pain therapy device of claim 1, wherein the processor is configured to activate the effector to affect the first body portion responsive to the pain state of the individual subject exceeding a threshold pain state. 9. The pain therapy device of claim 1, further including at least one of a receiver or a transceiver configured... | Elwha LLC | A61N007/00 A61N001/36 A61N001/04 A61N005/06 G16H050/30 A61B005/00 A61B005/11 G16H040/63 G16H020/30 A61B005/01 A61B005/021 A61B005/024 A61B005/026 A61B005/0402 A61B005/0476 A61B005/0488 A61B005/053 A61B005/08 A61B005/145 B32B007/12 B32B025/08 B32B025/20 B32B027/08 B32B003/08
US10299729 | B2 | 2019-05-28 | Heart rate detection with multi-use capacitive touch sensors | 2015-10-23 | This document describes heart rate detection with multi-use capacitive touch sensors. Fluctuations in capacitance are detected (802) using capacitive touch sensors. These capacitive touch sensors are also used to detect touch inputs to control operations of a computing device. When contact of a person's hand with the computing device is detected, the capacitive touch sensors produce raw capacitance data that indicates detected capacitance fluctuations. The raw capacitance data is extracted (902) from the capacitive touch sensors using a modified device driver that bypasses default driver configurations that ignore fluctuations in capacitance due to heartbeats. Times during which the person's hand contacts the computing device and locations of the contact are determined (804) from the raw capacitance data indicative of the fluctuations. The extracted raw capacitance data is then processed to determine the person's heart rate (806, 808). | 1. A method comprising: detecting user contact with capacitive touch sensors of a computing device, the capacitive touch sensors configured to detect touch inputs to control operations of the computing device;detecting, at the capacitive touch sensors and corresponding to the user contact, fluctuations in capacitance;extracting, based on the detected fluctuations in capacitance, raw capacitance data;isolating, from the extracted raw capacitance data corresponding to the user contact, heartbeat waveform data, at least a portion of the heartbeat waveform data comprising interference raw capacitance data;determining, based on the isolated heartbeat waveform data, a heart rate of the user; andcommunicating content corresponding to the determination of the heart rate, including configuring the content differently for different determined heart rates. 2. The method as described in claim 1, further comprising: summing indications of the fluctuations in capacitance in each frame of the raw capacitance data to generate a one-dimensional aggregated capacitance for a frame of the extracted capacitance data; andarranging the one-dimensional aggregated capacitances for each of the frames of the raw capacitance data to isolate the heartbeat waveform data. 3. The method as described in claim 1, wherein the heartbeat waveform data is isolated according to a time domain analysis. 4. The method as described in claim 1, wherein the heartbeat waveform data is isolated according to a frequency domain analysis. 5. The method as described in claim 4, wherein the frequency domain analysis comprises making a determination of the heart rate in a frequency domain by: determining, from the extracted raw capacitance data, times corresponding to the user contact with the capacitive touch sensors and locations corresponding to the user contact with the capacitive touch sensors;applying a Fast Fourier Transform to the raw capacitance data that corresponds to the times and the locations; andapplying a band pass filter to a result of applying the Fast Fourier Transform to remove the detected capacitance fluctuations that are outside a frequency range for human heart rates wherein determining the heart rate of the user includes thresholding, in the frequency domain, a result of applying the band pass filter. 6. The method as described in claim 5, wherein the band pass filter is set to pass the detected capacitance fluctuations within a range of 0.5 hertz to 4 hertz to account for the human heart rates between 30 beats-per-minute and 240 beats-per-minute. 7. The method as described in claim 1, wherein the detected fluctuations in capacitance are detected from a finger of the user that contacts a touch-enabled display device of the computing device, the touch-enabled display device including the capacitive touch sensors. 8. The method as described in claim 1, wherein the touch inputs to control the operations of the computing device include at least one of: tap inputs;swiping... | Google LLC | G06F003/041 A61B005/02 A61B005/0402 G06F007/04 A61B005/00 G06F003/0488 A61B005/0245 A61B005/024 G06F003/044
US10296958 | B1 | 2019-05-21 | Associating cosmetic products to skin tone color | 2016-09-13 | A system allows people to more easily find products matching their skin tone. The system includes a database that categorizes cosmetic products according to a skin tone color set. The system includes a scanning device to scan one or more spots of a person's skin. For example, three different spots can be scanned. The scan determines a skin-tone identifier for the person's skin. With this skin-tone identifier, the customer can view products that match their skin tone. | 1. A system comprising: a database of cosmetic products, arranged by a product manufacturer classification, wherein the database of cosmetic products includes a plurality of cosmetic manufacturers;a skin tone color space; anda database of cosmetic products with skin tones comprising:a first field reserved in the database, wherein the first field identifies a first analyzed cosmetic product; anda second field reserved in the database, wherein the second field identifies the first analyzed cosmetic product, and each cosmetic product of the database of cosmetic products at least one match to a skin tone identifier in the skin tone color space,for an analyzed cosmetic product, a record includes the analyzed cosmetic product in the database of cosmetic products with skin tones,for a record associated with an analyzed cosmetic product having only a single color in the database of cosmetic products with skin tones, there are at least two fields storing different skin tone identifiers associated with the analyzed cosmetic product,a first determined skin tone identifier is stored in the first field associating the first determined skin tone identifier with a first analyzed cosmetic product, anda second determined skin tone identifier is stored in the second field associating the second determined skin tone identifier with the first analyzed cosmetic product,wherein a query of the database of cosmetic products comprises determining from a received user skin tone identifier, obtained from an optical scanner, whether the received user skin tone identifier matches at least one of the first determined skin tone identifier or the second determined skin tone identifier,the database of cosmetic products with skin tones is stored on nontransitory computer-readable media. 2. The system of claim 1 wherein the query to the database of cosmetic products with skin tones includes performing a first search of the database of cosmetic products with skin tones, and a result of the first search identifies cosmetic products associated with the first user skin tone identifier. 3. The system of claim 2 wherein the first analyzed cosmetic product is determined as matching the first user skin tone identifier by way of the first field having a first determined skin tone identifier that is the same as the first user skin tone identifier. 4. The system of claim 2 comprising: a second user skin tone identifier provided by a second user, wherein the second user skin tone identifier is used to perform a second search of the database of cosmetic products with skin tones to identify cosmetic products associated with the second user skin tone identifier, wherein the second user skin tone identifier is different from the first user skin tone identifier. 5. The system of claim 4 wherein the first analyzed cosmetic product is determined as matching the second user skin tone identifier by way of the second field having a second determined skin tone identifier that is the same as the seco... | Sephora USA, Inc. | G06F007/00 G06F017/30 G06Q030/06 A61B005/00
US10290208 | B2 | 2019-05-14 | Methods for enabling a disabled capability of a medical device | 2017-10-17 | Methods, systems, and devices for short-range low-power wireless communication of analyte information are provided. In some implementations, short-range low-power wireless communication of analyte information may include receiving an electromagnetic wireless communication signal and harvesting energy from the electromagnetic wireless communication signal. In some implementations, short-range low-power wireless communication of analyte information may include enabling capabilities associated with an external sensor in response to detecting the external sensor. In some implementations, short-range low-power wireless communication of analyte information may include detecting an analyte sample; determining an analyte concentration associated with the detected analyte sample; and transmitting an indication of the analyte concentration to an external device. | 1. A method of using a health monitor device, comprising: operating the health monitor device while a first one or more user interface (UI) capabilities are enabled and a second one or more UI capabilities are disabled, the second one or more UI capabilities being associated with an external sensor of a first device;detecting a second device that is different from the first device, the second device being an unlocking device, and then enabling the disabled second one or more UI capabilities; andoperating the health monitor device while both the first one or more UI capabilities and the second one or more UI capabilities are enabled and causing display of an analyte concentration associated with a measurement made by the external sensor. 2. The method of claim 1, wherein the unlocking device is a non-functional sensor or a ROM calibrator. 3. The method of claim 1, wherein the health monitor device is adapted to analyze fluid on a test strip. 4. The method of claim 3, wherein the first one or more UI capabilities are associated with the analysis of fluid on the test strip. 5. The method of claim 1, wherein operating the health monitor device while the first one or more user interface (UI) capabilities are enabled and the second one or more UI capabilities are disabled comprises: receiving a fluid sample transported via a test strip; andanalyzing the fluid sample to determine an analyte level. 6. The method of claim 1, wherein the health monitor device comprises a wired serial communication port. 7. The method of claim 1, wherein the health monitor device comprises: a wired serial communication port; anda sensor interface. 8. The method of claim 7, further comprising: wirelessly receiving raw or analyzed analyte data over the sensor interface. 9. The method of claim 7, further comprising: wirelessly receiving raw or analyzed analyte data over the sensor interface according to a radio frequency identification (RFID) protocol. 10. The method of claim 1, wherein the external sensor includes a portion positioned through a skin surface of a user in fluid contact with a bodily fluid of the user. 11. The method of claim 1, wherein the second one or more UI capabilities are hidden from a user when disabled. 12. The method of claim 1, further comprising: operating the health monitor device while the first one or more user interface (UI) capabilities are enabled, the second one or more UI capabilities are disabled, and one or more additional sensor interface capabilities are disabled;communicating with the unlocking device and enabling the disabled second one or more UI capabilities and the disabled one or more additional sensor interface capabilities; andoperating the health monitor device while the first one or more UI capabilities are enabled, the second one or more UI capabilities are enabled, and the one or more additional sensor interface capabilities are enabled. 13. The method of claim 12, wherein the one or more additional sensor interfac... | ABBOTT DIABETES CARE INC. | G08C017/02 H04Q009/00 A61B005/00 A61B005/145 H02J003/38 H04B005/00 H04W004/80
US10289652 | B2 | 2019-05-14 | Calibration method for the prospective calibration of measuring equipment | 2015-11-18 | A method for operating measuring equipment for detecting at least one analyte in a bodily fluid by means of at least one continuously measuring blood glucose sensor. At least one calibration method is carried out for the prospective calibration of the measuring equipment. At least three calibration points are detected in the calibration method, wherein each calibration point comprises at least one measurement signal from the measuring equipment and at least one reference value of an associated reference measurement. A plurality of possible slopes are established between the calibration points. At least one robust estimation method, more particularly using a formation of at least one median, is used to determine at least one probable slope from the plurality of possible slopes. Furthermore, at least one measurement is carried out. During the measurement and using the probable slope, a concentration of the analyte in the bodily fluid is deduced from at least one measurement signal from the measuring equipment and the probable slope. | 1. A method for operating measuring equipment for detecting at least one analyte in a bodily fluid, the measuring equipment including a continuously monitoring sensor and a reference measurement sensor, the method comprising: implanting the continuously monitoring sensor into the skin of a patient;detecting at least three calibration points, each calibration point comprising (i) a measurement signal obtained from the implanted sensor and corresponding to the concentration of the analyte in the bodily fluid and (ii) a reference value obtained using the reference measurement sensor, wherein the reference value corresponds to an actual present value of concentration of the analyte in the bodily fluid;establishing a plurality of possible slopes between the calibration points;using a robust estimation method to determine a probable slope from the plurality of possible slopes, the robust estimation method comprising a statistical estimation method which supplies stable statistical estimators even if outliers occur or if distribution assumptions are only approximately valid, the robust estimation being based on one or more permutation algorithms and/or on one or more sorting algorithms;determining through a plurality of the calibration points a plurality of straight lines having the probable slope; andusing the continuously monitoring sensor to perform at least one measurement in which the probable slope is used with the measurement equipment to determine a concentration of the analyte in the bodily fluid. 2. The method of claim 1, further comprising: determining the axis intercepts of the straight lines;forming a median to determine a probable axis intercept from the axis intercepts; andusing the probable axis intercept during the measurement. 3. The method of claim 2, wherein the calibration method is carried out repeatedly at different times, the method further comprising determining a new probable slope and a new probable axis intercept after the calibration method has been repeated and then using the new probable slope and the new probable axis intercept in at least one subsequent measurement. 4. The method of claim 1, further comprising preforming plausibility analysis during the calibration and using the plausibility analysis to discard unrealistic calibration points and/or unrealistic slopes and/or unrealistic axis intercepts. 5. The method of claim 1, further comprising using a sorting algorithm and/or a permutation algorithm during the robust estimation to form a median. 6. The method of claim 1, further comprising determining at least one current calibration quality having at least one confidence interval. 7. The method of claim 1, further comprising automatically inviting a user to carry out the calibration method. 8. The method of claim 1, wherein a user is invited to carry out the calibration method if at least one current measurement signal lies in a region in which the calibration method was not yet carried out with sufficient cal... | Roche Diabetes Care, Inc. | A61B005/00 A61B005/145 A61B005/1495 G01N033/66 G01N035/00 G06F017/18 G01N027/327
US10292897 | B2 | 2019-05-21 | System for respiratory disorder therapy with selection of stimulation strategies | 2015-12-07 | A system includes a processor configured to generate stimulation control signals in response to a detection of a respiratory disorder. The system further includes at least one kinesthetic effector with a vibrating electromechanical transducer applied to a site on a patient's skin for delivering a kinesthetic stimulation energy determined by the control signals. The processor is further configured to determine the effectiveness of a stimulation by detecting a disappearance of the respiratory disorder. The processor is further configured to determine a therapy by selecting a stimulation strategy among several stimulation strategies according to a type of expected or detected disorder. | 1. A system for treating a breathing disorder in a patient by stimulation, including: a processor configured to: receive respiratory data for the patient from a device configured to measure physiological signals;detect a respiratory disorder based on the respiratory data; andgenerate stimulation control signals in response to the detection of a respiratory disorder; andat least one effector adapted to receive the stimulation control signals and to deliver a stimulation energy determined by the control signals,wherein the processor is further configured to provide automatic therapy determination comprising dynamically selecting, according to a type of expected or detected respiratory disorder, a stimulation strategy from a set of stored stimulation strategies, andwherein the processor is further configured to: continue delivery of the stimulation energy for a predetermined period of time following the detection of a cessation of the respiratory episode;detect if an additional respiratory episode occurs during the period of time; andupdate a length of the predetermined period of time based on the detection of the additional respiratory episode. 2. The system of claim 1, wherein the set of stored stimulation strategies comprises at least one stimulation strategy having stimulation pulses of a first type and at least one stimulation strategy having stimulation pulses of a second type; wherein the pulses of the second type have at least one of a pulse duration greater than the pulses of the first type or a time interval between the pulses of the second type greater than a time interval between the pulses of the first type. 3. The system of claim 2, wherein: the pulse duration of the pulses of the first type is between 2 and 3 seconds and the time interval between the pulses of the first type is between 2 and 3 seconds. 4. The system of claim 1, wherein the automatic therapy determination further comprises limiting a value of the stimulation energy to a maximum value. 5. The system of claim 1, wherein dynamically selecting the stimulation strategy comprises selecting a high energy stimulation strategy corresponding to a late type of therapy or selecting a low energy stimulation strategy corresponding to an early type of therapy depending on the type of expected or detected respiratory disorder. 6. The system of claim 1, wherein the automatic therapy determination further comprises: applying stimulation energy to the patient at an initial energy level; andin response to continued detection of the respiratory disorder, incrementally raising an energy level of the stimulation energy until the respiratory disorder is not detected or the stimulation energy reaches a maximum value. 7. The system of claim 6, wherein the automatic therapy determination further comprises comparing the energy level to the maximum value in response to incrementally raising the energy level. 8. The system of claim 7, wherein the automatic therapy determination further compr... | SORIN CRM SAS INSERM—INSTITUT DE LA RECHERCHE MÉDICALE UNIVERSITÉ JOSEPH FOURIER UNIVERSITÉ DE RENNES 1 | A61H023/00 A61B005/00 A61N001/36 A61H023/02
US10300305 | B2 | 2019-05-28 | Image guidance for radiation therapy | 2018-04-19 | An adaptive therapy delivery system can receive imaging information including a volumetric image comprising a target such as a tumor or one or more other structures, and can receive imaging information corresponding to one or more imaging slices comprising different portions of the target, such as imaging slices acquired at different times after acquisition of the volumetric image. The system can spatially register information from an earlier-acquired image with a portion of the target included in a later-acquired one of the imaging slices. The system can then determine an updated location of the target indicated by the spatially-registered information. Using the updated location, the system can generate an updated therapy protocol to control delivery of a therapy beam. | 1. A computer-implemented method of controlling an adaptive radiation therapy delivery system, the method comprising: receiving, between radiation sessions, a volumetric image comprising a time-varying target locus;receiving, during the same radiation session, at least first and second imaging slices comprising different portions of the target locus;spatially registering a portion of the target locus from the first imaging slice and a portion of the target locus from the second imaging slice, including moving a portion of the target locus in the second imaging slice to register a portion of the target locus in the second imaging slice with a portion of the target locus in the first imaging slice;determining a difference between a location of the target locus indicated by the spatially-registered information and the target locus indicated by the inter-fractional volumetric image; andgenerating an updated therapy protocol to control delivery of a therapy beam based on the determined difference. 2. The computer-implemented method of claim 1, wherein the first and second imaging slices are acquired after acquisition of the volumetric image. 3. The computer-implemented method of claim 2, wherein the first and second imaging slices are acquired at different time periods. 4. The computer-implemented method of claim 1, wherein generating the updated therapy protocol includes aligning a therapy locus to which the therapy beam is directed with an updated target locus. 5. The computer-implemented method of claim 1, wherein generating the updated therapy protocol includes gating operation of the therapy beam to enable therapy delivery when the therapy locus is aligned with the location of the target locus. 6. The computer-implemented method of claim 1, wherein the portions of the target locus included in the first and second imaging slices partially overlap. 7. The computer-implemented method of claim 1, wherein the portions of the target locus included in the first and second imaging slices do not overlap. 8. The computer-implemented method of claim 1, wherein spatially registering the information indicative of the portions of the target locus includes segmenting the portion of the target locus in the first and second imaging slices. 9. The computer-implemented method of claim 8, wherein spatially registering the information indicative of the portions of the target locus includes translating a segmented portion of the target locus in one or more earlier-acquired image slices to register the segmented portion of the target locus with a segmented portion of the target locus from a later-acquired image slice. 10. The computer-implemented method of claim 8, wherein spatially registering the information indicative of the portions of the target locus in one or more earlier-acquired image slices includes predicting a location of a segmented portion of the target locus from an earlier-acquired image slice corresponding to an instant of acquisition of a lat... | Elekta, Inc. | A61N005/10 A61B006/03 A61B008/08 G06T007/11 G06T007/33 A61B005/055 A61B090/00 A61B034/20
US10285619 | B2 | 2019-05-14 | Electrical impedance tomography device and electrical impedance tomography method | 2014-09-24 | An electrical impedance tomography device includes a plurality of electrodes, a display apparatus, and a control and evaluation unit for reconstructing a matrix of image elements, a spatial distribution of impedance changes in an electrode plane, from measurement signals with a reconstruction algorithm. A time series of matrices are provided from an inhalation and an exhalation that follow. The control unit detects a local impedance change, as a function of a quantity monotonically dependent on average alveolar pressure, as inhalation and exhalation curves from the time series of matrices, to calculate a parameter representing the deviation between the inhalation and exhalation curves as a dissipation value of the image element and to associate the parameter with the image element, to combine the dissipation values of all examined image elements in a dissipation map, and to display the dissipation values with graphical codings dependent on dissipation values of the dissipation map. | 1. An electrical impedance tomography device comprising: a plurality of electrodes, which can be placed around a thorax of a patient and define an electrode plane;a display device; anda control and analysis unit, which is connected to the electrodes and is configured by programming to:supply at least one electrode pair as a feeding electrode pair with an alternating current or with an alternating voltage;record a voltage signal or current signal as measured signals with a plurality of other electrode pairs from the plurality of electrodes, with other electrode pairs of the plurality of electrode pairs acting consecutively as feeding electrode pairs in order to reconstruct a matrix of image elements, which represents a spatial distribution of impedance changes in the electrode plane, from the measured signals with a reconstruction algorithm, and to repeatedly record measured signals over at least one inhalation and at least one exhalation, which follow each other, and to reconstruct matrices in order to obtain a time series of matrices with impedance changes of the image elements over the at least one inhalation and the at least one exhalation;detect local impedance changes as a function of a variable, which variable is strictly monotonically dependent on a mean alveolar pressure, over the at least one inhalation as a local inhalation impedance change curve and over the at least one exhalation as a local exhalation impedance change curve from the time series of the matrices with the impedance changes of the image elements or from a selected set of the impedance changes of image elements;calculate a respective parameter representing a deviation between the local inhalation impedance change curve and the local exhalation impedance change curve as a local dissipation value;associate respective image elements with local dissipation values or local dissipation values obtained therefrom by standardization;combine the local dissipation values of all examined image elements into a dissipation map in an image plane defined by the electrode plane, in which dissipation map graphic coadings dependent on the local dissipation values of the image elements are associated with said image elements; anddisplay the dissipation map of the image plane on the display device. 2. An electrical impedance tomography device in accordance with claim 1, wherein the control and analysis unit is furthermore configured to detect the inhalation curve and the exhalation curve of each examined image element as closed curves and to calculate a hysteresis area enclosed by the closed curves as a dissipation value of the image element. 3. An electrical impedance tomography device in accordance with claim 2, wherein the control and analysis unit is furthermore configured to standardize the hysteresis areas into hysteresis values by dividing each hysteresis area by a product of a difference between end-respiratory values of the local impedance curve and a difference between end-respira... | Drägerwerk AG & Co. KGaA | A61B005/053 A61B005/085 A61B005/00 A61B005/08
US10300121 | B2 | 2019-05-28 | Early cancer detection and enhanced immunotherapy | 2017-12-24 | A method of therapy for a tumor or other pathology by administering a combination of thermotherapy, immunotherapy, and vaccination optionally combined with gene delivery. The combination therapy beneficially treats the tumor and prevents tumor recurrence, either locally or at a different site, by boosting the patient's immune response both at the time or original therapy and/or for later therapy. With respect to gene delivery, the inventive method may be used in cancer therapy, but is not limited to such use; it will be appreciated that the inventive method may be used for gene delivery in general. The controlled and precise application of thermal energy enhances gene transfer to any cell, whether the cell is a neoplastic cell, a pre-neoplastic cell, or a normal cell. | 1. A cancer therapeutic method comprising administering to a patient having a tumor a combination of thermotherapy and immunotherapy, where thermotherapy comprises systemically administering a plurality of tumor-antibody-coated nanoparticles coated with a thermosensitive polymer, the thermotherapy further comprises heating the tumor-antibody-coated nanoparticles using an energy source at the site of the tumor so as to damage one or more tumor cell membranes and release antigenic material in vivo that activates and stimulates an immunogenic response of the patient at the site of the tumor; andimmunotherapy comprises systemically administering the patient's natural killer (NK) cells/dendritic cells pre-sensitized in vitro to the tumor, and further administering tumor-antibody-coated nanoparticles conjugated with viral-like particles (VLP) while simultaneously administering tumor-antibody-coated nanoparticles conjugated with at least one of checkpoint inhibitors, Rock inhibitors, or Wnt inhibitors to prevent the proliferation of tumor cells or metastatic cells, and/or prevent the tumor cells or metastatic cells from being disguised from T-lymphocytes of the patient or the patient's natural killer (NK) cells. 2. The method of claim 1 where the tumor-antibody-coated nanoparticles are conjugated with checkpoint inhibitors, the checkpoint inhibitors selected from the group consisting of PD-1, PD-L1, CTLA-4, jagged 1 inhibitor 15D11, and combinations thereof. 3. The method of claim 1 where the tumor-antibody-coated nanoparticles are conjugated with Rock inhibitors, the Rock inhibitors selected from the group consisting of Fasudil, exoenzyme, Y27632, Botox, and combinations thereof, the Rock inhibitors reducing an inflammatory response of the patient and preventing an autoimmune reaction or cytokine storm. 4. The method of claim 1 where the tumor-antibody-coated nanoparticles are conjugated with Wnt inhibitors, the Wnt inhibitors selected from the group consisting of niclosamide, ivermectin, and combinations thereof. 5. The method of claim 1 further comprising the step of: repeating administration of the tumor-antibody-coated nanoparticles conjugated with the VLP and the tumor-antibody-coated nanoparticles conjugated with the at least one of the checkpoint inhibitors, Rock inhibitors, or Wnt inhibitors once or twice a year, thereby reducing an autoimmune reaction; andfurther administering tumor-antibody-coated nanoparticles conjugated with polylactic acid or polyglycolic acid. 6. The method of claim 1 where the tumor-antibody-coated nanoparticles administered during thermotherapy are conjugated with a medication, and where thermotherapy includes exposing the tumor-antibody-coated nanoparticles and medication to a light pulse at a frequency in the range of 20 Hz to 60 Hz to decrease proliferation of the tumor cells. 7. The method of claim 1 where immunotherapy is administered at intervals to the patient after the initial therapy acting as a booster t... | - | A61K009/50 A61K039/00 A61K041/00 A61K047/68 A61K047/69 A61K035/17 A61K049/22 C07K016/30 A61B005/00 A61N005/06 A61P035/00 A61K039/395 A61M001/34
US10282011 | B2 | 2019-05-07 | Flexible sensors and applications | 2016-08-30 | Sensors incorporating piezoresistive materials are described. One class of includes conductive traces formed directly on or otherwise integrated with the piezoresistive material. | 1. A sensor, comprising: piezoresistive fabric, the piezoresistive fabric having two opposing surfaces;a sensor trace pattern including two or more conductive traces of the sensor on a same one of the surfaces of the piezoresistive fabric, wherein resistance between the conductive traces varies with bending or stretching of the piezoresistive fabric;a plurality of stiffeners attached to or integrated with the piezoresistive fabric in a vicinity of the sensor trace pattern, the plurality of stiffeners including first and second stiffeners positioned relative to each other such that the piezoresistive fabric bends as a hinge along a particular axis in the vicinity of the sensor trace pattern, wherein the plurality of stiffeners are also configured to reduce sensitivity of the sensor to a particular type of force; andcircuitry configured to receive one or more sensor signals from the conductive traces, and to generate one or more force signals representing the bending or stretching of the piezoresistive fabric based on the one or more sensor signals. 2. The sensor of claim 1, wherein the piezoresistive fabric is a stretchable piezoresistive material. 3. The sensor of claim 1, wherein the conductive traces comprise conductive ink printed on the piezoresistive fabric. 4. The sensor of claim 3, wherein the conductive ink comprises an elastomeric ink having conductive particles suspended therein. 5. The sensor of claim 1, wherein the conductive traces comprise conductive paint deposited on the piezoresistive fabric. 6. The sensor of claim 1, wherein the plurality of stiffeners include a plastic film, a fabric, or a cured stiffening agent. 7. The sensor of claim 1, wherein the plurality of stiffeners are configured such that the piezoresistive fabric stretches along a particular axis in a plane of the piezoresistive fabric in a region of the piezoresistive fabric in the vicinity of the sensor trace pattern. 8. The sensor of claim 1, further comprising circuitry configured to receive a first signal from the sensor trace pattern, and to generate a second signal based on the first signal, the second signal being representative of a magnitude and a time-varying characteristic of the bending or stretching of the piezoresistive fabric. 9. A sensor, comprising: piezoresistive fabric;a sensor trace pattern including two or more conductive traces of the sensor on the piezoresistive fabric, wherein resistance between the conductive traces varies with bending or stretching of the piezoresistive fabric; anda plurality of stiffeners attached to or integrated with the piezoresistive fabric in a vicinity of the sensor trace pattern, the plurality of stiffeners including first and second stiffeners, the first stiffener providing a channel in which the second stiffener slides along a particular axis parallel to a plane of the piezoresistive fabric. 10. The sensor of claim 9, wherein the piezoresistive fabric is a stretchable material. 11. The sensor of claim 9,... | BeBop Sensors, Inc. | G01L001/18 G01L009/00 H03K017/96 G06F003/041 G01L015/00 G01L001/14 G01L017/00 A61B005/00 G01L001/20 G06F001/16 G01L001/26
US10299718 | B2 | 2019-05-28 | Systems for monitoring infant oral motor kinetics during nutritive and non-nutritive feeding | 2017-01-17 | The present invention relates to a system device and method for monitoring infant oral motor kinetics (OMK), which can be used to assess the functional significance of the different sucking components, i.e., the plasticity of infant sucking skills in relation to their oral feeding performance, at a particular time, during the developmental period and/or during preventive or therapeutic intervention programs. It is a unique system and apparatus that provides a means to study the nonnutritive and/or nutritive sucking skills, i.e., the Suction and/or Expression components of sucking, of infants in the natural setting, i.e., during a normal feeding session. OMK sensors, tracked in real-time by the monitoring system, include miniature pressure transducers, or pressure sensitive pads, attached to the nipple for measuring intraoral pressure pulses during Suction, and for measuring compression/stripping pressure pulses during Expression; and a miniature flow sensor for measuring fluid flow rate, which can be integrated over time to determine the volume of milk removed (bolus) per suck. Other signals, such as respiration, swallowing, thermal, optical, and acoustic signals can be recorded and compared along with the instrumented-nipple signals, in an OMK monitoring system. | 1. An instrumented nipple for monitoring oral motor kinetics in an infant, comprising: a pressure sensitive pad attached to the nipple, wherein the pressure sensitive pad comprises an array of at least two pressure sensitive elements capable of providing a plurality of real-time electrical signals representing a temporal-spatial distribution of pressure forces applied to the nipple by the infant, when the nipple is placed in the infants mouth; and further wherein the at least two pressure sensitive elements are disposed on a rigid substrate that is attached to the nipple. 2. The instrumented nipple of claim 1, wherein the array of pressure sensitive elements is a 1-dimensional array of elements, and a longitudinal direction of the 1-dimensional array is aligned parallel to a longitudinal axis of the nipple. 3. The instrumented nipple of claim 1, wherein the array of pressure sensitive elements comprises at least one 2-dimensional array of elements. 4. The instrumented nipple of claim 3, wherein a longitudinal direction of the at least one 2-dimensional array is aligned parallel to a longitudinal axis of the nipple. 5. The instrumented nipple of claim 1, wherein the pressure sensitive pad is disposed on a neck of the nipple. 6. The instrumented nipple of claim 1, wherein the pressure sensitive pad is attached to an exterior surface of the nipple. 7. The instrumented nipple of claim 1, wherein the pressure sensitive pad is attached to an interior surface of the nipple. 8. The instrumented nipple of claim 7, further comprising at least one through hole disposed in a sidewall of the nipple, wherein the at least one through hole is located over a portion of the pressure sensitive pad. 9. The instrumented nipple of claim 8, wherein the pressure sensitive pad is embedded inside of a sidewall of the nipple. 10. The instrumented nipple of claim 8, wherein the pressure sensitive pad comprises a plurality of active pressure sensing elements that sense changes in electrical capacitance. 11. The instrumented nipple of claim 8, wherein the pressure sensitive pad comprises a plurality of active pressure sensing elements that sense changes in electrical resistance. 12. The instrumented nipple of claim 8, wherein the pressure sensitive pad comprises a plurality of active pressure sensing elements that sense by using a piezoelectric effect. 13. The instrumented nipple of claim 8, wherein the pressure sensitive pad flexible substrate is glued to the nipple using a cyanoacrylate-based adhesive. 14. The instrumented nipple of claim 8, wherein the nipple is a pacifier. 15. The instrumented nipple of claim 8, wherein the nipple includes a nipple shield that covers a portion of a human breast and all of a human nipple with a flexible cover that has one or more holes for allowing breast milk to pass through the one or more holes during infant breastfeeding. 16. The instrumented nipple of claim 8, wherein the pressure sensitive pad is selected from the grou... | - | A61B005/03 A61B005/00 G06F019/00 A61J009/00 A61J011/00 A61B005/11 A61B005/22 G01F001/34 G01F001/36 G01F001/42 G01F015/06 A61J013/00 A61B005/0205 A61B005/145 A61J017/00 A61J007/00 A61B005/024 A61B005/08
US10292590 | B2 | 2019-05-21 | Optical examination method and optical examination device | 2016-06-13 | A method of performing an optical examination on a test object and an optical examination device. The method includes obtaining a first detection light quantity distribution that is a detection light quantity distribution obtained for each of a plurality of optical models that simulate the test object, obtaining, using the optical sensor, a second detection light quantity distribution that is a distribution of an amount of light detected on the test object, and selecting based on the first light quantity distribution and the second detection light quantity distribution, an optical model suited to the test object from the plurality of optical models. The optical examination device includes an optical sensor, and a control system to control the irradiation system to obtain an amount of light detected by the detection system. | 1. A method of performing an optical examination on a test object, the method comprising: (a) obtaining, for each of a plurality of optical models that simulate the test object, a first detection light quantity distribution, by performing a simulation, by a processor executing a program of instructions stored in a non-transitory medium, of virtual measurements with an optical sensor including an irradiation system and a detection system, the irradiation system including at least one light irradiator, and the detection system including at least one photodetector to detect an amount of light that returns to the optical sensor from the test object after having been emitted from the irradiation system to a surface of the test object and propagated inside the test object;(b) obtaining a second detection light quantity distribution that is a distribution of an amount of light detected, by physical measurements using the optical sensor, on the test object, including (b1) emitting a plurality of light rays that are not parallel to each other from the light irradiator to an identical point of the test object, and(b2) detecting, using the photodetector, each of amounts of a plurality of light rays that have propagated through the test object to output a plurality of detection values of the photodetector;(c) determining, by the processor based on the first light quantity distribution and the second detection light quantity distribution, an optical model most similar to the test object amongst the plurality of optical models, by using a ratio of the plurality of detection values of the photodetector; and(d) performing, based on the optical model determined in (c), at least one of the following: (i) adjusting the second detection light quantity distribution corresponding to the physical measurements using the optical sensor;(ii) adjusting the amount of light that is emitted from the irradiation system of the optical sensor;(iii) adjusting the amount of detection light detected by the detection system of the optical sensor;(iv) adjusting internal information of the test object determined based on the second detection light quantity distribution. 2. The method according to claim 1, wherein the plurality of light rays that are not parallel to each other include two light rays where directions of orthogonal projection vectors of incident directions with reference to the test object have directions opposed to each other. 3. The method according to claim 1, wherein the photodetector of the detection system includes a plurality of photodetectors, the obtaining in (b) of the second detection light quantity distribution further includes, prior to the emitting, disposing the plurality of photodetectors and the light irradiators on the test object such that distances between at least two of the photodetectors and one of the light irradiators are different from each other, andthe determining in (c) determines one of the optical models most similar to the test object by... | RICOH COMPANY, LTD. | A61B005/00 A61B005/026 G16C010/00
US10299741 | B2 | 2019-05-28 | Multiple-dimension imaging sensor and state-based operation of an imaging system including a multiple-dimension imaging sensor | 2016-09-14 | Methods and systems are described for operating an imaging sensor, the imaging sensor including a multi-dimensional sensor. An electronic processor receives an output from the multi-dimensional sensor and transitions the imaging sensor from the low-power state into a ready state in response to a determination by the electronic processor, based on the output from the multi-dimensional sensor, that a first state transition criteria is satisfied and transitions the imaging sensor from the ready state into an armed state in response to a determination that a second state transition criteria is satisfied. In some implementations, the electronic processor operates the imaging sensor to capture image data only when operating in the armed state and prevents the imaging system from transitioning from the low-power state directly into the armed state. | 1. A method for operating an imaging sensor, wherein the imaging sensor is an intraoral imaging sensor and includes a multi-dimensional sensor and a housing, the method comprising: operating the imaging sensor, by the electronic processor, in a low-power state, wherein the image sensor does not capture image data when operating in the low-power state;receiving, by an electronic processor, an output from the multi-dimensional sensor of the imaging sensor;transitioning the imaging sensor, by the electronic processor, from a first operating state into a second operating state in response to a determination by the electronic processor, based on the output from the multi-dimensional sensor, that a first state transition criteria is satisfied, wherein at least one operation of the imaging sensor is configured to function differently when the imaging sensor is in the second operating state than when the imaging sensor is in the first operating state, andwherein transitioning the imaging sensor from the first operating state into the second operating state includes transitioning the imaging sensor between the low-power state and a ready state; andcapturing image data using the imaging sensor while the housing of the imaging sensor is positioned within a mouth of a patient. 2. The method of claim 1, further comprising transitioning the imaging sensor, by the electronic processor, from the second operating state into a third operating state in response to a determination by the electronic processor, based on the output from the multi-dimensional sensor, that a second state transition criteria is satisfied. 3. The method of claim 1, further comprising: transitioning the imaging sensor, by the electronic processor, from the ready state into an armed state in response to a determination by the electronic processor, based on the output from the multi-dimensional sensor, that a second state transition criteria is satisfied; andcapturing image data only when the imaging sensor is operating in the armed state. 4. The method of claim 3, wherein the electronic processor is unable to transition from the low-power state directly into the armed state based on the output from the multi-dimensional sensor. 5. The method of claim 3, further comprising monitoring movement and orientation of the imaging sensor based on an output from the multi-dimensional sensor while operating in the ready state or the armed state, the output from the multi-dimensional sensor including an output indicative of a three-dimensional acceleration of the imaging sensor from an accelerometer of the multi-dimensional sensor,an output indicative of a three-dimensional orientation of the imaging sensor from a gyroscopic sensor of the multi-dimensional sensor, andan output indicative of a three-dimensional magnetic field of the imaging sensor from a magnetometer of the multi-dimensional sensor. 6. The method of claim 3, further comprising: selectively coupling the imaging sensor to a first sens... | DENTAL IMAGING TECHNOLOGIES CORPORATION TELEDYNE DALSA B.V. | A61B006/14 A61B006/00 A61B005/01 G01J003/28 A61B005/00 G01R031/44 H02S040/44 G06F001/3215 G06F001/3234 G06F003/00 G06F003/03 H04N005/232 H04N005/32 G01L007/00 G01R033/02 G01T001/16 G01R031/02 H01H035/14 H01L031/00 H01L027/14 A61B005/055
US10285670 | B2 | 2019-05-14 | Needle positioning apparatus | 2015-09-11 | A positioning apparatus including a needle holder having a through hole for regulating needle placement and movement, a needle positioning unit, and an engagement member that fixes a position of the needle holder with respect to the needle positioning unit. The needle holder is either least partially detachably attached to the needle positioning unit or deformable. The positioning apparatus may be designed to accommodate the placement of multiple needles. | 1. A positioning apparatus comprising: a needle holder having a through hole that is adapted to at least partially surround a needle to guide the needle in a longitudinal direction;a needle positioning unit having a base part adapted for mounting on a patient and a moving part having at least two degrees of freedom, which holds the needle holder and moves together with the needle holder so as to position the needle holder, andan engagement member that fixes a position of the needle holder with respect to the needle positioning unit,wherein the needle holder at least partially detachably attaches to the moving part of the needle positioning unit such that the needle holder is adapted to be removed from the moving part of the needle positioning unit without moving the positioning apparatus and while the insertion state of the needle is maintained. 2. The positioning apparatus according to claim 1, wherein the needle holder is adapted to release a needle after needle insertion. 3. The positioning apparatus according to claim 1, wherein the needle holder at least partially detachably attaches to the engagement member. 4. The positioning apparatus according to claim 1, wherein the needle holder and engagement member together at least partially detachably attaches to the moving part of the needle positioning unit. 5. The positioning apparatus according to claim 4, wherein the engagement member is configured to at least partially detachably attach to the needle positioning unit when on the top of the moving part of the needle positioning unit at an angle relative to the top surface of the needle positioning unit. 6. The positioning apparatus according to claim 1, wherein the through hole is configured to provide for release of the needle after being inserted into an object by being guided along the through hole. 7. The positioning apparatus according to claim 1, wherein the portion of the needle holder surrounding the through hole has a C-shape, a U-shape or a semicircle shape. 8. The positioning apparatus according to claim 1, wherein the needle holder is configured to, or is capable of, being divided or deformed, so that the through hole includes an opening that extends in the longitudinal direction of the needle, and wherein a width of the opening in a direction perpendicular to the longitudinal direction is larger than or equal to a width of the needle in the direction perpendicular to the longitudinal direction when the needle holder is divided or deformed. 9. The positioning apparatus according to claim 1, further comprising a fixing member on the needle positioning unit and a fixing member on the engagement member, wherein one of the fixing member of the needle positioning unit and the fixing member of the engagement member comprises a protruding portion and the other comprises a recessed portion or hole for engaging the needle holder with the needle positioning unit. 10. The positioning apparatus according to claim 1, further comprising... | CANON U.S.A., INC. THE BRIGHAM AND WOMEN'S HOSPITAL, INC. | A61B010/02 A61B005/055 A61B090/11 A61B017/00 A61B017/34 A61B090/00
US10278627 | B2 | 2019-05-07 | System and method for performing a diagnostic analysis of physiological information | 2016-06-28 | A system that incorporates teachings of the present disclosure may include, for example, an avatar engine having a controller to retrieve a user profile of a user, present the user an avatar having characteristics that correlate to the user profile, detect one or more responses of the user during a communication exchange between the user and the avatar, identify from the one or more responses a need to determine a medical status of the user, establish communications with a medical diagnostic system, receive physiological information associated with the user, submit the physiological information to the medical diagnostic system, receive from the medical diagnostic system a diagnostic analysis of the physiological information, and present the diagnostic analysis to at least one of the user and a medical agent of the user, wherein the user is presented the diagnostic analysis by way of the avatar. Other embodiments are disclosed. | 1. An avatar engine, comprising: a processing system including a processor; anda memory that stores executable instructions that, when executed by the processing system, facilitate performance of operations, comprising: generating an avatar through equipment of a user, wherein the avatar interacts with the user through the equipment of the user, wherein the equipment of the user provides interactive media services to the user responsive to a command for interactive media service via a plurality of communication exchanges with the avatar;analyzing an interaction from the plurality of communication exchanges between the avatar and the user to determine whether the interaction indicates a medical need to determine a medical status of the user according to comments received from the user during the interaction;requesting, by way of the avatar, that the user perform physiological tests to generate current physiological information from the physiological tests responsive to an indication that there is the medical need to determine the medical status of the user;receiving, by way of a measurement device associated with the equipment of the user, the current physiological information;accessing prior physiological information of the user;comparing the prior physiological information with the current physiological information as a comparison;determining a diagnostic result of the user that indicates an improvement or deterioration in health based on the comparison;determining whether the diagnostic result requires a prescription-based treatment or a non-prescription treatment;presenting a recommendation to the user for the non-prescription treatment responsive to an indication that the diagnostic result does not require the prescription-based treatment, wherein the user is presented the diagnostic result by way of the avatar;presenting the diagnostic result to equipment of a medical agent of the user responsive to an indication that the diagnostic result does require the prescription-based treatment, wherein the medical agent is presented the diagnostic result by way of the avatar;providing no recommendation to the user responsive to an indication that no prescription or non-prescription treatment is required from the diagnostic result;receiving from the equipment of the medical agent a prognosis and a prescription determined from the diagnostic result as determined by the medical agent; andpresenting the user with the diagnostic result, the prognosis, and the prescription by way of the avatar. 2. The avatar engine of claim 1, wherein the physiological information comprises one of a body temperature measurement of the user, a blood pressure measurement of the user, a heart rate measurement of the user, a height measurement of the user, a weight measurement of the user, or a body fat measurement of the user. 3. The avatar engine of claim 1, wherein the physiological information is obtained by one of a plurality of selected physiological measuring devices,... | AT&T Intellectual Property I, L.P. | A61B005/1455 G06F019/00 G16H050/20 G16H010/60 G16H040/63 G16H010/20 A61B005/00 A61B005/01 A61B005/024 A61B005/145 A61B005/021 G06N003/00
US10292597 | B2 | 2019-05-21 | Assessing endothelial function and providing calibrated UFMD data using a blood pressure cuff | 2018-07-23 | Methods and apparatus are provided for assessing endothelial function in a mammal. In certain embodiments the methods involve using a cuff to apply pressure to an artery in a subject to determine a plurality of baseline values for a parameter related to endothelial function as a function of applied pressure (Pm); b) applying a stimulus to the subject; and applying external pressure Pm to the artery to determine a plurality of stimulus-effected values for the parameter related to endothelial function as a function of applied pressure (Pm); where the baseline values are determined from measurements made when said mammal is not substantially effected by said stimulus and differences in said baseline values and said stimulus-effected values provide a measure of endothelial function in said mammal. | 1. A method of assessing cardiovascular function in a mammal, said method comprising: a) determining the systolic and diastolic blood pressure of said mammal wherein said determining the systolic and diastolic blood pressure comprises determining the pulse height as a function of applied external pressure Pm to an artery;b) applying a substantially constant external pressure Pm to an artery for a first period of time Tm, to provide a reduced transmural pressure, and determining, over the course of one or more cardiac cycles in said first period of time Tm, changes in pressure in said artery resulting from cardiac activity of said mammal, or an artificially induced arterial pulse, to establish a baseline value for a parameter related to endothelial function in said mammal;c) applying an arterial stimulus to said mammal; andd) applying said substantially constant external pressure Pm to said artery for a second period of time Tm, to provide a reduced transmural pressure, and determining, over the course of one or more cardiac cycles in said second period of time Tm, changes in pressure in said artery resulting from cardiac activity of said mammal, or an artificially induced arterial pulse, to provide a stimulus-affected parameter related to endothelial function in said mammal;e) determining a second the systolic and diastolic blood pressure of said mammal, wherein said determining a second systolic and diastolic blood pressure comprises determining the pulse height as a function of applied external pressure Pm to an artery;f) fitting the data obtained in step (a) to determine a first model relating pulse height to transmural pressure and using said first non-linear model to convert said baseline value for a parameter related to endothelial function to a baseline value for a parameter related to endothelial function at a reference pressure;g) fitting the data obtained in step (e) to determine a second non- linear model relating pulse height to transmural pressure and using said second model to convert said stimulus-affected value for a parameter related to endothelial function to a stimulus-affected parameter related to endothelial function at said reference pressure;h) using said baseline value for a parameter related to endothelial function at said reference pressure to calculate baseline arterial lumen area (Ab) or a measure proportional to the area Ab at said reference pressure;i) using said stimulus-affected value for a parameter related to endothelial function at said reference pressure to calculate stimulus-affected arterial lumen area (Ar) or a measure proportional to the area Ar at said reference pressure; andj) determining the equivalent ultrasound-based flow-mediated dilation FMD (uFMD) measure where uFMD is proportional to the square root of the ratio Ar/Ab, and where said baseline values are determined from measurements made when said mammal is not substantially affected by said stimulus and uFMD provides a measure of cardiovascular fun... | The Regents of the University of California | A61B005/02 A61B005/022 A61B005/00 A61B005/0225 A61B008/06 A61B008/00 A61B005/021 A61B005/107 A61B017/135
US10299722 | B1 | 2019-05-28 | Systems and methods for mass customization | 2016-02-03 | A footwear having a sole customized to a wearer's anatomy, the sole formed by receiving a 3D model of a sole having a volume, generating a structural lattice inside the volume of the sole, updating the structural lattice to provide strength while using reduced material, optimizing the structural lattice to maximize energy absorption by the sole, and 3D fabricating the sole with the optimized structural lattice; and sensors coupled to the sole to detect foot pressure and movement data. In one embodiment, the footwear communicates with a network to monitor the wearer's health, the network having computer code to: saving the weight and movement data from the footwear into a health data repository separate from the clinical data repository; mining the clinical data repository and health data repository for patients sharing similarity with the wearer, including one or more similar biomarkers associated with health conditions; identifying at least one similar health conditions and identifying one or more corrective actions recorded in the repository and the result of each action for the one or more health conditions; presenting the corrective action and result to the wearer and recommending an action to reduce risk from the predicted health condition; and monitoring the health condition using updates in the clinical data repository and health data repository. | 1. A method for forming a sole for a customized footwear, comprising: receiving a 3D model of a foot of a wearer and generating a model of a custom sole;forming a reformable master shape of the custom sole from the model by using a computer controlled shape actuator;impressing the reformable master shape into a reformable material to form a custom mold for the custom sole, the reformable material having a material state that is reversible between a stable force-resisting state and a flowable state by addition of a transition liquid;pouring a sole material into the custom mold while the reformable material is in the stable force-resisting state and fabricating the custom sole;adding the transition liquid to the reformable material to change the state of the reformable material from the stable force-resisting state to the flowable state; andreusing the reformable material to form another custom sole once the reformable material is in the flowable state. 2. The method of claim 1, comprising fabricating the sole by: forming the reformable master shape with a predetermined lattice structure;holding a volume of particles of the reformable material inside a container;infusing the volume with the transition liquid to mobilize the volume of particles; andpressing the reformable master shape into a membrane with atmospheric pressure to form the custom mold of the custom sole; anddepositing the sole material into the mold. 3. The method of claim 2, comprising providing a bed of computer controlled bed of pins to form the reformable master shape. 4. The method of claim 1, comprising fabricating the custom sole using additive manufacturing. 5. The method of claim 1, comprising providing forming one or more perspiration openings formed along an outer edge on the custom sole forming a transpiring sole structure selectively permeable to air but not to water. 6. The method of claim 1, comprising wherein a lattice structure comprises holes selectively permeable to air but not to water, wherein said holes open along part of the outer edge of said custom sole and wherein at least one cavity is provided inside said custom sole wherein said holes open. 7. The method of claim 1, comprising capturing from a phone images or a video of the foot and generating the 3D model from the images or the video. 8. The method of claim 1, comprising: scanning a 3D model of the foot using a mobile phone; capturing a foot pressure data from walking or running; and combining the foot pressure data with the 3D model. 9. The method of claim 1, comprising fabricating a custom shoe from the custom sole. 10. The method of claim 9, comprising designing the custom sole to support the foot, align the wearer body, balance weight distribution, increase stability, reduce foot fatigue and stress on the wearer joint. 11. The method of claim 1, providing at least one sensor in the customized footwear with the fabricated custom sole for generating signals indicative of weight and movement of... | - | A43B003/00 A61B005/00 A43B013/18 B29D035/12 A61B005/103 A61B005/11 B33Y010/00
US10292603 | B2 | 2019-05-21 | Method for measuring blood pressure, and apparatus for measuring blood pressure based on said method | 2018-04-16 | A method of measuring blood pressure, including: sensing an atmospheric pressure, an applied pressure, and a blood pressure of a blood vessel delivered to a skin and outputting an electrical signal indicating a result of sensing the pressures; dividing the electrical signal into a divided electrical signal which includes a direct current (DC) signal and an alternating current (AC) signal; processing the divided electrical signal; calculating the applied pressure using the processed electrical signal; and calculating a blood pressure average using the calculated applied pressure and a swing value of the processed electrical signal. | 1. A method of measuring blood pressure, the method comprising: sensing, by a pressure sensor, a static pressure, which is sum of an atmospheric pressure and an applied pressure, and a blood pressure of a blood vessel delivered to a skin, and outputting an electrical signal based on the sensed static pressure and the sensed blood pressure, wherein the electric signal is a composite signal of the atmospheric pressure, the applied pressure, and the blood pressure;dividing the electrical signal into a direct current (DC) signal component and an alternating current (AC) signal component;processing the DC signal component and the AC signal component;calculating the applied pressure using the processed DC signal component, by subtracting the atmospheric pressure from the static pressure sensed by and output from the pressure sensor;calculating a blood pressure average using calculated applied pressures and swing values of the processed AC signal component, wherein a swing value of the processed AC signal component is a difference between the maximum and minimum values of the processed AC signal component;after the calculating of the blood pressure average, calculating a pulse pressure by: (a) dividing a value, which is obtained by subtracting a second constant from a product of the blood pressure average and a first constant, by the applied pressure, and(b) multiplying a resulting value of the (a) by the swing value; anddisplaying at least one of the blood pressure average and the pulse pressure on a display device,wherein the dividing, the processing, the calculating the applied pressure, the calculating the blood pressure average, and the calculating the pulse pressure are each implemented via at least one processor. 2. The method of claim 1, wherein the sensing and the outputting comprise sensing the atmospheric pressure and the applied pressure, outputting the DC signal component indicating a result of sensing the atmospheric pressure and the applied pressure, sensing the blood pressure of the blood vessel delivered to the skin, and outputting the AC signal component indicating a result of sensing the blood pressure. 3. The method of claim 1, wherein the processing the DC signal component and the AC signal component comprises: amplifying the DC signal component and the AC signal component or shifting levels of the DC signal component and the AC signal component; andperforming digital conversions on amplified or level-shifted DC signal component and AC signal component. 4. The method of claim 1, further comprising communicating with at least one of an external server and a terminal through wired/wireless communication to transmit calculated average blood pressure to at least one of the external server and the terminal. 5. The method of claim 1, wherein the calculating the blood pressure average comprises calculating a rate of transfer of pressure via subcutaneous tissue using the applied pressure. 6. The method of claim 1, wherein the calculati... | UMEDIX CORPORATION LIMITED | A61B005/00 A61B005/022
US10285762 | B2 | 2019-05-14 | Systems and methods for risk assessment and treatment planning of arterio-venous malformation | 2018-05-11 | A computer implemented method for assessing an arterio-venous malformation (AVM) may include, for example, receiving a patient-specific model of a portion of an anatomy of a patient; using a computer processor to analyze the patient-specific model for identifying one or more blood vessels associated with the AVM, in the patient-specific model; and estimating a risk of an undesirable outcome caused by the AVM, by performing computer simulations of blood flow through the one or more blood vessels associated with the AVM in the patient-specific model. | 1. A computer implemented method for assessing an arterio-venous malformation (AVM), the method comprising: receiving image data of at least a portion of a vascular system of a patient, including one or more blood vessels having one or more vessel walls;generating a patient-specific three-dimensional anatomic model of the portion of the anatomy of the patient, using the received image data;identifying, using a computer processor, one or more blood vessels of the patient-specific model associated with the AVM;performing a blood flow simulation through the one or more identified blood vessels having the one or more vessel walls of the patient-specific three-dimensional anatomic model;calculating one or more vessel wall properties of the one or more vessel walls, comprising intramural stresses or wall stresses, using the blood flow simulation and a stress equilibrium equation; andevaluating one or more treatments of the AVM based on the one or more calculated vessel wall properties and based on an identification first of large blood vessels of the AVM for intervention. 2. The method of claim 1, further comprising: estimating a risk of an undesirable outcome caused by the AVM based on the calculated vessel wall properties; andevaluating the one or more treatments of the AVM based on the estimated risk of the undesirable outcome, by modifying the patient-specific three-dimensional anatomic model and performing a second blood flow simulation through the modified patient-specific three-dimensional anatomic model, wherein the evaluating comprises first identifying and categorizing blood vessels of the AVM by size. 3. The method of claim 2, wherein the undesirable outcome includes one or more of rupture of a blood vessel, a mass effect, an increase in venous pressure, and a change in tissue perfusion. 4. The method of claim 1, wherein the blood flow simulation includes simulating or predicting progression, regression, or remodeling of the AVM. 5. The method of claim 1, wherein the blood flow simulation includes determining a blood flow characteristic at one or more points of the patient-specific three-dimensional anatomic model. 6. The method of claim 2, wherein evaluating the one or more treatments includes: identifying one or more blood vessels for treatment;determining an effect on blood flow caused by treatment of the one or more blood vessels; andassessing a change in the risk of the undesirable outcome. 7. The method of claim 6, wherein the treatment includes one or more of embolization of the one or more blood vessels, ablation of the one or more blood vessels, surgical removal of all or part of the AVM, or radiosurgery. 8. The method of claim 1, where in evaluating the one or more treatments includes weighing a list of factors comprising one or more of: anatomical risk factors, including Spetzler-Martin grade;functional risk factors;difference in venous pressure post and pre treatment;difference in tissue perfusion before and after treatmen... | HeartFlow, Inc. | A61B005/00 A61B005/02 G06T007/00 G06T007/20 A61B034/10 A61B005/055 G06F019/00 G06T011/00 G16H030/40 G16H050/30 G16H050/50
US10285620 | B2 | 2019-05-14 | Apparatus and method of measuring bio signal | 2016-09-15 | A method of measuring a bio signal using a bio signal measuring apparatus includes: positioning electrodes included as part of the bio signal measuring apparatus to contact a surface of an examinee; switching an impedance measurer included as part of the bio signal measuring apparatus and including a voltmeter and a current source; measuring a first impedance value of the examinee while operating the impedance measurer according to a first mode; switching the impedance measurer to a second mode; measuring a second impedance value of the examinee while operating the impedance measurer according to a second mode; and obtaining bio impedance of the examinee based on the first and second impedance values and an internal impedance of the current source. | 1. An apparatus configured to measure a bio signal, the apparatus comprising: a plurality of electrodes comprising a first current electrode, a second current electrode, a first voltage electrode and a second voltage electrode;an impedance measurer comprising a voltmeter and a current source, the current source inducing an internal impedance;a first switch configured to switch between an open state and a closed state, and short-circuit the first current electrode and the first voltage electrode in the closed state;a second switch configured to switch between the open state and the closed state, and short-circuit the second current electrode and the second voltage electrode in the closed state;a third switch that is disposed between the voltmeter and the first voltage electrode; anda processor configured to: obtain a first impedance value in a first mode in which the first switch and the second switch are in the open state;obtain a second impedance value in a second mode in which the first switch and the second switch are in the closed state;obtain a third impedance value in a third mode in which the first switch is in the closed state and the second and the third switches are in the open state so that the current source is connected between the first current electrode and the second current electrode, the voltmeter is connected between the first current electrode and the second voltage electrode, and the first voltage electrode is electrically disconnected from the current source; andobtain bio impedance of an examinee based on the first, second, and third impedance values and the internal impedance of the current source. 2. The apparatus of claim 1, wherein the current source is connected between the first current electrode and the second current electrode, and the voltmeter is connected between the first voltage electrode and the second voltage electrode, according to the first mode. 3. The apparatus of claim 1, wherein a first common terminal of the current source and the voltmeter is connected to the first current electrode and the first voltage electrode, and a second common terminal of the current source and the voltmeter is connected to the second current electrode and the second voltage electrode, according to the second mode. 4. The apparatus of claim 1, wherein the processor is configured to obtain the bio impedance by compensating for an effect of contact impedance between the plurality of electrodes and the examinee in the first and second impedance values based on the internal impedance of the current source. 5. The apparatus of claim 4, wherein the processor is configured to obtain the bio impedance by using Equation 1:Zm=Z4⁢P⁢(β+Zi)⁢(β+ZS)Z4⁢P⁡(2⁢β+Zi+ZS)+Zi⁢ZSEquation⁢⁢1where β is defined by Equation 2,β=21Z2⁢P-1Zi-1ZSEquation⁢⁢2where Z4P is the first impedance value, Z2P is the second impedance value, Zi is an input impedance value of the impedance measurer, and Zs is the internal impedance of the current source. 6. The appa... | SAMSUNG ELECTRONICS CO., LTD. | A61B005/053 A61B005/0205 A61B005/024 A61B005/026 A61B005/08 A61B005/00
US10293127 | B2 | 2019-05-21 | Method and apparatus for improving the comfort of CPAP | 2014-10-29 | A low-cost CPAP apparatus in which, upon detection of the transition from inhalation to exhalation, the blower motor is de-energized to allow it to freewheel. When the pressure in the patient mask (or whatever interface is utilized) reaches a minimum pressure level during exhalation, the motor is re-energized and its speed is controlled so to maintain the pressure at a level suitable for exhalation. Upon detection of the transition from exhalation to inhalation, the motor speed is increased to provide higher pressures in the patient mask suitable for inhalation. | 1. An apparatus for delivering breathable air to a patient throughout the patient's respiratory cycle, the respiratory cycle including an inhalation phase and an exhalation phase, the apparatus comprising: a blower having an electric motor configured to rotate an impeller within a volute;a patient interface;an air delivery conduit arranged to deliver breathable air from the blower to the patient interface;at least one sensor adapted to sense a transition between the inhalation phase and the exhalation phase; anda controller configured to control a speed of the electric motor to cause a pressure of the breathable air delivered to the patient interface to vary between a comfort pressure during at least a portion of the exhalation phase and a therapeutic pressure during at least a portion of the inhalation phasewherein the controller is configured to: predict when the inhalation phase will occur based upon a transition sensed by the at least one sensor; andcontrol an adjustment to the speed of the electric motor based on the prediction of when the inhalation phase will occur, and wherein the adjustment to the speed of the electric motor causes an increase in pressure from the comfort pressure to the therapeutic pressure to maintain synchrony between the blower and the patient's respiratory cycle,wherein the controller includes a timer to record the time since the start of the exhalation phase, te, and is configured to determine each of an average exhalation phase duration, td, and a time required for an increase in pressure from the comfort pressure to the therapeutic pressure, tp, such that the electric motor is accelerated to cause an increase in pressure from the comfort pressure to the therapeutic pressure when te=td−tp. 2. An apparatus according to claim 1 wherein the controller is configured to commence increasing the pressure from the comfort pressure to the therapeutic pressure prior to the onset of the inhalation phase. 3. An apparatus according to claim 1 wherein the controller is configured to increase the pressure from the comfort pressure to the therapeutic pressure during at least a portion of the inhalation phase. 4. An apparatus according to claim 1 wherein the prediction of when the inhalation phase will occur is based on a negative peak detector configured to detect the exhalation phase's apex. 5. An apparatus according to claim 4 wherein the negative peak detector is further configured to determine a running average of a flow signal during the patient's respiratory cycle and fit a hysteresis to the running average of flow. 6. An apparatus according to claim 4 wherein the negative peak detector is further configured to filter a flow signal and calculate a flow differential. 7. An apparatus according to claim 1 wherein the controller is further configured to predict when the exhalation phase will occur and to control the adjustment to the speed to cause a decrease in pressure from the therapeutic pressure to the comfort pressu... | ResMed Limited | A61M016/00 A61B005/08 A61B005/00 A61M016/06
US10278758 | B2 | 2019-05-07 | Accessory to allow sensing at balloon interface | 2017-02-16 | A device, system and method for temperature-based lesion formation assessment and mapping functionality using an accessory usable with an over-the-wire balloon catheter. The device may include a first annular element, a plurality of wires coupled to the first annular element, and a second annular element, the plurality of wires passing from the first annular element through the second annular element and into an elongate wire conduit coupled to the second annular element. At least one of the plurality of wires may include at least one temperature sensor and/or at least one mapping electrode. The first annular element coupled to an outer surface of a sheath. As a balloon catheter is advanced out of the sheath lumen, the distal tip of the catheter engages the second annular element and pushes the wires out of the sheath lumen, everting them over the balloon of the catheter. | 1. A method of evaluating tissue, the method comprising: inserting a medical device within a lumen of a sheath, the medical device being slidably movable within the sheath, the medical device having: an inflatable element at a distal portion of the medical device, the inflatable element being uninflated;a distal tip at the distal portion of the medical device;a first annular element coupled to an outer surface of a distal portion of the sheath;a plurality of wires coupled to the first annular element, at least one of the plurality of wires including at least one sensor element;an elongate wire conduit disposed within the sheath lumen, the wire conduit having a proximal portion, a distal portion, and a lumen therebetween; anda second annular element coupled to the distal portion of the wire conduit, at least a portion of each of the plurality of wires passing through the second annular element and being disposed within the lumen of the wire conduit;advancing the medical device through the lumen of the sheath until the inflatable element and the distal tip are positioned beyond a distal portion of the sheath and the distal dip is engaged with the second annular element and the plurality of wires are disposed over an outer surface of the inflatable element;inflating the inflatable element; andrecording a physiological measurement with the at least one sensing element. 2. The method of claim 1, further comprising: retracting the medical device, the second annular element, and at least a portion of each of the plurality of wires within the lumen of the sheath; andfurther retracting the medical device within the lumen of the sheath until the distal tip of the medical device disengages from the second annular element. 3. The method of claim 1, wherein the at least one sensor element includes at least one of a temperature sensor and a mapping electrode. 4. The method of claim 3, wherein at least one of the plurality of wires includes a mapping electrode and at least one of the plurality of wires further includes a reference electrode. 5. The method of claim 3, wherein each of the plurality of wires includes at least one temperature sensor and at least one mapping electrode. 6. The method of claim 1, wherein the first annular element includes a distal edge, a proximal edge, an inner surface, and an outer surface, and each of the plurality of wires include a proximal portion and a distal portion. 7. The method of claim 6, wherein a first portion of the distal portion of each of the plurality of wires is coupled to the outer surface of the first annular element, a second portion of the distal portion of each of the plurality or wires passes over the distal edge of the annular element, and a third portion of the distal portion of each of the plurality of wires passes within the annular element proximate the inner surface of the annular element. 8. The method of claim 1, wherein the second annular element includes a proximal face and a distal face, the... | Medtronic CryoCath LP | A61B005/04 A61B018/18 A61M031/00 A61B018/02 A61B005/00 A61B005/01 A61B005/042 A61B018/14 A61B018/00
US10288277 | B2 | 2019-05-14 | Smart home security device | 2017-11-19 | A smart home security device includes a security device, which is provided, in the interior thereof, with multiple modules connected with a main control board. The main control board allows an insertion trough provided in the security device to be used in combination with a corresponding expansion module in order to acquire detection signals concerning a body temperature of a target body and temperature and humidity in a manner of interference-reduced manner with accuracy and signal transmission speed increased. An infrared control module provided in the security device is operable to drive a related electrical appliance to have a family member well taken care of for smart home caring. | 1. A smart home security device, which is operable to drive multiple the target body and electrical appliances, comprising: a security device;a main control board arranged inside the security device, the main control board being connected to an image-capture module, a detection module, an assisting module, a power supply module, a light-emitting diode (LED) module, and at least one or more than one insertion trough and expansion module for insertion and removal of expansion function arranged inside the security device;the image-capture module receiving a signal from the main control board to carry out a surveillance operation;the detection module for making the security device carry out detection of a surrounding environment and transmitting a detection signal to the main control board;the assisting module for receiving a signal from the main control board to activate an auxiliary function;the LED module for receiving a signal from the main control board to have the security device carry out a lighting operation;the insertion trough being operable in combination with one expansion module for connection such that the insertion trough transmits a signal of the main control board to activate an operation of the expansion module;wherein the detection module further comprises: a biological recognition unit that detects position, heartbeat, and heart rate of a target body;a smoke detector unit that detects smoke outside the security device;a gas detector unit that detects a harmful gas outside the security device;an air detector unit that detects contents of particulate matter in an environment outside the security device;a body temperature detector unit that detects a body temperature of the target body in an environment outside the security device; anda temperature/humidity detector unit that detects a temperature and a humidity level of an environment outside the security device, these units being connected to the main control board so that the main control board controls a signal transmitted from each of the units to drive a corresponding function. 2. The smart home security device according to claim 1, wherein the assisting module further comprises: a gas alarm indicator;an air quality indicator;a smoke alarm indicator; anda body temperature reminder indicator, these indicators being operable in combination with information acquired with the detection module and transmitted to the main control board for identification and determination to emit light for displaying and remaindering. 3. The smart home security device according to claim 1, wherein the expansion module further comprises a body temperature detector unit connected to the main control board to detect a body temperature of a target body in the surrounding environment of the security device and transmitting a detection signal to the main control board. 4. The smart home security device according to claim 1, wherein the expansion module further comprises a temperature/humidity detector u... | - | A61B005/00 H04N007/18 F21V033/00 G08B021/04 H04N005/225 H04N005/232 A61B005/0205 G08B007/06 G08B017/00 G08B021/14 F21Y115/10
US10278775 | B2 | 2019-05-07 | Catheter utilizing optical spectroscopy for measuring tissue contact area | 2013-12-31 | A catheter comprises an elongated catheter body, a control handle, and a hollow tip electrode having a radially-symmetrical shell defining a cavity surrounding a center inner location from which light is emitted to pass through a plurality of openings formed in the shell for interaction with tissue and/or fluid, such as blood, outside of and in contact with the shell. Light interacting with tissue is reflected back into the cavity for collection whereas light interacting with fluid, such as blood, is absorbed. By analyzing the light collected in the cavity, a determination is made as to a ratio of light reflected by tissue versus light absorbed by fluid for indicating the amount of contact between the tip electrode and tissue. Alternatively, fluorescence may similarly be employed (light is emitted at one wavelength and detected at one or more different wavelengths) since tissue and blood have different fluorescence properties at various wavelengths. An integrated ablation and spectroscopy system further comprises an RF generator, a light source and a light analyzer adapted to analyze the light collected in the cavity. | 1. A catheter comprising: an elongated catheter body;a distal tip electrode having a shell defining a hollow cavity, and a plug member, the shell having one or more apertures and an inner surface of a distal portion of the shell and a distal surface of the plug member are coated with a reflective coating;at least one emitter optical waveguide extending through the catheter body and the plug member and having a distal emitter end extending partially into the hollow cavity, the at least one emitter optical waveguide configured to deliver light into the hollow cavity, where at least a first portion of the light exits the one or more apertures; andat least one collector optical waveguide extending through the catheter body and plug member and having a distal collector end extending partially into the hollow cavity, the at least one collector optical waveguide configured to collect light,wherein the distal emitter end and the distal collector end are generally coterminous within the hollow cavity, and the shell and the plug member define a radially symmetric configuration of the hollow cavity that is radially symmetric about the distal emitter end. 2. The catheter of claim 1, wherein the radially symmetric configuration is radially symmetric about a center location in the hollow cavity. 3. The catheter of claim 1, wherein the radially symmetrical configuration of the hollow cavity is a hemispherical configuration. 4. The catheter of claim 3, wherein the hemispherical configuration is defined by an angle Φ of about 180 degrees from a first point on a distal surface of the plug member sweeping around an inner surface of the shell to a second point of the surface of the plug member. 5. The catheter of claim 1, wherein the radially symmetrical configuration is defined by an angle Φ of up to about 360 degrees from a first point on a distal surface of the plug member sweeping around an inner surface of the shell to a second point on the distal surface of the plug member. 6. The catheter of claim 1, wherein the radially symmetrical configuration is defined by an angle Φ of up to about 270 degrees from a first point on a distal surface of the plug member sweeping around an inner surface of the shell to a second point on the surface of the plug member. 7. The catheter of claim 1, wherein a distal surface of the plug member has a concavity. 8. The catheter of claim 1, wherein the emitter optical waveguide is adapted to emit light of a first intensity and the collector optical waveguide is adapted to collect light of a second intensity. 9. The catheter of claim 1, wherein the emitter optical waveguide is adapted to emit light of a first wavelength and the collector optical waveguide is adapted to collect light of a second wavelength. 10. A system for ablation and spectroscopy, comprising: the catheter of claim 1;an RF generator adapted to provide RF energy to the distal tip electrode;a light source adapted to provide the light; anda spectrometer adapted... | BIOSENSE WEBSTER (ISRAEL) LTD. | A61B018/14 A61B005/00 A61B018/00 A61B017/00 A61B090/00 A61B090/30
US10299734 | B2 | 2019-05-28 | Medical device with adaptive power consumption | 2016-09-30 | A system may include a photoplethysmograph (PPG) sensor configured to be secured to a patient and to generate a PPG signal for the patient. The system may also include a motion sensor configured to generate a motion signal indicative of motion of the patient. Further, the system may include a controller configured to receive the PPG signal from the PPG sensor and the motion signal from the motion sensor, to analyze the motion signal to detect motion of the patient, and to deactivate the at least one emitter of the PPG sensor based on the analysis of the motion signal when motion of the patient is detected. | 1. A system, comprising: a photoplethysmograph (PPG) sensor comprising at least one emitter comprising a first light emitting diode (LED) and a second LED that are configured to emit light into a tissue of a patient when activated and at least one detector configured to detect the light after interaction with the tissue and to generate a PPG signal based on the detected light;a motion sensor configured to generate a motion signal indicative of motion of the patient; anda processor configured to: receive the PPG signal from the PPG sensor and the motion signal from the motion sensor;process the PPG signal for a respiration rate, an oxygen saturation, and a pulse rate;analyze the motion signal to detect motion of the patient and to determine a type of motion of the patient;in response to detecting a first type of motion, calculate the oxygen saturation and the pulse rate based on the PPG signal and suppress processing of the PPG signal for the respiration rate, wherein the light detected by the detector to generate the PPG signal that is used to calculate the oxygen saturation and the pulse rate during detection of the first type of motion comprises light emitted from the first and second LEDs after interaction with the tissue; andin response to detecting a second type of motion, deactivate the first LED of the at least one emitter of the PPG sensor while the second LED of the at least one emitter remains activated, wherein the light detected by the detector to generate the PPG signal when the first LED is deactivated comprises light emitted from the second LED after interaction with the tissue, and wherein the processor is configured to calculate the respiration rate of the patient based on the PPG signal while the first LED is deactivated and the second LED is activated. 2. The system of claim 1, wherein the processor is configured to deactivate the first LED of the at least one emitter of the PPG sensor in response to a determination that the motion signal exceeds a motion threshold for a period of time that exceeds a duration threshold. 3. The system of claim 1, wherein the processor is configured to deactivate the first LED of the at least one emitter of the PPG sensor in response to a determination that the motion signal exceeds a motion degree threshold. 4. The system of claim 1, wherein the processor is configured to reactivate the first LED of the at least one emitter in response to a determination that motion of the patient has ceased or in response to a determination that the first LED of the at least one emitter has been deactivated for an amount of time that reaches a suppression threshold. 5. The system of claim 1, comprising a light drive coupled to the processor, wherein the light drive is configured to provide a drive signal to the first LED and the second LED of the at least one emitter to activate the first LED and the second LED of the at least one emitter, and wherein the processor is configured to control the light drive t... | Covidien LP | A61B005/0205 A61B005/00 A61B005/1455 A61B005/024 A61B005/08 A61B005/11
US10278618 | B2 | 2019-05-07 | Method of selecting a needle for subcutaneous therapy | 2014-08-27 | The invention relates to methods of selecting needles with an injection length suited for administration of a therapeutic agent in the subcutis at a body location. | 1. A method for selecting a needle with an injection length for subcutaneous injection of a therapeutic agent into subcutis at a body location, comprising: measuring body fat at the body location with a skinfold caliper, the skinfold caliper determining the injection length of a needle suited to position an anterior opening of the needle within the subcutis at the body location, based on a correlation between skin fold measurements and suitable needle length for injection into the body, the skinfold caliper outputting the determined injection length. 2. The method of claim 1, further comprising correlating the body fat measurement with a depth of body fat at the body location. 3. The method of claim 2, wherein the skinfold caliper is selected from Accu-Measure® Fitness 3000 Personal Body Fat Tester, Baseline Skinfold Caliper, Slim Guide Skinfold Caliper, and AccuFitness FatTrack II Digital Body Fat Caliper. 4. The method of claim 2, wherein injection length is selected from about 0.1 mm to about 5 mm greater than the depth of body fat at the body location. 5. The method of claim 4, wherein the injection length of the needle is selected from about 1 mm to about 3 mm greater than the depth of body fat at the body location. 6. The method of claim 1, wherein the body location is selected from the abdomen, thigh, arm and hip. 7. The method of claim 1, wherein the needle has a shaft, a tip and a posterior end of the shaft, the injection length is the length of the needle from the tip to the posterior end of the shaft. 8. The method of claim 1, wherein the needle has a shaft, a tip and a posterior end of the shaft, the injection length is the length of the needle from the tip to a fixed point on the shaft. 9. The method of claim 8, wherein the fixed point comprises a block to prevent injection into the body beyond the block. 10. The method of claim 8, wherein the fixed point comprises a bend in the needle to prevent injection beyond the bend. 11. The method of claim 10, wherein the bend in the needle is at an angle of about 90 degrees. 12. The method of claim 1, wherein the injection length of the needle is selected from between about 3 mm and about 20 mm. 13. The method of claim 12, wherein the injection length is selected from about 4 mm, about 6 mm, about 9 mm, about 12 mm and about 14 mm. 14. The method of claim 1, wherein the needle is a RMS High-Flo® needle. 15. The method of claim 1, wherein the body fat measurement comprises an average of two or more measurements of body fat at a body location. 16. The method of claim 1, wherein the therapeutic agent is selected from isotonic fluid replacement, immunizations, immunoglobulins, iron chelating treatment, insulin, heparin, hormones and growth factors, cytotoxic chemotherapy, sedation, narcotic agents and opioids. 17. The method of claim 16, wherein the therapeutic agent is an immunoglobulin. 18. The method of claim 1, wherein the measurement of body fat is determined as (SF/2)*f(p)+... | - | A61B005/00 A61M005/46 A61B005/107 A61M005/158
US10290157 | B2 | 2019-05-14 | Interactive placement of anatomical atlas structures in patient images | 2017-06-16 | This disclosure describes systems, devices, and techniques for adjusting an anatomical atlas to patient anatomy. In one example, a system may include processing circuitry configured to generate, for display at a user interface, a representation of an anatomical region of a patient, generate, for display at the user interface, a representation of one or more atlas-defined anatomical structures at a first position over the representation of the anatomical region of the patient, receive a user annotation that defines an adjustment to at least one atlas-defined anatomical structure relative to the representation of the anatomical region of the patient, and adjust, based on the adjustment, the first position of the representation of the one or more atlas-defined anatomical structures to a second position of the representation of the one or more atlas-defined anatomical structures over the representation of the anatomical region of the patient. | 1. A method comprising: generating, by one or more processors and for display at a user interface, a representation of an anatomical region of a patient;generating, by the one or more processors and for display at the user interface, a representation of one or more atlas-defined anatomical structures at a first position over the representation of the anatomical region of the patient;receiving, by the one or more processors, a user annotation that defines an adjustment to at least one atlas-defined anatomical structure of the one or more atlas-defined anatomical structures relative to the representation of the anatomical region of the patient;determining, by the one or more processors and based on the adjustment defined by the user annotation, one or more adjustments of the representation of the one or more atlas-defined anatomical structures by one or more movement amounts;selecting, by the one or more processors, one of the one or more adjustments that decreases a distance between the representation of the one or more atlas-defined anatomical structures and the annotation by a greatest amount;performing, by the one or more processors, the one of the one or more adjustments that decreases the distance between the representation of the one or more atlas-defined anatomical structures and the annotation by the greatest amount to move the representation of the one or more atlas-defined anatomical structures to a second position over the representation of the anatomical region of the patient; andcontrolling, by the one or more processors, the user interface to display the representation of the one or more atlas-defined anatomical structures at the second position over the representation of the anatomical region of the patient. 2. The method of claim 1, wherein: generating the representation of the anatomical region of the patient comprises: generating a coronal view of the anatomical region;generating a sagittal view of the anatomical region; andgenerating an axial view of the anatomical region; andgenerating the representation of the one or more atlas-defined anatomical structures at the first position over the representation of the anatomical region of the patient comprises: generating a coronal view of the one or more atlas-defined anatomical structures at the first position over the coronal view of the anatomical region;generating a sagittal view of the one or more atlas-defined anatomical structures at the first position over the sagittal view of the anatomical region; andgenerating an axial view of the one or more atlas-defined anatomical structures at the first position over the axial view of the anatomical region. 3. The method of claim 2, wherein receiving the user annotation comprises receiving the user annotation with respect to at least one of the coronal view of the anatomical region, the sagittal view of the anatomical region, or the axial view of the anatomical region. 4. The method of claim 1, wherein receiving the user annotation c... | Medtronic Bakken Research Center B.V. | A61N001/00 G06T019/20 A61N001/05 A61N001/36 A61N001/372 A61B005/00 A61B005/0478 G06T007/30 G06F003/0486 A61B090/00
US10278787 | B2 | 2019-05-07 | Patient reference tool for rapid registration | 2015-07-31 | An apparatus is provided that is at least partially visible by both a three dimensional (3D) scanner system of a medical navigation system and a tracking system of the medical navigation system. The apparatus includes a rigid member, a plurality of identifiable features attached to the rigid member and visible by the tracking system, a distinct identifiable portion visible by the 3D scanner system, and a connector mechanism attached to the rigid member to connect the apparatus to a location. The apparatus is in a field of view of the 3D scanner system and the tracking system within a timeframe of the 3D scan. | 1. A patient reference device for use during a medical procedure, the patient reference device comprising: a housing having a back side and a front side;a plurality of tracking markers attached to the front side of the housing;a three dimensional indicator formed on the front side of the housing;the housing extending around the plurality of tracking markers and beyond a horizontal plane defined by tops of the plurality of tracking markers, the housing terminating at a continuous edge; anda sterile cover attached to the continuous edge of the housing for covering the housing and the tracking markers. 2. The patient reference device according to claim 1, wherein the housing is attachable to a patient reference arm that is attachable to a Mayfield head clamp. 3. The patient reference device according to claim 1, wherein there are at least three tracking markers attached to the front side of the housing. 4. The patient reference device according to claim 1, wherein the tracking markers are selected from the group consisting of passive reflective tracking spheres, active infrared markers, active light emitting diodes, and a graphical pattern. 5. The patient reference device according to claim 1, wherein the three dimensional indicator is engraved on the front side of the housing. 6. The patient reference device according to claim 1, wherein the three dimensional indicator includes a raised surface portion on the front side of the housing. 7. The patient reference device according to claim 1, wherein the three dimensional indicator includes at least three separate unique indicators. 8. An apparatus, at least partly visible by both a three dimensional (3D) scanner system of a medical navigation system and a tracking system of the medical navigation system, the apparatus comprising: a rigid member attachable to a location;a plurality of tracking markers attached to a front side of the rigid member and visible by the tracking system;a three dimensional indicator formed on the front side of the rigid member and visible by the 3D scanner system;the rigid member extending around the plurality of tracking markers and beyond a horizontal plane defined by tops of the plurality of tracking markers, the rigid member terminating at a continuous edge; anda sterile cover attached to the rigid member for covering the rigid member and the tracking markers,wherein the apparatus is to be in a field of view of both the 3D scanner system and the tracking system during a timeframe of a 3D scan by the 3D scanner. 9. The apparatus according to claim 8, wherein the tracking markers include reflective markers attached to the front side of the rigid member. 10. The apparatus according to claim 8, wherein the rigid member is planar in shape. 11. The apparatus according to claim 8, wherein the three dimensional indicator includes a three dimensional graphical pattern formed on the rigid member. 12. The apparatus according to claim 11, wherein the three dimensional grap... | SYNAPTIVE MEDICAL (BARBADOS) INC. | A61B090/00 A61B046/10 A61B034/20 A61B005/06 A61B017/00 A61B050/13 A61B090/10
US10285597 | B2 | 2019-05-14 | Process and device for monitoring a patient during anesthesia and for determining the combined effect of a plurality of anesthetics | 2011-01-13 | A process is provided for monitoring a patient being anesthetized, as well as a process for determining a combined effect of different anesthetics used. Devices for carrying out the processes are also provided. | 1. An anesthetic process comprising the steps of: administrating a plurality of active anesthetic ingredients to a patient undergoing a painful procedure;determining a concentration of each of the active anesthetic ingredients at a site of action;determining an action of each of the active anesthetic ingredients from the determined concentrations of each active anesthetic ingredient at the site of action;determining an interaction relationship between each of the active anesthetic ingredients;combining the actions of the plurality of active anesthetic ingredients according to the interaction relationship to obtain a combined potency of all the plurality of active anesthetic ingredients;converting said combined potency to a Noxious Stimulus Response Index (NSRI), said NSRI being a one-dimensional parameter and having a full scale range with a first endpoint of said range indicating an alert and nonanesthetized patient, and with a second endpoint of said range indicating a deepest anesthesia;displaying the NSRI to an operator controlling said administering of the plurality of active anesthetic ingredients. 2. An anesthetic process in accordance with claim 1, wherein: the interaction relationship is calculated using a mathematical formula based on the individual potencies of each of the active anesthetic ingredients;the NSRI is calculated using a mathematical formula based on the combined potency. 3. An anesthetic process in accordance with claim 1, further comprising: grouping the active anesthetic ingredients into different classes based on action mechanisms;combining the actions for each of the active anesthetic ingredients in each class to determine a class potency;said determining of the interaction relationship is determined between the different classes of active anesthetic ingredients;said combining of the actions includes combining the class potencies according to the interaction relationship to obtain the combined potency of all the plurality of active anesthetic ingredients. 4. An anesthetic process in accordance with claim 3, wherein: said step of determining an interaction relationship is performed using a mathematical formula. 5. An anesthetic process in accordance with claim 1, wherein: said combined potency of the active anesthetic ingredients are based on a mean anesthetic efficacy of the active ingredients used. 6. An anesthetic process in accordance with claim 1, wherein: said step of determining the interaction includes determining a synergistic interaction between the active anesthetic ingredients used for the anesthesia by means of extrapolation. 7. An anesthetic process in accordance with claim 1, wherein: said combined potency of the anesthetic actions of the active ingredients administered is determined based on a mean anesthetic efficacy of the active ingredients used. 8. An anesthetic process in accordance with claim 1, further comprising the step of: stating the combined potency as a value in a range from 0 to 100.... | DRÄGERWERK AG & CO. KGAA INSELSPITAL BERN, DIREKTION LEHRE UND FORSCHUNG | A61B005/00 A61B005/024 A61B005/083 A61M016/01 A61M016/10 A61B005/0205
US10285629 | B1 | 2019-05-14 | Physical motion monitoring and communication system | 2015-08-19 | A motion monitoring system for healthcare surveillance with visual and audio alerts is provided to monitor patients and actively mitigate the damages due to patient movement. The system documents each event involving patient movement and the surrounding area in various medical setting. The system also has the ability for a specific monitoring of a single location and upon a motion detected, the system outputs an alert signal to trigger external devices, including but not limited to lights and sirens, to notify the healthcare device operator. | 1. A movement detection and monitoring system located inside a magnetic resonance environment, the system comprising: a) at least one camera to capture images and output an image signal comprising a plurality of frame images, wherein the camera has a camera circuit coupled to 1) a modulator to receive the image signal and generate a modulated image signal with a shifted image signal frequency, wherein the camera circuit and modulator are housed within a non-magnetic housing and 2) a shielded coupling path, which is also coupled to the modulator, wherein the shielded coupling path is a quad shielded coaxial cable that provides a power signal to the camera circuit and modulator from outside the magnetic resonance environment and transfers the modulated image signal out of the magnetic resonance environment,b) a server coupled to the at least one camera to receive the image signal and coupled to a healthcare diagnostic device, the server performing movement detection, wherein if a detected movement is above a threshold, the server outputs an alert message to a healthcare diagnostic device notifying the technician and patient and triggering a pause to the scanning process, orwherein if a detected movement is below a threshold, the server outputs an alert message to a healthcare diagnostic device notifying the technician and patient and the scanning process continues. 2. The movement detection and monitoring system of claim 1 wherein the server starts recording the captured images once a movement is detected and continues recording for a predetermined time after the movement has stopped. 3. The movement detection and monitoring system of claim 1, wherein the alert message is sent to a healthcare diagnostic device coupled to the server, when the healthcare diagnostic device is in scanning process. 4. The movement detection and monitoring system of claim 3 wherein the server further couples to a door security circuit, wherein if the door security circuit is triggered while the healthcare diagnostic device is in the middle of the scanning process, this server sends a message to the healthcare diagnostic device to pause the scanning process. 5. The movement detection and monitoring system of claim 3 wherein the at least one camera comprises at least two cameras, wherein if the server detects a movement above the threshold from the output image signals of any one of the at least two cameras, the server outputs the alert message to pause the scan. | SOUND IMAGING, INC. | A61B005/11 A61B005/00 A61B005/055 G01R033/28 G01R033/567 H04N007/18 H04N007/10 H04N005/232 G06K009/00
US10292617 | B2 | 2019-05-21 | Automated tuning and frequency matching with motor movement of RF coil in a magnetic resonance laboratory animal handling system | 2015-01-02 | An animal handling system for use in a magnetic resonance device (MRD) device, including: a first elongated enclosure having a proximal end, a distal open end and a first geometry, and a second elongated enclosure having a proximal end, a distal open end and a second geometry. The first geometry comprises a first cross-sectional area that is larger than a second cross-sectional area of the second geometry. The first elongated enclosure is inserted into a first input port of the MRD device and the second elongated enclosure is inserted in a second input port of the MRD device diametrically opposite to first input port. The first elongated enclosure and the second elongated enclosure are inserted into the respective input ports, the second elongated enclosure slides into the first elongated enclosure through the open distal end of the first elongated enclosure. | 1. In a magnetic resonance device (MRD) comprising a first input port and a second input port, and at least one magnetic source configured to provide said MRD with a main effect of magnetic field having frequency Mm; and animal handling system comprising: a first elongated enclosure having a first cross-sectional area; said first elongated enclosure is insertable into said MRD's first input port; said second elongated enclosure is insertable into said MRD's second input port; and said second elongated enclosure is slidably insertable into said first elongated enclosure; at least one RF coil configured to provide said MRD with an RF magnetic field having frequency M RF; and an automated RF tooting system comprising a motor and a non-transitory computer readable medium configured to perform the following steps: measuring said frequency MM of said main magnetic field; measuring said frequency MRF of said RF magnetic field; comparing said frequency MM and said frequency MRF; and aligning said MM and said MRF, in a manner that when said MM and said MRF are substantially different, operating said motor by means of said non-transitory computer readable medium in order to relocate said at least one RF coil thereby tuning said RF magnetic frequency MRF in order to align with said main magnetic frequency MM, wherein said motor is a DC stepper motor. 2. The animal handling system according to claim 1, wherein said non-transitory computer readable medium is a console operable in a manner selected from the group consisting of automatic manner, and semiautomatic manner. 3. The animal handling system according to claim 1, wherein at least one of the following is being held true: (a) said automated RF tooting system is configured to align said main magnetic frequency MM with said RF magnetic frequency MRF in an average time of 30 seconds and in no longer than 120 seconds; (b) said automated RF tooting system is configured to align said main magnetic frequency MM with said RF magnetic frequency MRF in an average of two iterations and in no more than five iterations. 4. The animal handling system according to claim 1, wherein said automated RF tuning system is configured to automatically operate in predetermined time intervals. 5. The animal handling system according to claim one, further comprising a visual means for visually indicating a current operation being carried out by said automated RF tuning system. 6. The animal handling system according to claim 1, further comprising audio means for voicing a sound when at least one of the following is being held true: (a) said main magnetic frequency MM is aligned with said RF magnetic frequency MRF; (b) a predetermined number of iterations is exceeded; or (c) a predetermined period of time is exceeded. 7. The animal handling system according to claim 1, wherein said first elongated enclosure comprises at least two portions and said at least two portions are telescopic. 8. The animal handling system according ... | ASPECT IMAGING LTD. | A61B005/055 G01R033/30 G01R033/36 A61D003/00 A01K001/06 A01K029/00
US10288786 | B2 | 2019-05-14 | Device and method for detection and quantification of the variation of eye damage caused by the blue and violet light of the visible spectrum | 2013-07-05 | Method, device (100) and system (200) for detection and quantification of the variation of eye damage caused by the blue and violet light of the visible spectrum comprising the steps of detecting the incident radiation on an individual's visual system; calculating the incident radiation within the range between 380 and 500 nm; establishing at least one threshold of incident radiation within said range; detecting if at least one threshold established for said range has been exceeded; warning of the excess of at least one threshold; measuring the exposure time to incident radiation; and inferring in the different ocular structures of an individual the effect of incident radiation and warning of such effect. | 1. A method for detection and quantification of blue and violet light of the visible spectrum of a light source comprising the steps of: detecting a light emission of the light source;establishing a weighted accelerator factor of the light emission of the light source within a wavelength range between 380 nm and 500 nm, wherein said weighted accelerator factor is at least one of:a size of the light source; a separation distance from the light source to a user being exposed to the light source; an ambient lighting during an exposure time; or an ocular disease of the user being exposed to the light source;establishing a weighted reduction factor of the light emission of the light source within a wavelength range between 380 nm and 500 nm, wherein said weighted reduction factor comprises, at least, a filter with an absorbance wavelength range between 380 nm and 500 nm;establishing the age of the user being exposed to the light source;calculating the effective exposure time to the light emission of the light source as the differential time between the total exposure time to the light emission of the light source minus the rest time of the user being exposed to the light source;calculating a rate of exposure to the light emission of the light source within a wavelength range between 380 nm and 500 nm defined as follows:I=age*∑i,j=1n⁢ki⁢Aikj⁢Rj⁢Δ⁢⁢twherein age is an integer that represents the age of the user being exposed to the light source; a weight ki is an integer multiplier of accelerator factors Ai; a weight ki is an integer multiplier of the reduction factors Ri; and Δt represents the effective exposure time to the light emission of the light source;calculating a user's received emission of the light source within the wavelength range between 380 nm and 500 nm defined as a product of the rate of exposure multiplied by the light emission of the light source; anddetermining if the user's received emission of the light source, based upon the calculation, exceeds a defined threshold of light emission of the light source within the wavelength range between 380 nm and 500 nm. 2. The method of claim 1, further comprises at least one of warning the user when the threshold has been exceeded and turning off the light source when the threshold has been exceeded. 3. The method of claim 1, wherein the light source is a LED-type display viewed by the user. 4. A method for detection and quantification of blue and violet light of the visible spectrum of a light source comprising the steps of: detecting a light emission of the light source;establishing a weighted accelerator factor of the light emission of the light source within a wavelength range between 380 nm and 500 nm, wherein said weighted accelerator factor is at least one of:a size of the light source; a separation distance from the light source to a user being exposed to the light source; an ambient lighting during an exposure time; or an ocular disease of the user being exposed to the light source... | UNIVERSIDAD COMPLUTENSE DE MADRID CRAMBO, S.A. | A61B005/00 G02B005/22 A61B003/10 H04N009/64 G02B019/00 G01J001/02 G01J001/42 A61B005/0205 A61B005/024 A61B005/11 H01L033/44 G02B005/20
US10281256 | B2 | 2019-05-07 | Agile imaging system | 2017-04-03 | An agile optical imaging system for optical coherence tomography imaging using a tunable source comprising a wavelength tunable VCL laser is disclosed. The tunable source has long coherence length and is capable of high sweep repetition rate, as well as changing the sweep trajectory, sweep speed, sweep repetition rate, sweep linearity, and emission wavelength range on the fly to support multiple modes of OCT imaging. The imaging system also offers new enhanced dynamic range imaging capability for accommodating bright reflections. Multiscale imaging capability allows measurement over orders of magnitude dimensional scales. The imaging system and methods for generating the waveforms to drive the tunable laser in flexible and agile modes of operation are also described. | 1. An optical coherence tomography imaging system comprising: a vertical cavity laser (VCL), wherein the VCL generates a single longitudinal mode lasing output that is tunable over an emission wavelength range for generating wavelength sweeps at a sweep repetition rate, wherein the laser cavity free spectral range is at least as wide as the emission wavelength range;wherein the optical coherence tomography imaging system has the characteristics of being able to operate with an adjustment to at least one of:i) an imaging range,ii) an axial resolution,iii) an axial scan rate. 2. The optical coherence tomography imaging system of claim 1, wherein the optical coherence tomography imaging system operates at a substantially fixed axial scan rate. 3. The optical coherence tomography imaging system of claim 1, wherein the optical coherence tomography imaging system operates at a substantially fixed imaging range. 4. The optical coherence tomography imaging system of claim 1, wherein the optical coherence tomography imaging system operates at a substantially fixed axial resolution. 5. The optical coherence tomography imaging system of claim 1, further comprising a clocking interferometer receiving at least a portion of the VCL output, a clocking detector coupled to the clocking interferometer to generate a clocking signal, and an electronic circuit to clock an A/D converter based on the clocking signal, the clocking interferometer having an adjustable optical delay to enable operation with at least two modes, wherein the modes differ in at least one of: axial scan rate, axial resolution, and imaging range. 6. The optical coherence tomography imaging system of claim 1, further comprising a clocking interferometer receiving at least a portion of the VCL output, a clocking detector coupled to the clocking interferometer to generate a clocking signal, and an electronic circuit to clock an A/D converter based on the clocking signal, the clocking signal being multiplied or divided in frequency to enable operation with at least two modes, wherein the modes differ in at least one of: axial scan rate, axial resolution, and imaging range. 7. The optical coherence tomography imaging system of claim 1, wherein the adjustment in axial resolution and axial scan rate is used to operate the OCT imaging system at two or more modes of: a) higher resolution and slower axial scan rate orb) lower resolution and higher axial scan rate. 8. The optical coherence tomography imaging system of claim 1, wherein the adjustment in imaging range and axial scan rate is used to operate the OCT imaging system at two or more modes of: a) longer imaging range and slower axial scan rate orb) shorter imaging range and higher axial scan rate. 9. The optical coherence tomography imaging system of claim 1, wherein the adjustment in axial resolution and imaging range is used to operate the OCT imaging system at two or more modes of: a) higher resolution and shorter imaging range orb) lowe... | THORLABS, INC. PRAEVIUM RESEARCH, INC. | G01B011/02 G01B009/02 A61B003/10 A61B005/00 H01S005/183 H01S005/065
US10298849 | B2 | 2019-05-21 | Imaging apparatus and control method thereof | 2015-07-13 | Disclosed herein is an imaging apparatus including: an image producer configured to produce an image of an object; and an image information generator configured to identify the object, to receive geometry change information for the image of the object, and to generate extraction information corresponding to a geometry image of the object changed according to the geometry change information. Accordingly, it is possible to intuitively display a user's desired information. | 1. An imaging apparatus comprising: an image producer circuitry configured to produce a first image of an object and a second image which is geometry change information applied to the first image;a display configured to display one of the first image or the second image;a storage in which reference information representing extract information that is acquirable from one or more geometry images of the object is pre-stored, wherein the reference information includes at least one of measurement information, landmark information, and Doppler information of the object; andan image information generator circuitry configured to receive geometry change information for changing the first image to the second image, and extracts reference information corresponding to the second image from the storage, and generate extract information of the second image based on the reference information,wherein the display displays one of second extract information corresponding to the second image or first extract information corresponding to the first image,wherein the extract information comprises the first extract information or the second extract information,wherein the first extract information include at least one type of measurement of information, landmark information of the object, and the second extract information include at least one type of brightness information, Doppler information, color information, and history information of the object. 2. The imaging apparatus according to claim 1, wherein the image information generator circuitry comprises an object identifier configured to identify the object based on the image of the object and to generate object information, and wherein the image information generator circuitry generates extract information corresponding to the object information and the geometry image of the object. 3. The imaging apparatus according to claim 2, wherein the object identifier generates, as the object information, information indicating that the image of the object corresponds to at least one of a specific view or a specific area of the object. 4. The imaging apparatus according to claim 1, further comprising a display configured to display the geometry image of the object and the extract information. 5. The imaging apparatus according to claim 1, further comprising an input device configured to receive the geometry change information. 6. The imaging apparatus according to claim 1, wherein the image information generator circuitry receives, as the geometry change information, at least one information among zoom-in/out information, movement information, focal point information, up-down inversion information, left-right inversion information, or rotation information with respect to the image of the object. 7. The imaging apparatus according to claim 1, wherein the image of the object is a 3Dimensional (3D) image. 8. The imaging apparatus according to claim 1, wherein the image of the object is an ultrasound image. 9. The imagin... | SAMSUNG MEDISON CO., LTD. | G06T017/00 H04N005/232 G16H040/63 A61B006/00 A61B008/00 G06K009/00 G06T019/20 G06F019/00 A61B008/08 A61B005/055
US10300152 | B2 | 2019-05-28 | Enzyme-encapsulated nanoparticle platform | 2014-09-17 | Disclosed are methods, systems, and devices for implementing nanoparticles to encapsulate biomolecules such as enzymes. In one aspect, a nanoparticle device includes a shell structure including an internal layer structured to enclose a hollow interior region and include one or more holes penetrating through the internal layer, and an external layer formed of a porous material around the internal layer; and an enzyme contained within the interior region of the shell structure, the enzyme having entered the shell structure through the one or more holes and incapable of passing through the external layer, in which the pores are of a size that prevents the enzyme to pass through the pores while permitting substances smaller than the pore size to pass through the pores. | 1. A nanoparticle sensor device for detecting an analyte, comprising: enzyme-encapsulated nanoparticles capable of being injected into a living organism including a non-human animal or a human being, the enzyme-encapsulated nanoparticles structured to include: a shell structure including an internal layer and an external layer, the internal layer enclosing a hollow interior region and structured to form one or more holes penetrating through the internal layer, and the external layer formed of a porous material arranged around the internal layer,an enzyme contained within the interior region of the shell structure, wherein the internal layer is structured to form the one or more holes sized to allow the enzyme to pass through the internal layer, wherein the external layer is structured to prevent the enzyme from passing through the external layer but allow an analyte smaller than the enzyme to pass through the external layer, and wherein the enzyme is structured to catalyze the analyte that enters the interior region, anda fluorophore attached to the shell structure and configured to emit an optical fluorescent signal based at least on the concentration of a chemical reactant or chemical product of a catalytic interaction of at least the enzyme and the analyte;a light source to direct an excitation light through the skin of the living organism to cause emission of the optical fluorescent signal by the enzyme-encapsulated nanoparticles when located in a subcutaneous region of the living organism; andan optical detector to detect the emitted optical fluorescent signal generated by the enzyme-encapsulated nanoparticle based on catalytic interaction between the enzyme and the analyte within the shell structure. 2. The device as in claim 1, wherein the enzyme includes glucose oxidase (GLOX), the analyte includes glucose, and the fluorophore includes an oxygen-sensitive fluorophore including a ruthenium(II) or ruthenium(III) compound. 3. The device as in claim 2, wherein the wavelength of the excitation light includes 450-550 nm. 4. The device as in claim 1, further comprising: a data processing unit in data communication with the optical detector to process the detected optical fluorescent signal as data and determine a concentration of the analyte in the living organism. 5. The device as in claim 4, wherein the data processing unit is included in a mobile communication device including at least one of a smartphone, a tablet, or a wearable communication device. 6. The device as in claim 1, wherein the enzyme-encapsulated nanoparticle includes a ligand molecule conjugated to the shell structure, the ligand molecule having an affinity to a receptor molecule of the living organism to attract the shell structure to the living organism. 7. The device as in claim 1, wherein the enzyme-encapsulated nanoparticle is configured to a size capable of in vivo injection including in a range between 100 nm to 500 nm. 8. The device as in claim 1, wherein the en... | The Regents of the University of California Devacell, Inc. | A61B005/00 A61K009/51 C12Q001/00 C12Q001/30 C12Q001/54 A61B005/145 A61K038/50 A61K049/00 A61K049/22 A61B005/1455
US10285890 | B1 | 2019-05-14 | Method of securing a patient onto an operating table when the patient is in a position such as the Trendelenburg position and apparatus therefor including a kit | 2019-01-18 | A method of securing a patient onto an operating table when the patient is in a position such as the trendelenburg position and apparatus therefor including a kit. A viscoelastic pad is used to support and hold a patient on a medical procedure table during a medical procedure performed while the table, and thus the patient lying thereon, is in an inclined position, such as the Trendelenburg position. The viscoelastic pad has characteristics which promote a minimization of pressure forces on the patient's body, as well as promote a secure cushioning and holding of the patient in a desired position on the table, in order to minimize injury to the patient. | 1. A single use Trendelenburg viscoelastic foam pad: configured to minimize injuries on portions of a body of a patient on a medical procedure table, such as a surgical operating table or a patient examination table, said pad comprising a single use pad configured to minimize injuries caused by pressure on portions of a body of a patient and minimize unwanted movement of a patient upon a patient being positioned on a medical procedure table, such as a surgical operating table or a patient examination table,said single use viscoelastic foam pad comprising:a rate of recovery of said pad in the range of approximately 2 seconds to approximately 35 seconds. 2. A single use Trendelenburg viscoelastic foam pad configured to minimize injuries on portions of a body of a patient on a medical procedure table, such as a surgical operating table or a patient examination table, said pad comprising a single use pad configured to minimize injuries caused by pressure on portions of a body of a patient and minimize unwanted movement of a patient upon a patient being positioned on a medical procedure table, such as a surgical operating table or a patient examination table, said single use viscoelastic foam pad comprising:an elongation, in a twenty inches per minute test, of the viscoelastic foam in a range of between approximately 125 percent and approximately 250 percent, plus 25 percent or minus 25 percent. 3. A single use Trendelenburg viscoelastic foam pad configured to minimize injuries on portions of a body of a patient on a medical procedure table, such as a surgical operating table or a patient examination table, said pad comprising a single use pad configured to minimize injuries caused by pressure on portions of a body of a patient and minimize unwanted movement of a patient upon a patient being positioned on a medical procedure table, such as a surgical operating table or a patient examination table, said single use viscoelastic foam pad comprising:a tensile strength, at 25 percent deflection, of the viscoelastic foam in the range of at least approximately 5 pounds per square inch to approximately 15 pounds per square inch. 4. A single use Trendelenburg viscoelastic foam pad configured to minimize injuries on portions of a body of a patient on a medical procedure table, such as a surgical operating table or a patient examination table, said pad comprising a single use pad configured to minimize injuries caused by pressure on portions of a body of a patient and minimize unwanted movement of a patient upon a patient being positioned on a medical procedure table, such as a surgical operating table or a patient examination table, said single use viscoelastic foam pad comprising:a compression set, for a 25% compression, being less than approximately 0.5 percent. | - | A61B005/00 A61F005/30 A61F005/37 A61G007/10 A61G013/00 A61G013/04 A61G013/10 A61G013/12 A61G099/00
US10278579 | B2 | 2019-05-07 | Vision protection method and system thereof | 2014-06-09 | A vision protection method is provided to ensure a viewer to rest his/her eyes after viewing on an electronic device for a certain period, wherein the eyesight protection method includes the steps of detecting at least one of eye activities of the viewer and working parameter of the electronic device in a working mode of the electronic device during the viewer is working on a current work displaying by the electronic device; switching the working mode of the electronic device to a resting mode when an abnormal eye activity of the viewer is detected; and switching the electronic device from the resting mode back to the working mode to resume the display of the current work of the electronic device. Therefore, the viewer is enforced to rest his/her eyes after every certain period. | 1. A vision care method for eyesight protection of a viewer of a computer including a display, a detector oriented towards a viewer in front of the display, the detector comprising a camera communicating with a facial recognition module, and a control module coupled to the detector and the display, the method comprising: (a) detecting, by the control module, a viewer in front of the display using the detector;(b) initiating, by the control module, a working mode wherein the display presents working information to the viewer, the control module triggers a timer counting down a predetermined working time period for the working mode, and the control module monitors: i) a sitting posture of the viewer; andii) an eye blinking rate of the viewer via images from the camera analyzed by the facial recognition module;(c) during the working mode, when the eye blinking rate of the viewer falls below a blinking threshold or an improper sitting height of the viewer is detected by the control module, presenting a warning on the display;(d) after the predetermined working time has lapsed, switching the working mode of the computer to a resting mode for protecting the viewer from excessive usage of the computer by interrupting display of working information on the display so as to ensure the viewer to rest eyes thereof for a predetermined resting time;(e) switching the computer from the resting mode back to the working mode to resume the display of working information on the display after the predetermined resting time has elapsed; and(f) repeating the above steps (b) to (e) to form a loop continuously until the viewer terminates operating the computer so as to ensure the viewer opportunities to have intermittent rests of eyes thereof. 2. The method, as recited in claim 1, wherein the eye blinking rate is detected by: capturing a plurality of eye images of the viewer in the working mode from the camera;determining, by the facial recognition module, whether the sclera and/or corneal light reflex of the viewer is shown in the eye images; andwhen the sclera and/or corneal light reflex of the viewer is not shown in the eye images, counting viewer blinks. 3. The method, as recited in claim 2, wherein the detector monitors only one eye of the viewer. 4. The method of claim 1, further comprising: detecting a working distance of the viewer from the display to ensure that a proper distance is kept between the viewer and the display; andwhen the working distance falls outside a predetermined threshold, presenting a warning on the display. 5. The method of claim 1, wherein, during the working mode, the method further comprises: detecting a working distance of the viewer from the display to ensure that a proper distance is kept between the viewer and the display; andwhen the working distance falls outside a predetermined threshold, presenting a warning on the display. 6. A method for eyesight protection of a viewer of a computer including a display, a detector comprisin... | EYES4LIVES, INC. | A61B003/11 A61B003/18 G06F003/01 G06K009/00 G06Q010/10 A61B003/113 A61B003/12 A61B003/14 A61B005/11 A61B005/00 A61H005/00 A61M021/02 A61B005/107 G09G005/00 A61M021/00 A61B005/1171
US10299701 | B2 | 2019-05-28 | On-airway pulmonary function tester | 2016-05-06 | A compact, on-airway, respiratory gas analyzer for performing pulmonary function tests incorporates an IR spectroscopy light guide having a curved, rather than linear, sample chamber that lies transverse to a direction of respiratory gas flow. Cooperating with the sample chamber is an impact plate that functions to steer respiratory and test gases impinging on the impact plate into the curved sample chamber. A source of IR energy is at one end of the sample chamber and an electro-optical sensor responsive to IR energy is disposed at an opposite end of the chamber. The respiratory gas analyzer also includes gas flow paths and valving for carrying out lung capacity and lung diffusion tests. | 1. In a mainstream respiratory gas analyzer apparatus, the combination comprising: a. an adapter plate having an aperture over which a tubular pneumotach is adapted to be mounted;b. a toroidal light guide member supported on the adapter plate and generally concentrically located with respect to said aperture, an inner surface of the toroidal light guide member defining a central opening thereof and having a circumferentially extending groove of arcuate cross-section formed inwardly of the inner surface over a predetermined arc, said groove having a light-reflective surface;c. an IR emitter affixed to the light guide member at one point on the groove for directing IR energy along the arcuate groove;d. at least one light sensor aligned with the groove at a second point on the groove;e. a generally circular impact plate fitted within said central opening of the light guide member, said impact plate having first and second major surfaces and a peripheral edge contoured to direct respiratory gases breathed through the aperture of the adapter plate and impinging on the impact plate into the groove; andf. an air actuatable blister valve on the first major surface of the impact plate for selectively blocking the aperture of the adapter plate. 2. The mainstream respiratory gas analyzer apparatus of claim 1 and further including an expire assembly adjoining the toroidal light guide with said impact plate affixed to the expire assembly. 3. The mainstream respiratory gas analyzer apparatus as in claim 2 wherein the expire assembly comprises: a. chamber contiguous with the light guide member;b. the chamber including at least one respiratory gas inlet port in fluid communication with the groove of the toroidal light guide member where the at least one inlet port has a one-way valve disposed therein for allowing expiratory flow while blocking inspiratory flow; andc. the chamber further including an outlet port leading to the ambient. 4. The mainstream respiratory gas analyzer apparatus of claim 2 and further including an inspire assembly contiguous with the expire assembly. 5. The mainstream respiratory gas analyzer apparatus of claim 4 wherein the inspire assembly is adapted to be coupled to a tank of pressurized sample gas through a scuba demand regulator. 6. The mainstream respiratory gas analyzer apparatus of claim 5 and further including a regulator valve assembly disposed in the inspire assembly for reducing the pressure of the sample gas exiting from the scuba demand valve. 7. The mainstream respiratory gas analyzer apparatus of claim 4 wherein the inspire assembly comprises: a. tubular passageway leading to the toroidal light guide;b. a chamber in fluid communication with the tubular passageway, the chamber having at least one inlet port leading to the ambient; andc. an air-inflatable blister valve for selectively blocking the at least one inlet port of the chamber of the inspire assembly. 8. The mainstream respiratory gas analyzer apparatus in c... | MGC Diagnostics Corp. | A61B005/08 G01N033/00 G01N021/59 G01N001/22 A61B005/087 A61M016/20 A61B005/085 A61B005/097 B63C011/22 A61M016/00
US10278624 | B2 | 2019-05-07 | Method and system for maintaining or improving wellness | 2014-05-23 | A method for providing a assistance for maintaining or improving an individual's wellness, comprising the steps of measuring a presence and/or concentration of one or more biomarkers in a sample from the individual; predicting a wellness need for maintaining or improving the individual's wellness based on the measured presence and/or concentration of the one or more biomarkers, wherein the one or more biomarkers are indicators of the wellness need; and altering the living environment of the individual, providing a wellness product or service to the individual or providing information, guidance or advice to the individual for addressing the wellness need of the individual. A system providing assistance for maintaining or improving an individual's wellness is also provided. | 1. A method for providing assistance for maintaining or improving an individual's wellness, comprising the steps of: measuring passively, without involvement of an operator, and recurringly, a presence and/or concentration of one or more biomarkers in a plurality of samples taken from the individual and stored in a database;predicting by a predictor a wellness need for maintaining or improving the individual's current wellness based on the measured presence and/or concentration of the one or more biomarkers, wherein the one or more biomarkers are indicators of a wellness need; andproviding by a controller a real-time assistance to the individual within about one hour after the samples have been taken from the individual by addressing the wellness need of the individual, wherein the database, the predictor and the controller are connected through wire connection or wireless signals,wherein the real-time assistance is altering the living environment of the individual for addressing the wellness need of the individual, wherein the one or more biomarkers comprise a polypeptide. 2. The method of claim 1, wherein the one or more biomarkers further comprise polynucleotides, metabolites, microbes, inorganic compounds, or ions. 3. The method of claim 2, wherein the presence and/or concentration of the one or more biomarkers is measured by using recognition molecules selected from antibodies, antigens, aptamers, natural receptors, synthetic receptors, ligands, enzymes, enzymatic substrates, and nuclei acid probes. 4. The method of claim 1, wherein the measuring step is carried out using one or more biosensors comprising a transducer selected from optical transducers, mass-based transducers, magnetic field based transducers, electrochemical transducers, and calorimetric transducers. 5. The method of claim 1, wherein the presence and/or concentration of one or more biomarkers in the plurality of samples is measured by one or more electrodes selected from potentiometric electrodes, amperometric electrodes and conductometric electrodes. 6. The method of claim 1, wherein the presence and/or concentration of one or more biomarkers is measured by an array of recognition molecules selected from antibodies, aptamers, oligonucleotides and combinations thereof. 7. The method of claim 1, wherein the measuring step further comprises measuring a physiological parameter of the individual selected from body temperature, pulse rate, blood pressure, respiratory rate, hydration status, electromuscular activity, eye movement and combinations thereof. 8. The method of claim 1, wherein data measured in said measuring step is correlated with location data associated with a location wherein said measurement is made. 9. The method of claim 8, wherein the location data is data associated with the location selected from temperature, altitude noise, altitude, wind, humidity, pollution, oxygen, sunshine, pollen, crowd density, concrete, grass, night, day, near highway and traf... | IPHENOTYPE LLC | A61B005/00 A61B005/145 G06F016/28 G06F016/9535 G06F019/18 G06Q030/02 G06Q050/22 A61B003/113 A61B005/0205 A61B005/0488 A61B005/1459 A61B005/1473 G09B019/00 A61B005/16 G06Q030/06 G09B005/12 G16H010/20 G16H040/63 G16H050/70 G06F019/00 G06F019/24 A61B005/021 A61B005/024 A61B005/08 A61B005/05
US10285636 | B2 | 2019-05-14 | Apparatus and method for detecting bruxism | 2016-11-16 | Described herein is an apparatus and method of detecting bruxism. The method includes the steps of: capturing a video of a subject, performing by circuitry included in the apparatus, spatial filtering of each image frame included in the captured video. Further, the method includes generating by circuitry, a filtered image by temporally filtering the spatially filtered image frames, the temporally filtered image including data belonging in a first frequency range, and wherein a subset of data is associated with a predetermined color variation to indicate presence of bruxism in the subject. | 1. A method of detecting bruxism, comprising: capturing a video of a face of a subject;performing by circuitry, spatial filtering of each image frame included in an optical portion of the captured video; andgenerating by the circuitry, a filtered image by temporally filtering the spatially filtered image frames of the optical portion of the captured video, the temporally filtered image including data belonging in a first frequency range that is within a subset of image frequencies associated with a predetermined color variation to optically detect clenching of muscles in the face that indicate presence of bruxism in the subject. 2. The method according to claim 1, wherein the subset of image frequencies is between 0.1 and 1.5 hertz (Hz). 3. The method according to claim 1, wherein the temporally filtered image uses a Eulerian Video Magnification technique for filtering the captured video. 4. A method of detecting bruxism, comprising: capturing a video of a face of a subject;performing by circuitry, spatial filtering and temporal filtering of each image frame included in an optical portion of the captured video; andgenerating, by the circuitry, a filtered image based on the temporal filtering and spatial filtering, wherein the filtered image includes data belonging in a first frequency range that is within a subset of image frequencies associated with a predetermined color variation to optically detect clenching of muscles in the face that indicate presence of bruxism in the subject. | Half Mile Technologies, Inc. | A61B005/0488 A61B005/00 A61B005/0476 A61B005/11 G06T007/00
US10278599 | B2 | 2019-05-07 | Body-worn system for continuous, noninvasive measurement of cardiac output, stroke volume, cardiac power, and blood pressure | 2018-08-20 | The invention provides a system for measuring stroke volume (SV), cardiac output (CO), and cardiac power (CP) from a patient that features: 1) an impedance sensor connected to at least two body-worn electrodes and including an impedance circuit that processes analog signals from the electrodes to measure an impedance signal (e.g. a TBEV waveform); 2) an ECG sensor connected to at least two chest-worn electrodes and including an ECG circuit that processes analog signals from the electrodes to measure and ECG signal; 3) an optical sensor connected to a body-worn optical probe and including an optical circuit that processes signals from the probe to measure at least one optical signal (e.g. a PPG waveform) from the patient; 4) processing system, typically worn on the patient's wrist and connected through a wired interface to the optical sensor, and through either a wired or wireless interface to the TBEV and ECG sensors. | 1. A body-worn system for measuring a stroke volume value from a patient, comprising: a TBEV module worn on the patient's body and comprising: i) an electrical circuit configured to inject a current proximal to the patient's brachium; ii) a pair of electrical connectors located on a bottom portion of the module, the electrical connectors configured to snap into a pair of mated connectors comprised by a first electrode, with a first connector configured to inject the current into a first portion of the electrode, and a second connector configured to measure signals from a second portion of the electrode that relate to a voltage; iii) an analog circuit configured to process the signals from the second connector to generate a voltage value; and iv) a processor configured to convert the voltage value, or a value calculated therefrom, into a time-dependent resistance value, and then convert the time-dependent resistance value into a stroke volume value. 2. The system of claim 1, wherein the first portion of the first electrode comprises a first conductive portion. 3. The system of claim 2, wherein the first conductive portion comprises a conductive gel disposed on an Ag/AgCl film. 4. The system of claim 1, wherein the second portion of the first electrode comprises a second conductive portion. 5. The system of claim 4, wherein the second conductive portion comprises a conductive gel disposed on an Ag/AgCl film. 6. The system of claim 1, wherein the pair of mated connectors comprises a first metal post and a second metal post. 7. The system of claim 6, wherein both the first and second metal posts are a metal rivet. 8. The system of claim 6, wherein the electrical connectors located on a bottom portion of the TBEV module are female connectors, each configured to receive a metal post. 9. The system of claim 1, further comprising an ECG module. 10. The system of claim 9, wherein the ECG module is configured to be worn on the patient's body. 11. The system of claim 10, wherein the ECG module comprises i) an ECG circuit configured to measure an ECG waveform from the patient; ii) a second pair of electrical connectors located on a bottom portion of the ECG module, the electrical connectors configured to snap into a pair of mated connectors comprising a second electrode, with a first connector configured to receive current injected by the first electrode, and a second connector configured to measure signals from a second portion of the electrode that relate to the voltage; iii) a conducting wire configured to transmit signals measured by the second electrode to the analog circuit in the TBEV module; and iv) a second serial port configured to transmit a heart rate value to the body-worn TBEV module. 12. The system of claim 11, wherein the first portion of the second electrode comprises a first conductive portion. 13. The system of claim 12, wherein the first conductive portion comprises a conductive gel disposed on an Ag/AgCl film. 14. The system... | SOTERA WIRELESS, INC. | A61B005/029 A61B005/0295 A61B005/01 A61B005/053 A61B005/08 A61B005/11 A61B005/1455 A61B005/021 A61B005/02 A61B005/0205 A61B005/145 G06F019/00 A61B005/00 A61B005/024 A61B005/0245
US10288568 | B2 | 2019-05-14 | Raman probe and methods of imaging | 2017-12-08 | The present disclosure provides for a Raman probes and methods of imaging including a Raman probe. The Raman probes include a Raman detection system configured to illuminate an area of a subject or a sample with a light source and to receive Raman scattered light energy from the area. The Raman probe can include a proximity sensor system and a fluorescent imaging system. A method of imaging introduces a Raman probe to a subject. Fluorescent light is detected from an area of the subject, which guides the Raman probe to the area. The Raman probe is positioned at a target distance from the area using the proximity sensor system, and by exposing the area to a light beam from the Raman detection system. The light beam, Raman scattered light energy, is scattered by a Raman agent associated with the area. Raman scattered light is detected using the Raman imaging device. | 1. A Raman probe comprising: a Raman detection system, wherein the Raman detection system is configured to illuminate an area of a subject or a sample with a light source and to receive Raman scattered light energy from the area;a time-of-flight proximity sensor system configured to measure the distance from the Raman probe to the area;a fluorescent imaging system configured to detect fluorescence from the area;an optical fiber system to direct light derived from the light source to the area and to further direct the Raman scattered light energy to the Raman detection system; andan optic system between the optical fiber system and the sample to concentrate the light onto the sample and to further collect the Raman scattered light energy from the sample, wherein the optic system further concentrates the collected Raman scattered light energy into the optical fiber system;wherein the optical fiber system includes a single fiber to guide light derived from the light source to the area, andwherein the optical fiber system includes a fiber bundle to guide Raman scattered light energy from the area to a Raman detection system. 2. The Raman probe of claim 1, wherein the light source is generated using one or more from the following group: a light emitting diode (LED), a laser, a diode laser, and a super luminescent laser diode (SLD). 3. The Raman probe of claim 1, wherein the Raman detector comprises at least one spectrometer. 4. The Raman probe of claim 1, further comprising an ultrasound transducer array. 5. A method of imaging, comprising: a) introducing a Raman probe of claim 1 to a subject;b) detecting fluorescent light from a first area of the subject;c) guiding the Raman probe to the first area based on the detected fluorescent light;d) positioning the Raman probe at a target distance from the first area, wherein the positioning at the target distance is determined using the proximity sensor system;e) exposing the first area to a light beam from the Raman detection system, wherein the light beam is scattered by a Raman agent associated with the first area, wherein the light beam that is scattered is referred to as a Raman scattered light energy;f) detecting the Raman scattered light using the Raman imaging device;q) repeating steps b) to f) for a plurality of areas, where each of the plurality of areas are different areas of the subject;h) acquiring the Raman scattered light energy from the first area and each of the plurality of areas; andi) forming a topological map of the area from the acquired Raman scattered light energy from the first area and each of the plurality of areas. | - | G01J003/44 G01N021/65 G01J003/02 A61B005/00 A61B001/07 G01N021/64 B82Y015/00
US10292644 | B2 | 2019-05-21 | Automated inner ear diagnoses | 2016-06-21 | An expert diagnosis system integrated in a hearing prosthesis system is configured to diagnosis, grade, and remediate inner ear crises. In particular, the expert diagnosis system analyzes combinations of in-situ measured inner ear potentials, obtained in response to electrical and/or acoustic stimulation, in order to identify crisis signatures and to correlate those crisis signatures to clinical symptoms of a specific type and cause of an inner ear crises (i.e., automatically diagnosis the inner ear crisis). The expert system is further configured to grade the severity of the identified clinical symptoms and initiate some form of remedial action to address the identified inner ear crisis. | 1. A method executed by a hearing prosthesis system, comprising: obtaining, at the hearing prosthesis system, a plurality of inner ear potentials associated with an inner ear of a recipient of the hearing prosthesis system;based on the plurality of inner ear potentials, automatically identifying, with the hearing prosthesis system, an inner ear crisis indicative of a post-implantation change in health or function of the inner ear of the recipient;determining a type of the of the inner ear crisis;determining an underlying cause of the inner ear crisis; andautomatically performing one or more remedial actions at the hearing prosthesis system to address the inner ear crisis,wherein the one or more remedial actions are selected at least in part based on the type and underlying cause of the inner ear crisis. 2. The method of claim 1, further comprising: grading a severity of the inner ear crisis relative to known inner ear crisis of the same type. 3. The method of claim 2, further comprising: selecting at least one of a type or timing of at least one of the one or more remedial actions based on a grade of the severity of the inner ear crisis. 4. The method of claim 1, wherein automatically identifying, with the hearing prosthesis system, an inner ear crisis comprises: executing a real-time pattern matching process that analyzes various combinations of inner ear potentials with respect to a database of known relationships between potentials and clinical symptoms. 5. The method of claim 1, wherein the hearing prosthesis system includes a hearing prosthesis that delivers electrical and acoustic stimulation signals to the recipient, and wherein initiating one or more remedial actions comprises: adjusting one or more clinical settings controlling generation of the electrical or acoustic stimulation signals to remediate the inner ear crisis. 6. The method of claim 1, wherein performing one or more remedial actions comprises: triggering an audible or visual alert to the recipient, caregiver, or other user located in the physical proximity of the hearing prosthesis system. 7. The method of claim 1, wherein performing one or more remedial actions comprises: sending a diagnosis notification to a remote location, wherein the diagnosis notification comprises type, cause, and remediation information for the inner ear crisis. 8. The method of claim 1, wherein obtaining the plurality of inner ear potentials associated with a cochlea of a recipient of the hearing prosthesis comprises: performing an electrocochleography measurement to obtain one or more acoustically-induced inner ear potentials. 9. The method of claim 8, wherein obtaining the plurality of inner ear potentials associated with a cochlea of a recipient of the hearing prosthesis further comprises: performing one or more measurements to obtain one or more physiological electrical inner ear potentials. 10. The method of claim 9, wherein automatically identifying, with the hearing prosthesis system,... | Cochlear Limited | A61N001/00 A61B005/00 A61B005/04 A61B005/12 A61N001/05 H04R025/00 A61N001/36
US10278609 | B2 | 2019-05-07 | Methods for assessing health conditions using single coil magnetic induction tomography imaging | 2016-04-25 | Methods for assessing a health condition of an individual using single coil magnetic induction tomography imaging are provided. A target area for medical imaging on a patient can be identified. A plurality of coil property measurements can be obtained using a single coil. The plurality of coil property measurements can be performed with the single coil at a plurality of discrete locations relative to the target area. The coil property measurements can be processed to generate an image of the conductivity distribution of the target area. The image can be analyzed to assess a health condition of the patient. | 1. A method for generating an electrical property distribution map for a specimen, the method comprising: accessing, by one or more processors, a plurality of coil property measurements of a target area using a magnetic induction tomography device, the magnetic induction tomography device comprising single coil, the plurality of coil property measurements being performed with the single coil at a plurality of discrete locations relative to the target area;generating, by the one or more processors, an image of an electrical property distribution of the target area using a model defining a relationship between coil property measurements obtained by the single coil at a plurality of different positions relative to the target area and a conductivity of the target area; andoutputting, by the one or more processors, the image for display on a display device. 2. The method of claim 1, wherein the electrical property distribution comprises a conductivity distribution. 3. The method of claim 1, wherein the electrical property distribution comprises a permittivity distribution. 4. The method of claim 1, wherein the target area comprises tissue. 5. The method of claim 4, wherein the target area comprises human tissue. 6. The method of claim 1, wherein the coil property measurement comprises a coil loss measurement indicative of a change in impedance of the single coil resulting from eddy currents induced in the target area when the single coil is placed adjacent to the target area and energized with radio frequency energy. 7. The method of claim 1, wherein the plurality of coil property measurements are obtained using a hand held magnetic induction tomography device. 8. The method of claim 7, wherein the plurality of coil property measurements are obtained while the single coil is placed on one or more non-conductive sheets overlaying the specimen, the non-conductive sheets having indicia indicative of one or more of the discrete locations. 9. The method of claim 1, wherein the plurality of coil property measurements are obtained while the target area is pressed against an insulative plate, the single coil being positioned at the plurality of discrete locations on the other side of the insulative plate. 10. The method of claim 1, wherein the plurality of coil property measurements are obtained while the patient is located on a table having a non-conductive surface, the single coil being disposed within a cavity located in the table. | KIMBERLY-CLARK WORLDWIDE, INC. | A61B005/05 A61B005/00 G01R033/34 A61B005/08 A61B005/053
US10290131 | B2 | 2019-05-14 | Time series data display control device, method for operating the same, program, and system | 2017-04-27 | A main display region 41 in which medical care data on a plurality of items is displayed is provided on a display screen 15. The main display region 41 may be displayed in two display modes of a two-dimensional display mode and a three-dimensional display mode in which a time scale is longer than a time axis of the two-dimensional display mode and a two-dimensional plane on which time series data is displayed is three-dimensionally displayed using the laws of perspective by which a plurality of straight lines parallel to the time axis in the two-dimensional display mode are drawn to be converged toward the past on the time axis. | 1. A time series data display control device comprising: a processor configured to execute: a screen data generating unit that generates a time series data display screen on which a plurality of pieces of time series data are displayed; anda screen display control unit that performs switching between display modes of the time series data display screen, in which the display modes include two display modes of a two-dimensional display mode in which the time series data is displayed on a two-dimensional plane formed by two axes of a time axis of the plurality of pieces of time series data and a data array axis orthogonal to the time axis, on which the plurality of pieces of time series data are arrayed, and a three-dimensional display mode in which a time scale is set to be longer than a time axis of the two-dimensional display mode and the two-dimensional plane is three-dimensionally displayed using the laws of perspective by which a plurality of straight lines parallel to the time axis in the two-dimensional display mode are drawn to be converged toward the past on the time axis,wherein the three-dimensional display mode is a display mode in which the two-dimensional plane in the two-dimensional display mode is virtually rotated around a rotation axis orthogonal to the time axis, andwherein in the three-dimensional display mode, a part of a display period of the time series data is able to be two-dimensionally displayed,wherein a rotation angle of the two-dimensional plane is changeable,wherein the time scale of the time axis becomes longer as the rotation angle becomes larger,wherein in the two-dimensional display mode, a transverse axis of the time series data display screen is set as the time axis, and a longitudinal axis thereof is set as the data array axis,wherein in the three-dimensional display mode, the rotation axis and the longitudinal axis coincides with each other,wherein the time series data display screen includes two time axes of a first time axis which is two-dimensionally displayed similar to the two-dimensional display mode even in the three-dimensional display mode, and a second time axis which is provided in the two-dimensional plane on which the time series data is displayed and is three-dimensionally displayed similar to the two-dimensional plane, andwherein a display period of the first time axis is changed in conjunction with a display period of the second time axis which is changed depending on the rotation angle of the two-dimensional plane. 2. The time series data display control device according to claim 1, wherein in the three-dimensional display mode, an item name display region for displaying respective item names of the plurality of pieces of time series data is two-dimensionally displayed. 3. The time series data display control device according to claim 2, wherein on the time series data display screen, the item name display region is disposed at an end in a current direction on the time axis. 4. The time ser... | FUJIFILM Corporation | G06T011/20 A61B005/00 G06T015/20 G06T003/00 G06F017/18 G16H040/63 G06F019/00 G06T003/60 G06T011/60 H04L029/06
US10286219 | B2 | 2019-05-14 | Electrical cermet feedthrough with one-piece feedthrough element having plural regions | 2017-08-17 | One aspect relates to an apparatus includes a ceramic body including a first surface and a further surface. The first surface is opposite the further surface, the first surface includes a first opening. The further surface includes a further opening. The first opening and the further opening are connected by a tunnel, which at least partly includes a tunnel filling and is occluded by the tunnel filling. The tunnel filling includes a first constituent, including a cermet, and a second constituent. The first and second constituents are electroconductingly connected to one another. The first constituent has a first electrical conductivity and the second constituent has a second electrical conductivity, which differs from the first by at least 5·10−4 Siemens per meter (S/m). The ceramic body is characterized by a further electrical conductivity. The first electrical conductivity is more by at least 1·105 Siemens per meter (S/m) than the 15 further electrical conductivity. | 1. An apparatus comprising a ceramic body comprising a first surface, a further surface and a tunnel extending therethrough; wherein the first surface is opposite the further surface;wherein the first surface comprises a first opening;wherein the further surface comprises a further opening;wherein the first opening and the further opening are connected by the tunnel;wherein the tunnel at least partly comprises a tunnel filling and is occluded by the tunnel filling;wherein the tunnel filling comprises a first constituent and a second constituent;wherein the first constituent comprises a cermet;wherein the first constituent and the second constituent are electroconductingly connected to one another;wherein a surface of the tunnel filling that faces the further opening is at least partly a surface of the second constituent;wherein the first constituent is characterized by a first electrical conductivity;wherein the second constituent is characterized by a second electrical conductivity;wherein the ceramic body is characterized by a further electrical conductivity;wherein the first electrical conductivity is more by at least 1·105 Siemens per meter than the further electrical conductivity; andwherein the second electrical conductivity differs from the first electrical conductivity by at least 5·104 Siemens per meter. 2. The apparatus of claim 1, wherein the second electrical conductivity is more than the first electrical conductivity. 3. The apparatus of claim 1, wherein the first constituent has a first metal fraction, based on the weight of the first constituent; wherein the second constituent has a second metal fraction, based on the weight of the second constituent;wherein the second metal fraction is more by at least 5 weight % than the first fraction. 4. The apparatus of claim 1, wherein the tunnel filling comprises a third constituent; wherein the third constituent is electrconductingly connected to the first constituent or to the second constituent or to both;wherein a surface of the tunnel filling that faces the first opening is at least partly a surface of the third constituent;wherein the third constituent is characterized by a third electrical conductivity;wherein the third electrical conductivity differs from the first electrical conductivity by at least 5·104 Siemens per meter. 5. The apparatus of claim 1, wherein one selected from a group consisting of the first constituent, the second constituent and the third constituent, or a combination of at least two thereof, is a cermet. 6. An electrical device comprising a housing comprising a housing opening; wherein the housing opening borders the apparatus of claim 1. 7. The electrical device of claim 6, wherein the electrical device is an implantable electrical medical device. 8. A use of the apparatus of claim 1 for electrically connecting an interior of a housing to an exterior of the housing. 9. An apparatus comprising a first ceramic precursor layer and a second ceramic precurso... | Heraeus Deutschland GmbH & Co. KG | A61N001/37 A61N001/375 A61B005/00 A61L027/10 B28B011/24 H05K005/00 H05K005/02 A61B005/0402
US10278640 | B2 | 2019-05-07 | Breath ketone measurement system with analysis unit that communicates with mobile application | 2016-11-28 | A portable system is provided for measuring a ketone, such as an acetone, in the breath or other bodily fluid of a user. The system includes a portable measurement device that analyzes fluid samples and generates corresponding ketone measurements. The portable measurement device communicates with an application which runs on a smartphone or other mobile device of the user. The application tracks, and generates graphs of, the ketone measurements, and may include various features for facilitating the analysis of the measurements. | 1. A system for measuring ketone levels in breath, the system comprising: a disposable cartridge configured to receive a breath sample and to react to a ketone in the breath sample;an analysis unit configured to analyze the disposable cartridge after the disposable cartridge receives the breath sample, and to generate a ketone measurement based on the analysis of the disposable cartridge, the analysis unit comprising a wireless transceiver capable of transmitting the ketone measurement to mobile communications device, the analysis unit additionally comprising a presence sensor capable of detecting whether the disposable cartridge is inserted into the analysis unit; anda mobile application stored in computer storage, the mobile application comprising executable instructions that direct the mobile communications device to at least: receive the ketone measurement via a wireless communications link between the analysis unit and the mobile communications device;display a user interface that includes a set of tags, each tag representing a respective condition that can affect ketone measurements, each tag individually selectable via the user interface to tag the ketone measurement with information that enables masking effects of the conditions to be considered during subsequent analysis of ketone measurements;receive, via the user interface, and in association with the ketone measurement, a user selection of a tag; andrecord the selection of the tag in association with the ketone measurement;wherein the mobile application is configured to segregate ketone measurements received from the analysis unit based on tags applied to such ketone measurements. 2. The system of claim 1, wherein the set of tags is personalized for a particular user of the system. 3. The system of claim 2, wherein the mobile application further includes a second user interface that provides functionality to define the personalized set of tags. 4. The system of claim 3, wherein the second user interface prompts a user to select tags from a master set of tags. 5. The system of claim 1, wherein the set of tags includes a tag representing a sleep disruption condition. 6. The system of claim 1, wherein the set of tags includes a tag representing intake of food within a defined time period of taking a ketone measurement. 7. The system of claim 1, wherein the set of tags includes a tag representing intake of a medication within a defined time period of taking a ketone measurement. 8. The system of claim 1, wherein the executable instructions further direct the mobile communications device to generate and display a tag-specific graph corresponding to a particular tag, the tag-specific graph based on a plurality of ketone measurements tagged with the particular tag. 9. The system of claim 1, wherein the executable instructions further direct the mobile communications device to concurrently display a plurality of tag-specific graphs, each of which corresponds to a different respective ... | Invoy Holdings, LLC | A61B005/00 G08B021/18 A61B005/08 G06F003/0482 G06F003/0484 G06F009/451 H04W004/80 G01N033/64 G01N033/497 H04L012/26 A61B005/083 A61B005/097 A61B010/00
US10278591 | B2 | 2019-05-07 | Blood glucose measurement method and apparatus using multiple body signals | 2015-04-29 | Blood glucose measurement methods and apparatuses are provided using multiple body signals. The methods and apparatuses are employed to estimate blood glucose in a noninvasive manner by using a change in the absorbance of glucose according to a blood glucose level and to correct the estimated blood glucose using different types of blood glucose measurement methods. The blood glucose measurement apparatus includes a main body worn on a human body, a first light source provided on an inner surface of the main body, a second light source provided on the inner surface of the main body, a light receiver configured to receive light from the first light source and the second light source, and a calculator configured to calculate a glucose level in blood based on an amount of light received by the light receiver and configured to measure blood glucose. | 1. A blood glucose measurement apparatus using multiple body signals from a human body, the apparatus comprising: a main body configured to be worn on the human body;a first light source provided on an inner surface of the main body and arranged for contacting the human body wearing the main body;a second light source provided on the inner surface of the main body and configured to irradiate light in a same direction as the first light source;a light receiver configured to receive light from the first light source and the second light source, the light receiver including: a light receiving sensor configured to receive light irradiated from the first light source or the second light source,a timing circuit configured to classify an optical signal received by the light receiving sensor according to wavelength,a current-voltage converter configured to convert a current signal output from the light receiving sensor into a voltage signal,a first operational amplifier configured to amplify a signal output from the current-voltage converter,a high-pass filter configured to pass a signal of about 0.1 Hz or higher from among signals that passed through the first operational amplifier,a low-pass filter configured to pass a signal of about 20 Hz or lower from among the signals that passed through the first operational amplifier, anda second operational amplifier configured to amplify a signal that passed through the high-pass filter and the low-pass filter; anda calculator configured to calculate a glucose level in blood based on an amount of light received by the light receiver and configured to measure blood glucose using the calculated glucose level in the blood,wherein the calculator is configured to calculate the glucose level in the blood using BloodGlucose=(Xt1×P1)+(Yt2×P2)+P3 by combining an amount of light X of the first light source received at a predetermined period of time t1 before a current time and an amount of light Y of the second light source received at a predetermined period of time t2 before the current time with unique constants P1, P2, and P3. 2. The apparatus of claim 1, wherein the first light source is configured to irradiate light having a wavelength of about 1850 to 1920 nm, and the second light source is configured to irradiate light having a wavelength of about 2050 to 2130 nm. 3. The apparatus of claim 1, wherein the main body has a groove or an aperture configured to receive a finger or a wrist and located on a side of the main body. 4. The apparatus of claim 1, further comprising: a body information detector (i) provided on the inner surface of the main body and arranged for contacting the human body and (ii) configured to measure any one of electrocardiogram (ECG) and photoplethysmography (PPG),wherein the calculator is configured to correct the calculated glucose level in the blood using a value detected by the body information detector. 5. The apparatus of claim 1, further comprising: a body information detector (i) p... | HUINNO CO., LTD. | A61B005/1455 A61B005/0205 A61B005/0402 A61B005/145 A61B005/00 A61B005/01 A61B005/0245 A61B005/0285 A61B005/0456 A61B005/053 A61B005/08
US10285596 | B2 | 2019-05-14 | Apparatus and system for measuring volume of blood loss | 2017-04-11 | A system for measuring the blood loss comprises a measuring device that determines a hemoglobin concentration of fluid within a container utilizing a light source and a light detector. The container receives blood and other fluids from a patient during a medical procedure. Light from the light source is passed through the blood and other fluids in the container and is detected by the light detector. Based upon a magnitude of light detected, a hemoglobin concentration of the fluid in the container can be determined. A volume-measuring device determines the volume of blood and fluid in the container. Knowing the hemoglobin concentration and volume of fluid in the container, the volume of patient blood loss in the container can be determined. The blood loss measuring device in combination with infusion systems maintains a real-blood volume status so that proper infusion of blood, crystalloid and/or colloid solutions occurs. | 1. A blood loss measurement device for determining the amount of blood of a subject within a fluid sample, the fluid sample having a volume, the blood measurement device comprising: a suction container configured for collecting blood lost from a patient during a surgical procedure;a lid coupled to a top of the container;a support structure coupled to and vertically held by the lid, the support structure vertically extending within the container from the lid to proximate a bottom of the container;a broad spectrum light source configured to generate light at a plurality of wavelengths;at least one light sensor configured to detect a first amount of light from the light source at the first wavelength from the plurality of wavelengths and a second wavelength from the plurality of wavelengths that is different than the first wavelength;a plurality of optical fibers comprising: a first optical fiber having a long axis and coupled to the support structure so that the long axis of the first optical fiber extends linearly and vertically within the container, the first optical fiber having a first receiving end coupled to the light source and a transmitting end portion opposite the first receiving end disposed in the suction container with a second end of the first optical fiber positioned proximate the bottom of the container; anda second optical fiber having a long axis and coupled to the support structure so that the long axis of the second optical fiber extends linearly and vertically within the container parallel to and proximately spaced from the first optical fiber so as to allow fluid within the container to be disposed between the first and second optical fibers along their respective lengths, the second optical fiber having a first receiving portion disposed within the suction container with a first end of the second optical fiber positioned proximate the bottom of the container, the first receiving portion of the second optical fiber positioned proximate the second transmitting portion of the first optical fiber so that light emanating from the second transmitting portion of the first optical fiber can be at least partially received by the first receiving portion of the second optical fiber, the second optical fiber having a second transmitting end coupled to the at least one light sensor, the amount of light received by the second optical fiber being detected by the at least one light sensor to detect an amount of light received by the second optical fiber from the first optical fiber at the first and second wavelengths; anda processor operatively coupled to the at least one light sensor, the processor configured to receive at least one signal from the at least one light sensor, the at least one signal being dependent upon an amount of absorption of light by blood in the container disposed between the transmitting portion of the first optical fiber and the receiving end of the second optical fiber, the processor configured to determine a concen... | MAJELCO MEDICAL, INC. | A61B005/02 G01N021/31 G01N033/49
US10288886 | B2 | 2019-05-14 | Wearable high resolution audio visual interface | 2017-07-28 | An adjustable visual optical element is provided, which may be supported, for example, by an eyeglass. The optical element is preferably adjustable in each of the X, Y, and Z axes to allow the wearer to optimize projection of the optical element. A view axis of the display is preferably also angularly adjustable with respect to a wearer's straight ahead normal line of sight. Source electronics may be carried onboard the eyeglasses, or may be connectable to the eyeglasses via either a hardwire, optical guide, or radiofrequency link. | 1. A retinal display system configured to be supported by a headworn structure, the retinal display system configured to reflect an optical beam off of a lens of the headworn structure and towards a user's retina, the retinal display system comprising: an electronics module configured to receive image data, decipher the image data into optical data representative of an image, and to transmit the optical data; andan optical display configured to receive the optical data from the electronics module, the optical display configured to reflect the optical beam off of the lens of the headworn structure and towards the user's retina, the optical beam being representative of the optical data. 2. The retinal display system of claim 1, wherein the optical display comprises a projector configured to project the optical beam towards the lens of the the headworn structure such that the optical beam reflects off of the lens of the headworn structure and towards the user's retina. 3. The retinal display system of claim 1, further comprising a support configured to couple the optical display to the headworn structure, the support configured to allow the user to adjust a position of the optical display and to maintain a stable position during normal movement of the user. 4. The retinal display system of claim 3, wherein the optical display is configured to transition between a nested position and an extended position. 5. The retinal display system of claim 4, wherein, in the nested position, the optical display is configured to be stored on the headworn structure. 6. The retinal display system of claim 3, wherein the optical display is maintained in position via an engagement mechanism. 7. The retinal display system of claim 6, wherein the engagement mechanism comprises one or more ridges on a surface of the support. 8. The retinal display system of claim 6, wherein the engagement mechanism comprises a frictional coating on a surface of the support. 9. The retinal display system of claim 3, wherein the optical beam is configured to be reflected off of the lens of the headworn structure and projected toward the user's retina at an angle relative to an optical center line of the user's retina, the angle being configured to fall within a range of acceptance, the range of acceptance being a range in which the optical beam is configured to be detectible and utilizable in forming a perceivable image by the user. 10. The retinal display system of claim 9, wherein the optical display is configured to be adjusted such that the optical display is within the range of acceptance when the optical center line is aligned in a straight ahead viewing position. 11. The retinal display system of claim 9, wherein the optical display is configured to be adjusted such that the optical display is within the range of acceptance when the optical center line is at an angle relative to a straight ahead viewing position. 12. The retinal display system of claim 3, wherein the supp... | OAKLEY, INC. | G02C001/00 G02B027/01 A61B005/11 A61B005/00 G02C011/00 H04N009/31 A61B005/021 A61B005/024 A61B005/145
US10282835 | B2 | 2019-05-07 | Methods and systems for automatically analyzing clinical images using models developed using machine learning based on graphical reporting | 2016-06-10 | Methods and systems for automatically analyzing clinical images using models developed using machine learning. One system includes a server having an electronic processor and an interface for communicating with at least one data source. The electronic processor is configured to receive training information from the at least one data source over the interface. The training information includes a plurality of images and graphical reporting associated with each of the plurality of images. Each graphical reporting includes a graphical marker designating a portion of one of the plurality of images and diagnostic information associated with the portion of the one of the plurality of images. The electronic processor is also configured to perform machine learning to develop a model using the training information. The electronic processor is also configured to receive an image for analysis and automatically process the image using the model to generate a diagnosis for the image. | 1. A system for automatically analyzing clinical images using image analytics developed using graphical reporting associated with previously-analyzed clinical images, the system comprising: a server including an electronic processor and an interface for communicating with at least one data source, the electronic processor configured to receive training information from the at least one data source over the interface, the training information including a plurality of images and graphical reporting associated with each of the plurality of images, each graphical reporting including a graphical marker designating a portion of one of the plurality of images and diagnostic information associated with the portion of the one of the plurality of images,perform machine learning to develop a model using the training information,receive an image for analysis, andautomatically process the image using the model to generate a diagnosis for the image, wherein the generating the diagnosis includes determining additional information to generate the diagnosis,receiving the additional information, andgenerating the diagnosis using the model and the additional information, wherein the electronic processor is configured to determine the additional information bygenerating a set of diagnoses for the image based on the model, anddetermining the additional information based on the set of diagnoses, wherein the diagnosis includes the set of diagnoses updated based on the additional information. 2. The system of claim 1, wherein the diagnosis includes a category of the image, the category including a normal category, an abnormal category, and an indeterminate category. 3. The system of claim 1, wherein the diagnosis includes a flag designating the image as needing manual review. 4. The system of claim 1, wherein the diagnosis includes an identification of an abnormality included in the image. 5. The system of claim 1, wherein the diagnosis includes a probability of an abnormality. 6. The system of claim 5, wherein the diagnosis includes a basis for the probability. 7. The system of claim 1, wherein the image includes a plurality of images and the diagnosis includes a flagging at least one of the plurality of images to be manually reviewed. 8. The system of claim 1, wherein the diagnosis includes an identification of an anatomical structure. 9. The system of claim 1, wherein the diagnosis includes an amount of change between the image and at least one additional image. 10. The system of claim 1, wherein the diagnosis includes a recommendation for a follow-up, the follow-up including at least one selected from a group consisting of an imaging procedure, a laboratory procedure, a treatment procedure, or a surgical procedure. 11. The system of claim 1, wherein the diagnosis includes an order for a procedure, the procedure including at least one selected from a group consisting of an imaging procedure, a laboratory procedure, a treatment procedure, or a surgical proce... | International Business Machines Corporation | G06K009/00 G06T007/00 G06F019/00 G16H050/50 G16H015/00 G16H050/20 A61B005/00 G06F003/0488 G06K009/62 A61B034/10 G06F003/0482 G06N099/00 A61B010/02 G06T011/00 G06F017/24 G06F017/27 G06K009/66 A61B090/00 A61B005/01 A61B005/0402 A61B005/055
US10285639 | B2 | 2019-05-14 | Method and apparatus for estimating fat | 2012-12-10 | Disclosed herein are methods, non-transitory computer-readable medium, and systems for determining an estimate of fat within a volume of a subject by determining a parameter α from the signal intensities of at least three echo signals emitted from a region of the volume of a subject imaged by a magnetic resonance image scanner in response to an applied RF pulse, wherein the three echo signals are taken at a first opposing-phase echo time, a second opposing-phase echo time and an in-phase echo time; and determining a fat volume fraction, f, from the parameter α. | 1. A method for determining an estimate of fat within a volume of a subject comprising the steps of: a) generating a magnetic resonance image scan with a magnetic resonance image scanner that acquires the signal intensities of at least three echo signals emitted from a region of the volume, using a flip angle of 30°-70° or 70°-90°, and in response to an applied RF pulse, wherein the three echo signals are taken at a first opposing-phase echo time, a second opposing-phase echo time, and an in-phase echo time;b) determining a parameter α from the acquired signal intensities, a reflecting a fat signal fraction within the volume; andc) determining a fat volume fraction, f from the parameter α, using equation (3)α=kf(1+kf-f)(Equation⁢⁢3) where k is a constant greater than 1 and f is less than 1. 2. A method according to claim 1 and further comprising selecting k when the rate of change of α with respect to the fat volume fraction, f, is maximized to optimize the rate of change of α with respect to the fat volume fraction. 3. A method according to claim 2 wherein k is less than or equal to 10. 4. A method according to claim 1 wherein said scan was generated using a flip angle of 30°-70°. 5. A method according to claim 1 wherein a is determined by means of equation (1):α=IP-OP⁢⁢1⁡[exp⁡(TE⁢⁢1-TE⁢⁢2T⁢⁢2*)]2⁢⁢IPwhere T2* is determined according to equation (2):T⁢⁢2*=(TE⁢⁢3-TE⁢⁢1)ln⁡(OP⁢⁢1OP⁢⁢2)and where TE1 is the first opposing-phase echo time, TE2 the in-phase echo time, TE3 the second opposing-phase echo time, OP1 and OP2 are the signal intensities measured at the first and second opposing-phase echo times, TE1 and TE3, and IP is the signal intensity measured at the in-phase echo time. 6. A method according to claim 1 further comprising the step of correcting the signal intensities for background noise. 7. A method according to claim 6 wherein the signal intensities are corrected by subtracting the background noise signal intensities in quadrature. 8. A method according to claim 6 wherein the signal intensities are corrected for background noise by determining the parameter α by means of equation (1′):α=IPT-OP⁢⁢1T⁡[exp⁡(TE⁢⁢1-TE⁢⁢2T⁢⁢2*)]2⁢⁢IPTwhere T2* is determined according to equation (2′):T⁢⁢2*=(TE⁢⁢3-TE⁢⁢1)ln⁡(OP⁢⁢1TOP⁢⁢2T)and OP1T, IPT and OP2T are the true signal intensities in the absence of noise in regions-of-interest in the first opposed-phase, in-phase and second opposed-phase images, wherein the true signal intensity, ST, is determined as follows: ST=√{square root over (SM2−NM2)}where:ST is the true signal intensity within the region-of-interest corrected for background noise levels, SM is the measured signal intensity within the region-of-interest in the magnitude MR image and NM is the measurement of the background noise levels in the magnitude image in an area free of image artefacts and structured noise. 9. A method according to claim 6 wherein the background noise signal is determined by one or more of (i) the statistical mean... | Resonance Health Analysis Services Pty Ltd | A61B005/00 A61B005/055 G01R033/48 G01R033/56 G01R033/565
US10306135 | B2 | 2019-05-28 | Automatic detection by a wearable camera | 2017-02-13 | There is set forth herein a system including a camera device. In one embodiment the system is operative to perform image processing for detection of an event involving a human subject. There is set forth herein in one embodiment, a camera equipped system employed for fall detection. | 1. A camera device comprising: an image sensor;a memory;a processor;wherein the camera device is adapted to be wearable by a human subject in a manner that image data captured using the image sensor of the camera device represents surroundings of the human subject;wherein the camera device is configured so that while the camera device is worn by the human subject the camera device is operative to process images which are absent of a representation of the human subject and which are captured using the image sensor of the camera device for detection of an action of the human subject, the action being detected by performance of an image processing method that includes a comparison of a subsequently captured image which is absent of a representation of the human subject to an earlier captured image which is absent of a representation of the human subject; andwherein the camera device is operative to wirelessly transmit a message to an external destination responsively to the detection by the camera device of the action. 2. The camera device of claim 1, wherein the action is a fall. 3. The camera device of claim 1, wherein the camera device is configured so that when the camera device is worn by the human subject, the camera device is operative to discriminate, by the performance of the image processing method, between a fall by the human subject and a sitting down by the human subject. 4. The camera device of claim 1, wherein the camera device is configured so that when the camera device is worn by the human subject, the camera device is operative to discriminate, by the performance of the image processing method, between a fall by the human subject and a laying down by the human subject. 5. The camera device of claim 1, wherein the message includes one or image representing surroundings of the human subject. 6. The camera device of claim 1, wherein an image processing rate of the processor during performance of the image processing method is restricted from being slower than a frame rate of the camera device. 7. The camera device of claim 1, wherein the camera device for performing the comparison determines a Histogram of Oriented Gradients (HOG) for extraction of edge orientation features of the subsequently captured image and the earlier captured image. 8. The camera device of claim 1, wherein the camera device for performing the comparison determines a dissimilarity distance between the subsequently captured image and the earlier captured image. 9. The camera device of claim 1, wherein the comparison of the subsequently captured image to the earlier captured image includes a comparison between a current image and a key image. 10. The camera device of claim 1, wherein the camera device provides a count of actions of a common action type of the human subject. 11. A camera device comprising: an image sensor;a memory;a processor;wherein the camera device comprising the image sensor, the memory, and the processor is a wearable camera device ... | Syracuse University | A61B005/00 A61B005/11 H04N001/00 H04N007/18 H04N005/225 H04N005/232 G06F019/00
US10285599 | B2 | 2019-05-14 | Wearable hemodynamic sensor | 2016-01-07 | A wearable device and the accompanying method for the determination of continuous pulsatile BP are described. The absolute values can be obtained in the initial phase and how a transfer function can transform the BP-signal obtain at the finger or wrist to correct BP-values corresponding to the brachial artery and at heart level. The wearable device contains an orthostatic level-correcting element, which can measure the vertical distance between heart level and finger/wrist level, where the actual measurement takes places. The wearable device may be in the form of a ring, a watch, or a bracelet. Further, the wearable device has elements for wirelessly transmitting signals to host devices such as a smart phone, tablet or other computers. | 1. A method for the continuous non-invasive measurement of hemodynamic parameters within a wearable device comprising: measuring a photoplethysmographic signal disposed on a body part containing an artery using a photoplethysmographic system having:at least one light source; andat least one light detector generating the photoplethysmographic signal;wherein the contact pressure of the photoplethysmographic system can be varied by an actuator;wherein the movement of the actuator and the contact pressure is controlled by a control system using at least a part of the photoplethysmographic signal;wherein the true pulsatile BP-signal and further calculated hemodynamic parameters are derived from the contact pressure and the photoplethysmographic signal;wherein the hemodynamic parameters are further derived from a transfer function; andwherein at least one of different modes of operation A to C is implemented: a mode A for continuous measurement of hemodynamic parameters, wherein the contact pressure is adjusted by the control system and the actuator according to mean arterial pressure multiplied by a constant factor, and wherein the transfer function is applied to the photoplethysmographic signal and the contact pressure;a mode B for the initialization of the continuous measurement of hemodynamic parameters, wherein the contact pressure is adjusted by the control system and the actuator to different pressure levels,wherein the amplitude of the photoplethysmographic signal is determined,wherein mean blood pressure is determined at the contact pressure, where coevally the highest amplitude of the photoplethysmographic signal is measured, andwherein the mean blood pressure multiplied by a constant factor is used as the starting point for the measurement modus; andan idle mode C wherein the contact pressure is adjusted to a constant pressure around 30-40 mmHg, wherein the system waits for user interaction in order to bring the system in initialization and further into the measuring mode,wherein the photoplethysmographic signal is measured for obtaining heart rate, andwherein the system can be further brought in initialization and thereafter into the measuring mode if heart rate increases over or decreases under a predefined threshold. 2. The method of claim 1 wherein contact pressure is measured by a pressure sensor. 3. The method of claim 1 wherein the hemodynamic parameters are corrected to heart level using an orthostatic level-correcting element. 4. The method of claim 3 wherein the orthostatic level-correcting element comprises a fluid filled hose between the photoplethysmographic system and heart level; wherein the hose is filled with a fluid having a density similar to that of blood;wherein the hose is closed on one end with a freely floating membrane;wherein the hose is closed on the other end with a pressure sensor; andwherein the pressure obtained from this heart level pressure sensor is used for heart level correction. 5. The method of claim... | CNSYSTEMS MEDIZINTECHNIK AG | A61B005/02 A61B005/0225 A61B005/021 A61B005/1455 A61B005/00 A61B005/022 A61B005/024 A61B005/029 A61B005/11
US10285665 | B2 | 2019-05-14 | Ultrasound diagnosis apparatus and method and computer-readable storage medium | 2015-06-15 | Provided are an ultrasound diagnosis apparatus and a method of operating the ultrasound diagnosis apparatus that are capable of efficiently controlling screens of a plurality of displays. The ultrasound diagnosis apparatus includes: a first display configured to display first images in a first image layout; a second display configured to display second images in a second image layout; a user input unit configured to receive an input for selecting at least one from among the first images; and a controller configured to control displaying of at least one selected from the second images and the at least one selected image on the second display in a third image layout. | 1. An ultrasound diagnosis apparatus comprising: at least one memory storing instructions;a first display configured to display first images including an ultrasound image based on divided regions of a first screen of the first display according to a first image layout;a second display that is a different device from the first display and is configured to display second images based on divided regions of a second screen of the second display according to a second image layout; anda controller configured to execute the stored instructions to: receive, by the first display, an input of tapping and dragging a first medical image, among the first images, that is displayed in a first region of the first screen among the divided regions of the first screen, towards the second display,control, in response to the input, displaying the first medical image in a first region of the second screen, reducing the second images to fit in a region other than the first region of the second screen and displaying the reduced second images in the region according to a third image layout, andcontrol enlarging a second medical image, among the first images, that is displayed in a second region of the first screen to fit in the first region and the second region of the first screen, and displaying the second medical image in the first region and the second region of the first screen according to a fourth image layout. 2. The ultrasound diagnosis apparatus of claim 1, wherein in the first image layout, the first images are superimposed on one another. 3. The ultrasound diagnosis apparatus of claim 2, wherein the first images comprise at least one selected from a Doppler image, a color Doppler image, an elasticity image, a photoacoustic image, an image using contrast medium, and a fusion image. 4. The ultrasound diagnosis apparatus of claim 1, wherein the controller is further configured to execute the stored instructions to set the third image layout so that at least some of the second images and the first medical image are superimposed on one another. 5. The ultrasound diagnosis apparatus of claim 1, wherein the controller is further configured to execute the stored instructions to set the third image layout so that at least some of the second images and the first medical image are not superimposed on one another. 6. The ultrasound diagnosis apparatus of claim 1, wherein the controller is further configured to execute the stored instructions to set the third image layout so that an entire screen of the second display is filled with the second images and the first medical image. 7. The ultrasound diagnosis apparatus of claim 1, wherein the first medical image is an image of a region of interest (ROI) selected by a user from at least one of the first images. 8. The ultrasound diagnosis apparatus of claim 1, wherein the first images are thumbnail images, and wherein the first medical image is at least one of the thumbnail images. 9. The ultrasound diagnosis apparatu... | SAMSUNG MEDISON CO., LTD. | A61B008/00 A61B005/00
US10289891 | B2 | 2019-05-14 | Optical biometric sensor having diffractive optical elements | 2016-03-31 | An optical sensor for imaging a biometric object includes: a cover layer transparent to light reflected off the biometric object; an optical layer, disposed below the cover layer, having a plurality of diffractive optical elements; and a sensing layer, having a plurality of sensing elements disposed below the optical layer, each of the sensing elements being configured to detect light from the biometric object. The plurality of diffractive optical elements of the optical layer are configured to direct light from the biometric object to the plurality of sensing elements. | 1. An optical sensor for imaging a biometric object, the optical sensor comprising: a cover layer transparent to light reflected off the biometric object;an optical layer, disposed below the cover layer, having a plurality of diffractive optical elements; anda sensing layer, having a plurality of sensing elements disposed below the optical layer, each of the sensing elements being configured to detect light from the biometric object;wherein each of the plurality of diffractive optical elements of the optical layer is configured to diffract and direct light from the biometric object to one or more of the plurality of sensing elements;wherein the plurality of diffractive optical elements comprises one or more binary zone plates. 2. The optical sensor according to claim 1, wherein each of the plurality of diffractive optical elements of the optical layer is configured such that light passing through the respective diffractive optical element is resolvable at only one sensing element of the plurality of sensing elements. 3. The optical sensor according to claim 1, wherein each of the plurality of diffractive optical elements of the optical layer is configured such that light passing through the respective diffractive optical element is resolvable at multiple sensing elements of the plurality of sensing elements. 4. The optical sensor according to claim 1, wherein the optical layer comprises a transparent substrate with an opaque patterned layer. 5. The optical sensor according to claim 1, further comprising: a light source, configured to provide the light which is reflected off the biometric object. 6. The optical sensor according to claim 1, wherein the biometric object is a fingerprint, and each of the plurality of diffractive optical elements corresponds to a respective subview or pixel of the fingerprint. 7. The optical sensor according to claim 1, wherein the distance between a top surface of the cover layer and the plurality of sensing elements is between 0.2 and 2.0 mm. 8. The optical sensor according to claim 1, wherein the plurality of diffractive optical elements of the optical layer are configured to generate constructive interference of light at the plurality of sensing elements. 9. An optical fingerprint sensor for imaging a fingerprint, wherein the optical fingerprint sensor comprises: a cover layer transparent to light reflected off the fingerprint;an optical layer, disposed below the optical layer, having a plurality of diffractive optical elements; anda sensing layer, having a plurality of sensing elements disposed below the optical layer, wherein each of the plurality of sensing elements are configured to detect light from the fingerprint;wherein each of the plurality of diffractive optical elements of the optical layer is configured to diffract and direct light from the fingerprint to one or more of the plurality of sensing elements; andwherein the plurality of diffractive optical elements comprises one or more binary zone ... | Synaptics Incorpated | G06K009/00 G02B027/42 G02B005/18 G02B027/30 A61B005/1172
US10285638 | B2 | 2019-05-14 | Methods and systems for medication monitoring | 2016-06-01 | A method of determining whether a patient has taken a dose of medication. The method includes including a first-pass tracer substance with at least one dose of the medication. The first-pass tracer substance is detectable in a body of the patient using a sensor. In addition, the first-pass tracer substance has a short half-life at the site of detection in the body. Further, processing circuitry determines that the patient has taken the dose of medication when the first-pass tracer substance is detected using the sensor at a time after a scheduled medication administration. | 1. A method of determining whether a patient has taken a dose of medication, the method comprising: a) including a first-pass tracer substance with at least one dose of the medication, the first-pass tracer substance being detectable in a body of the patient using a sensor, and the first-pass tracer substance having a short half-life at the site of detection in the body;b) determining, using processing circuitry, that the patient has taken the dose of medication when the first-pass tracer substance is detected using the sensor at a time after a scheduled medication administration;c) recording, using the processing circuitry, at the scheduled medication administration, at least one image of the patient taking the dose of the medication; andd) determining, using the processing circuitry, with an increased probability that the patient has taken the dose of medication when the first-pass tracer substance is detected by the sensor and the detection correlates with the at least one image. 2. The method of claim 1, further comprising: verifying that the sensor was in contact with the patient at the time of detecting the first-pass tracer substance. 3. The method of claim 1, wherein the sensor is a transcutaneous spectrophotometer. 4. The method of claim 1, further comprising: detecting, using the sensor, the first-pass tracer in an exhaled breath of the patient. 5. The method of claim 1, further comprising: detecting, using the sensor, the first-pass tracer when the sensor is connected to the patient at the time the dose was taken. 6. A method of determining whether a patient has taken a dose of medication, the method comprising: a) including a first-pass tracer substance with at least one dose of the medication, the first-pass tracer substance being detectable in a body of the patient using a sensor, and the first-pass tracer substance having a short half-life at the site of detection in the body;b) determining, using processing circuitry, that the patient has taken the dose of medication when the first-pass tracer substance is detected using the sensor at a time after a scheduled medication administration;c) including a second first-pass tracer substance with at least one second dose of the medication, the second tracer substance being detectable in the body of the patient using the sensor, and the second first-pass tracer substance having a short half-life at the site of detection in the body by the sensor;d) detecting, using the sensor, the second first-pass tracer substance at a time after the medication dose containing the second first-pass tracer substance should have been taken by the patient;e) recording, using the processing circuitry, at the time that the patient takes a dose of the medication, a unique indicator of the dose of medication indicating that the dose of medication contains the first-pass tracer substance or the second first-pass tracer substance;f) matching, using the processing circuitry, a result of the detection by the se... | CONTINUOUS PRECISION MEDICINE | H05B033/00 A61B005/00 G06N005/04 G01J003/42 G01N033/15 G01N033/497 A61B005/024 A61B005/053 A61J007/00 G16H050/20 G06F019/00 G06N003/00 G06N003/04 G06N003/12 A61B005/08 A61B005/16
US10299680 | B2 | 2019-05-28 | Device for acquiring physiological variables measured in a body | 2017-11-15 | An eavesdropping arrangement for acquiring a measured physiological variable of an individual includes a receiver and a communication interface in a housing separate from the receiver. The communication interface is positioned along a communication link between a first sensor, which is configured to measure aortic blood pressure and to provide a signal representing measured aortic blood pressure, and a central monitoring device configured to monitor the measured aortic blood pressure. The communication interface includes a connection to the communication link that permits the communication interface to eavesdrop on the signal representing measured aortic blood pressure such that information representing measured aortic blood pressure is sent to the receiver while allowing the central monitoring device to receive and use the signal representing measured aortic blood pressure. | 1. A system comprising: a receiver configured to wirelessly receive both (i) a signal representing a measured aortic blood pressure value measured by an aortic pressure sensor, and (ii) a signal representing a measured distal blood pressure value measured by a distal pressure sensor, the receiver comprising a processor configured to calculate a metric indicating an extent of a stenosis in a blood vessel, the metric being based on at least the measured aortic blood pressure value and the measured distal blood pressure value, and a display configured to display said metric;a communication interface configured to (i) receive a signal representing the measured aortic blood pressure value from the aortic pressure sensor via a wired connection between the aortic pressure sensor and the communication interface, (ii) provide a signal representing the measured aortic blood pressure value to a monitoring device via a wired connection between the communication interface and the monitoring device without changing the measured aortic blood pressure value, and (iii) provide a signal representing the measured aortic blood pressure value to the receiver via a wireless connection between the communication interface and the receiver,wherein the wired connection between the aortic pressure sensor and the communication interface comprises a standard communication cable for connecting the aortic pressure sensor to the monitoring device, andwherein the communication interface comprises an input connector configured to connect with an output connector of the standard communication cable that is also directly connectable to the monitoring device. 2. The system of claim 1, further comprising a control unit configured to (i) receive the signal representing the measured distal blood pressure value via a connection between the distal pressure sensor and the control unit, and (ii) send a signal representing the measured distal blood pressure value to the receiver via a wireless connection between the control unit and the receiver. 3. The system of claim 2, wherein the control unit is further configured to send the signal representing the measured distal blood pressure value to the monitoring device via a wireless connection between the control unit and the monitoring device. 4. The system of claim 3, wherein the signal sent by the control unit to the monitoring device is in a format that complies with an ANSI/AAMI BP-22 standard. 5. The system of claim 2, wherein the control unit is further configured to send the signal representing the measured distal blood pressure value to the monitoring device via a wired connection between the control unit and the monitoring device. 6. The system of claim 5, wherein the signal sent by the control unit to the monitoring device is in a format that complies with an ANSI/AAMI BP-22 standard. 7. The system of claim 1, wherein the communication interface includes at least one battery for supply of power. 8. The system of claim 7, where... | ST. JUDE MEDICAL COORDINATION CENTER BVBA | A61B005/02 A61B005/00 A61B005/0215 A61B005/0205 A61B005/021 A61B005/026
US10299912 | B2 | 2019-05-28 | Intraocular lens having input and output electronics | 2017-05-11 | Systems and methods involving an intraocular implant with input and/or output electronics are described. In some embodiments, the system includes an intraocular lens having at least one optic operably coupled to a haptic, one or more input electronics on the haptic and/or the optic; and one or more output electronics on the haptic and/or the optic for receiving and/or transmitting data. | 1. An implantable intraocular lens, comprising: an optic;a haptic operably connected to the optic;a camera comprising a camera lens attached to the haptic;a power source;a display on the optic; anda communications module configured to transmit and receive information with respect to an external device. 2. The implantable intraocular lens of claim 1, wherein the intraocular lens is a pseudophakic lens. 3. The implantable intraocular lens of claim 1, wherein the intraocular lens is an accommodating lens. 4. The implantable intraocular lens of claim 1, wherein the intraocular lens is a phakic lens. 5. The implantable intraocular lens of claim 1, comprising a plurality of optics. 6. The implantable intraocular lens of claim 1, wherein the camera comprises a video camera. 7. The implantable intraocular lens of claim 1, wherein the display is centered on the optic. 8. The implantable intraocular lens of claim 1, wherein the display is off-centered on the optic. 9. The implantable intraocular lens of claim 1, further comprising a GPS chip. 10. The implantable intraocular lens of claim 1, further comprising a RFID chip. 11. The implantable intraocular lens of claim 1, wherein the power source is wirelessly rechargeable via an external source. 12. An implantable intraocular lens, comprising: an optic;a haptic operably connected to the optic;a camera comprising a camera lens attached to the haptic;a power source; anda display on the optic configured to overlay graphics in a user's physical view. 13. The implantable intraocular lens of claim 12, further comprising a light sensor. 14. The implantable intraocular lens of claim 12, further comprising a pressure sensor. 15. The implantable intraocular lens of claim 12, further comprising a sensor configured to provide input to a processor configured to turn the display on or off. 16. The implantable intraocular lens of claim 12, wherein the graphics comprise augmented reality graphics. 17. An implantable intraocular lens system, comprising: a plurality of intraocular lenses, each intraocular lens comprising an optic; a haptic operably connected to the optic; a camera comprising a camera lens attached to the haptic; a power source; and a display on the optic configured to overlay graphics in a user's physical view; anda processor configured to receive signals from each camera of each of the plurality of intraocular lenses and send image data signals to each display of each of the plurality of intraocular lenses. 18. The system of claim 17, wherein the processor is configured to send the same image data signal to each display of each of the plurality of intraocular lenses. 19. The system of claim 17, wherein the processor is configured to send a different image data signal to each display of each of the plurality of intraocular lenses. | Strathspey Crown LLC | A61F002/16 A61B005/00 A61B005/11 A61F002/14
US10278636 | B2 | 2019-05-07 | Near-infrared spectrum imaging system and method for diagnosis of depth and area of burn skin necrosis | 2015-01-09 | A near-infrared spectrum imaging system for diagnosis of the depth and the area of burn skin necrosis comprises a spectrum imager and a computer controlled system. The spectrum imaging system comprises a light source (101), an optical lens (102), a filter (103), a driving controller (105a, 105b, 104), and a CCD camera (106). The filter (103) uses a wide-spectrum liquid crystal tunable filter (LCTF) or an acousto-optic tunable filter (AOTF) that obtain 1100-2500 nm waveband spectral signals of burn skin necrosis tissue of a target region. A compute controlled system is internally provided with a universal module, a data module, a spectrum correction module, a spectrum matching module, and a burn wound three-dimensional synthesizing module. The spectrum imager obtains spectral image data of burn skin necrosis tissue of a target region and inputs the data into the computer controlled system, and the computer controlled system performs image analysis and processing of the data; the depth and the area of burn of the target region can be obtained by means of spectral matching and recognition on a spectral reflectance curve corresponding to each image pixel in an spectral image and a standard spectral reflectance curve in a burn skin necrosis spectral database in a data module, and the data is synthesized into a three-dimensional image for display. | 1. A near-infrared spectrum imaging system for diagnosis of the depth and the area of burn skin necrosis comprising a spectrum imager and a computer controlled system, characterized in that: the spectrum imager comprises a light source, an optical lens, a filter, a driving controller, and a CCD camera; the filter uses a wide-spectrum liquid crystal tunable filter (LCTF), which obtains spectral signals of 1100-2500 nm waveband;the computer controlled system is internally provided with a universal module, a data module, a spectrum correction module, a spectrum matching module, and a burn wound three-dimensional synthesizing module;the near-infrared spectrum imaging system obtains spectral image data of burn skin necrosis tissue of a target region by the spectrum imager, inputs the data into the computer controlled system, and the computer controlled system performs image analysis and processing, that is, firstly spectrum correction is performed by means of the spectrum correction module, and spectral matching and recognition is performed by means of the spectrum matching module on a spectral reflectance curve corresponding to each image pixel in an corrected spectral image and a standard spectral reflectance curve of a burn skin necrosis spectral database in a data module, the depth and the area of burn of the target region are obtained, and finally a three-dimensional image of the target region is synthesized by the burn wound three-dimensional synthesizing module and is displayed by a display device;the standard spectral reflectance curve in a burn skin necrosis spectral database and burn depth in the pathology database have one to one matching relationship, features of the spectral reflectance curves of burn skin necrosis in 1100-2500 nm waveband are used to quantify necrotic signal of burn skin, and the necrotic signal and pathological data are correlated, so that the standard spectral reflectance curve in a burn skin necrosis spectral database is matched with burn depth in pathological database, each standard spectral curve in the burn skin necrosis spectral database represents a burn depth;wherein, the wide-spectrum liquid crystal tunable filter (LCTF) is a multistage cascaded structure, including: a set of electronically controlled liquid crystal wave plates, a set of fixed phase retarder and a set of polarizers; the polarizers, the electronically controlled liquid crystal wave plates and the fixed phase retarders are arranged in parallel with each other, interval stacked, to form multistage. 2. The near-infrared spectrum imaging system of claim 1, characterized in that a fixed phase retarder can be set in the first stage of the multistage cascaded structure; wherein the transmitted polarized light directions of all the polarizers are parallel to each other, the fast axis directions of all electronically controlled liquid crystal wave plates and transmitted polarized light directions of all the polarizers are at an angle of 45°; the electro... | BEIJING HEFENGLIANKANG INVESTMENT MANAGEMENT LTD | A61B006/00 A61B005/00
US10299710 | B2 | 2019-05-28 | Organism optical measurement device | 2009-07-21 | An organism optical measurement device having a light transmitter/receiver control unit for obtaining measurement data concerning brain activities and a measurement data display control unit for displaying the measurement data. The organism optical measurement device is further provided with a head surface appearance image acquiring unit for acquiring a head surface appearance image of a subject, a head surface appearance image display control unit for displaying the head surface appearance image, and a measurement-related position calculating unit for calculating the measurement-related position in the head surface appearance image from which the measurement data is obtained when an input device specifies the positions in the head surface appearance image corresponding to the positions of a light transmitting probe and a light receiving probe disposed on the head surface of the subject. The measurement data display control unit displays the measurement data in the measurement-related position in the head surface appearance image. | 1. An organism optical measurement device, comprising: a light transmitting/receiving unit having a number of light transmitting probes configured to be disposed on a surface of a head of a subject and a number of light receiving probes configured to be disposed on the surface of the head;a camera which captures an image of the surface of the head on which no light transmitting probes and light receiving probes are disposed; anda processor configured to: receive, from the camera, the image of the surface of the head on which no light transmitting probes and light receiving probes are disposed, the image being captured before the light transmitting probes and the light receiving probes are disposed on the surface of the head of the subject;control a display to display the received image of the surface of the head on which no light transmitting probes and light receiving probes are disposed;receive a designation of positions on the image of the surface of the head, the positions corresponding respectively to positions where the light transmitting probes and the light receiving probes are attached on the head;calculate, for each combination of a light transmitting probe and a light receiving probe of the transmitting/receiving unit, a middle point of a shortest line connecting a designated position corresponding to the light transmitting probe of the combination and a designated position corresponding to the light receiving probe of the combination on the image of the surface of the head;obtain measurement data on brain activities by controlling said light transmitting probes and said light receiving probes so that said light transmitting probes irradiate the surface of the head with light and said light receiving probes detect light emitted from the surface of the head;control the display to display, for each combination of the light transmitting probe and the light receiving probe, the measurement data at the corresponding middle point on the image of the surface of the head; andmonitor a change in blood flow in the respective measurement sites based on the obtained measurement data in order to diagnose abnormality of tissue of a living body. 2. The organism optical measurement device according to claim 1, said measurement data is data showing a chronological change in the concentration of hemoglobin. 3. The organism optical measurement device according to claim 1, further comprising image data storage for storing the image of the surface of the head on which no light transmitting probes and light receiving probes are disposed. 4. An organism optical measurement method comprising: receiving an image of a surface of a head of a subject on which no light transmitting probes and no light receiving probes are placed, the image being captured before light transmitting probes and light receiving probes are placed on the surface of the head of the subject;placing a light transmitting/receiving unit having light transmitting probes and light receiving ... | SHIMADZU CORPORATION | A61B005/1455
US10292579 | B2 | 2019-05-21 | Method and apparatus for fitting a visual prosthesis using electrically evoked electroretinograms | 2011-12-05 | The invention is a method of automatically adjusting a retinal electrode array to the neural characteristics of an individual patient. By recording electrically evoked electroretinograms (eERG) to a predetermined input stimulus, one can alter that input stimulus to the needs of an individual patient. A minimum input stimulus is applied to a patient, followed by recording the eERG response to the input stimulus. By gradually increasing stimulus levels, one can determine the minimum input that creates a neural response, thereby identifying the threshold stimulation level. One can further determine a maximum level by increasing stimulus until a predetermined maximum neural response is obtained. However, eERG signals include a significant amount of noise. Applicants have developed novel techniques for artifact reduction and noise filtering to provide an accurate measure of neural activity. | 1. A method of fitting an implantable neural stimulator comprising: a. providing an implantable neural stimulator including electrical components and an array of electrodes suitable to stimulate visual neurons within an eye and suitable to be implanted in the eye;b. providing a computer, the computer completing steps c through m under automatic control of the computer;c. stimulating the visual neurons with a series of electrical stimulation signals through a selected subset of the array of electrodes to the eye;d. using an electroretinogram to record levels of measured neural activity induced by the step of stimulating the visual neurons to produce electroretinogram signals of the measured neural activity;e. filtering the electroretinogram signals to remove signals from eye movement or pupil responses;f. applying a wavelet transform to the electroretinogram signals to filter out any electroretinogram artifacts caused by the electrical components in the implantable neural stimulator;g. discarding the electroretinogram signals with large artifacts;h. averaging epochs in the electroretinogram signals;i. comparing each level of the neural activity measured by the electroretinogram to the stimulation signals;j. determining a relationship between the stimulation signals and each level of the neural activity measured by the electroretinogram;k. repeating steps c-j for different selected subsets of the array of electrodes;l. determining and storing desired levels of stimulation based upon the comparison of the level of the neural activity measured by the electroretinogram and a stimulation level of the stimulation signals; andm. stimulating the visual neurons in the eye with the implantable neural stimulator to induce the perception of vision based on the desired levels of stimulation. 2. The method according to claim 1, further comprising detecting neural activity in a fellow eye using the electroretinogram and subtracting the neural activity measured by the electroretinogram in the fellow eye from the neural activity measured by the electroretinogram in the eye, wherein the fellow eye does not have the implantable neural stimulator. 3. The method according to claim 1, wherein the step of stimulating the visual neurons includes increasing the electrical charge of the electrical stimulation signals until the neural activity, measured by the electroretinogram, is detected. 4. The method according to claim 1, wherein said step of stimulating the visual neurons includes decreasing the electrical stimulation signals when a predetermined level of the neural activity, measured by the electroretinogram, is reached. 5. The method according to claim 1, further comprising analysis of the delay period between the step of stimulating the visual neurons and the measuring of the neural activity by the electroretinogram, wherein the delay period varies according to a level of input stimulus, and this variation is used in the fitting process. 6. The method accordin... | Second Sight Medical Products, Inc. | A61B003/00 A61N001/36 A61B005/0496
US10292620 | B1 | 2019-05-21 | Stereo imaging acquisition by lens translation | 2013-01-09 | A stereo-imaging device that operates by translating a single lens in front of an exposed imaging sensor, or translating one of the objective lens group for higher image quality. The device and method is used as a surgical instrument guide. An objective lens with a translating lens part can directly attached in front of a camera with an exposed sensor or an endoscopic circuit with an exposed imaging fiber bundle surface to capture/record the image shift generated by the lens translation. The stereo-imaging device can realize a camera which can swing back and forth from regular 2D image capturing mode to the stereo mode to capture images for 3D viewing, or a switchable stereo endoscope without size increases of multiple imaging systems to be used for periodical 3D inspections. | 1. A method for tracking a surgical instrument during internal surgery, the method comprising: providing a video sensor configured to image an observed area containing at least a portion of the surgical instrument and an area around the surgical instrument;directing light from the observed area through a lens to the video sensor, wherein the lens is at a first linear extent and wherein the video sensor captures a first image;translating the lens in a linear direction to a second linear extent, wherein δ is a lens translating distance defined by a distance between the first linear extent and the second linear extent;directing light from the observed area through the lens at the second linear extent to the video sensor, wherein the video sensor captures a second image;processing the first image and the second image to estimate a position of the surgical instrument relative to the area around the surgical instrument, wherein the track of the surgical instrument is based upon the position estimate; andestablishing the track of the surgical instrument based upon the position estimate, andwherein an image shift Δ between the first image and the second image is equal to δ×(γ+1) where γ is a magnification of an object related to a distance of the object from the lens. 2. The method according to claim 1, wherein processing the first image and the second image to estimate a position comprises processing the first image and the second image to produce a stereo image of the observed area and establishing the track of the surgical instrument comprises viewing the stereo image. 3. The method according to claim 1, wherein the lens is housed in a device attached to the surgical instrument. 4. The method according to claim 1, wherein processing the first image and the second image to estimate a position of the surgical instrument comprises: calculating a shift value for a reference point on an object within the observed area between the first image and the second image; andcalculating a distance to the object based on the shift value. 5. The method according to claim 4, further comprising: providing an alert based on the calculated distance. 6. A method for tracking a surgical instrument during internal surgery, the method comprising: providing a surgical instrument;providing a surgical instrument guide attached to the surgical instrument; wherein the surgical instrument guide has a MEMS translation lens optical system providing an image shift;providing a video sensor configured to image an observed area containing at least a portion of the surgical instrument and an area around the surgical instrument;directing light from the observed area through the MEMS translation lens optical system to the video sensor, wherein the MEMS translation lens optical system is at a first linear extent and wherein the video sensor captures a first image;translating the MEMS translation lens optical system in a linear direction to a second linear extent;directing light from th... | THE REGENTS OF THE UNIVERSITY OF CALIFORNIA OPTECH VENTURES, LLC | A61B001/00 A61B005/06 H04N013/211 A61B005/00
US10278646 | B2 | 2019-05-07 | Measuring myocardial physiological parameters | 2015-10-29 | A method for measuring a myocardial physiologic parameter according to an embodiment includes placing an at least partially convex portion of a spectral sensor against an intercostal space of a human over a heart of the human and measuring the physiologic parameter of a myocardium of the heart with the spectral sensor over time during an emergency medical event. The spectral sensor may be configured to determine and visually display a suggested position adjustment for directing the spectral radiation more directly toward the tissue of interest (e.g. the myocardium), and/or for placing the operative elements of the spectral sensor closer to the tissue of interest (e.g. the myocardium). | 1. A system for determining an effectiveness of non-invasively measuring a physiologic status of a myocardium of a patient, the system comprising: a probe having a housing, wherein the housing is shaped to conform to a general shape of an indentation of an intercostal space of the patient;an optical spectroscope, at least partially disposed within the housing, the optical spectroscope comprising at least one light source capable of emitting light at a range of wavelengths, a wavelength-sensitive sensor capable of detecting light intensity, at two or more distinct wavelengths, of light scattered and/or reflected by tissue of the myocardium; anda processor communicably coupled to a memory, the memory including instructions that, when executed by the processor, cause the processor to (1) receive light intensity measurements from the optical spectroscope, (2) determine a first magnitude of effectiveness of determining the physiologic status of the myocardium of the patient, (3) calculate positional information associated with the first magnitude of effectiveness, (4) determine a second magnitude of effectiveness of determining the physiologic status of the myocardium of the patient, (5) calculate positional information associated with the second magnitude of effectiveness, (6) compare the first magnitude of effectiveness with the second magnitude of effectiveness, and (7) direct the user, based on the comparison, to place the probe in an optimal position using directional commands to the user. 2. The system of claim 1, wherein the housing has a generally convex outer profile to facilitate maintaining substantially continuous surface contact between the housing and the intercostal space when the housing is rotated. 3. The system of claim 1, wherein the first magnitude of effectiveness is based on an effectiveness of the at least one light source in illuminating the tissue of the myocardium. 4. The system of claim 1, wherein the memory further includes instructions that, when executed by the processor, cause the processor to cause a first indication to be communicated to the user, wherein the first indication indicates the first magnitude of effectiveness. 5. The system of claim 4, wherein the first indication is communicated using at least one of a visual display, an audio tone, a verbal communication, and a haptic vibration of the probe. 6. The system of claim 1, wherein the memory further includes instructions that, when executed by the processor, cause the processor to cause a second indication to be provided to the user, wherein the second indication indicates which of the first and second magnitudes of effectiveness is larger. 7. The system of claim 6, wherein the second indication is communicated using at least one of a visual display, an audio tone, a verbal communication, and a haptic vibration of the probe. 8. The system of claim 1, wherein the probe contains at least one inertial sensor. 9. The system of claim 8, wherein the inertial... | ZOLL MEDICAL CORPORATION | A61B005/00 A61N001/04 A61B005/0402 A61B005/02 A61B005/145 A61N001/39
US10285640 | B2 | 2019-05-14 | Process and method for fabricating wearable and flexible microfluidic devices and systems | 2016-10-21 | A new fabrication process for flexible and wearable microfluidic channel structures and devices is provided. Microfluidic channel structures and devices can be printed on textiles and in particular on flexible fabrics, such as clothing, for applications in wearable microfluidic sensors and systems. The wearable and flexible microfluidic devices are fabricated from water-insoluble plastisol polymers, which may be screen-printable, and sheets of paper may be used as a sacrificial substrate during production. | 1. A flexible microfluidic channel structure comprising: a bottom plastisol layer coated on a textile substrate;at least one microfluidic channel layer comprising a plastisol layer patterned with at least one microfluidic channel, and bonded to said bottom plastisol layer for sealing said at least one microfluidic channel along said bottom plastisol layer; anda top plastisol layer comprising at least one microfluidic inlet and at least one microfluidic outlet, and bonded to said at least one microfluidic channel layer,wherein said at least one microfluidic inlet and said at least one microfluidic outlet are fluidly connected to said at least one microfluidic channel, permitting a fluid to flow into said at least one microfluidic channel layer from said microfluidic inlet of said top plastisol layer, through said microfluidic channel, and out through said microfluidic outlet of said top plastisol layer. 2. The flexible microfluidic channel structure according to claim 1, wherein said textile substrate comprises at least one of: a flexible fabric, a flexible mesh, and a flexible film substrate. 3. The flexible microfluidic channel structure according to claim 1, wherein said plastisol comprises a thermoplastic polymer. 4. The flexible microfluidic channel structure according to claim 1, wherein at least one of said at least one microfluidic channel layer and said top plastisol layer are thermal fusion bonded to at least one of said bottom plastisol layer and said at least one microfluidic channel layer. | Simon Fraser University | B32B003/10 A61B005/00 B32B003/26 B32B003/30 B32B005/02 B32B027/12 B32B027/30 A61B005/15
US10292655 | B2 | 2019-05-21 | Device configured to position a sensor at an Abreu brain thermal tunnel terminus | 2016-03-09 | Devices, apparatuses, and systems configured to assist in the location of an ABTT terminus and then to measure the temperature of the ABTT terminus. | 1. A device configured to position a sensor on a human face, the device comprising: a face support configured to be positioned on and secured to the human face;a handle attached to the face support at a first connection, the handle being configured to be held by a user to apply pressure on the face support;a temperature sensor support attached to the face support at a second connection, the second connection being configured to movably support the temperature sensor support on the face support; anda temperature sensor positioned on the temperature sensor support in a location for measuring temperature on the human face. 2. The device of claim 1, wherein the temperature sensor support is slidably positioned on the face support. 3. The device of claim 1, wherein the temperature sensor support is rotatably positioned on the face support. 4. The device of claim 3, wherein the location for measuring temperature is a left Abreu brain thermal tunnel (ABTT) terminus and a right ABTT terminus, and the temperature sensor support is rotatable to position the temperature sensor on or adjacent to the left ABTT terminus and rotatable to move the temperature sensor from the left ABTT terminus to a position on or adjacent to the right ABTT terminus. 5. The device of claim 1, further including a transmitter to transmit temperature signals to a separate electronic device. 6. The device of claim 5, wherein the separate electronic device is one of a cell phone, a computer, a tablet, and a watch. 7. The device of claim 1, further including an indicator configured to provide a feedback when the temperature sensor is positioned on the location for measuring temperature. 8. The device of claim 1, wherein the temperature sensor is sized and dimensioned to interface with an Abreu brain thermal tunnel (ABTT) terminus. 9. The device of claim 1, wherein the handle and the temperature sensor support are positioned in a lateral side-by-side configuration. 10. The device of claim 9, wherein the handle and the temperature sensor support are positioned alongside each other in a vertically extending direction when the face support is positioned on the face. 11. The device of claim 1, wherein the face support is contoured to match a specific facial feature. 12. The device of claim 11, wherein the specific facial feature is a nose. 13. The device of claim 1, wherein the face support is secured to the human face by pressure. 14. The device of claim 1, wherein the face support is secured to the human face by adhesive. 15. A device configured to position a sensor on a human face, the device comprising: a face support configured to be positioned on and secured to the human face;a support arm including a handle configured to extend from the face support, the handle being configured to be held by a user to apply force on the face support;a temperature sensor support movably positioned on the support arm; anda temperature sensor positioned on the temperature sensor support in... | Geelux Holdings, Inc. | A61B005/00 A61B005/01
US10293152 | B2 | 2019-05-21 | Devices, systems, and methods for automated optimization of energy delivery | 2016-04-05 | Devices, systems, and methods for automated optimization of muscle stimulation energy. In some embodiments the disclosure optimizes stimulation parameters and/or stimulation location. | 1. An electrode pad adapted to be positioned on a subject, comprising: a thin, flexible, housing, comprising a plurality of electrodes; andat least one aperture adapted to align with an anatomical feature of the subject. 2. The electrode pad of claim 1, further comprising an adhesive backing. 3. The electrode pad of claim 1, the electrode pad adapted to be connected to a control unit. 4. The electrode pad of claim 1, wherein the aperture is disposed in a central region of the pad. 5. An electrode system adapted to be positioned on a subject, comprising: a first electrode pad comprising a thin, flexible, housing comprising a plurality of electrodes; anda second electrode pad;wherein the first electrode pad further comprises an alignment marker that indicates a proper position and orientation of the pad on a subject, wherein the alignment marker is adapted to align with a corresponding marker on the second electrode pad;wherein the first electrode pad and the second electrode pad are both configured to be positioned on the subject such that the electrodes on both the first electrode pad and the second electrode pad are in direct contact with the subject. 6. The electrode pad of claim 5, further comprising an adhesive backing. 7. The electrode pad of claim 5, the electrode pad adapted to be connected to a control unit. 8. The electrode pad of claim 5, wherein the marker comprises first and second extensions extending downward on first and second sides, respectively, of the pad. 9. The electrode pad of claim 5, wherein the marker comprises a difference in configuration of the pad between an inferior portion and a superior portion. 10. The electrode pad of claim 5, wherein the marker comprises an aperture in the electrode pad. | Sage Products, LLC | A61N001/04 A61B005/0492 A61H039/00 A61B005/00 A61N001/36 A61B090/00
US10292629 | B2 | 2019-05-21 | Method for measuring physiological parameters of physical activity | 2015-03-19 | The present disclosure generally relates to methods of using near infrared radiation, such as from a near infrared spectroscopy device, to monitor physical activity in a person. In one aspect, a method of measuring physiological parameters is provided. The method further includes determining a NIRS-derived measure of a tissue of a person using near infrared spectroscopy over a time period, associating the NIRS-derived measure to the time period to determine a function-related change, and associating the function-related change to a biomechanical function. | 1. A method of measuring physiological parameters, comprising: determining a NIRS-derived measure of a tissue using near infrared (NIR) radiation over a time period, the time period including a resting period and an active period, comprising: emitting NIR radiation from an optical sensor of an NIRS device into a tissue of a subject during the resting period and the active period;detecting radiation emitted from the tissue of the subject during the resting period and the active period with the optical sensor; andcalculating, based on the detected radiation, by one or more processors in communication with the NIRS device, the NIRS-derived measure for the resting period and the active period, wherein the NIRS-derived measure is oxygenation related data;associating the NIRS-derived measure as determined during the resting period to the NIRS-derived measure as determined during the active period to determine a function-related change;associating the function-related change to a biomechanical function, wherein the biomechanical function is incorporated into a time frame activity score;associating a change in intensity of the NIRS-derived measure over the time period to determine an occurrence and an intensity of the biomechanical function; anddisplaying the time frame activity score, the occurrence of the biomechanical function, or the intensity of the biomechanical function to a user. 2. The method of claim 1, wherein the function-related change is a function-related oscillation. 3. The method of claim 1, further comprising associating the function-related change to a biomechanical activity. 4. The method of claim 1, wherein the biomechanical function is a muscle contraction. 5. The method of claim 1, further comprising: associating the NIRS-derived measure as determined during the resting period to the NIRS-derived measure as determined during the active period to determine a background oscillation; andtransforming the NIRS-derived measure as determined during the active periods and the resting periods to exclude the background oscillation. 6. The method of claim 5, wherein the background oscillation is related to a heart rate. 7. The method of claim 1, wherein the NIRS-derived measure is the total hemoglobin [tHb]. 8. The method of claim 1, wherein the time frame activity score is calculated by adding all detected changes on the measured oxygenation data during a measured time from as compared to a baseline. 9. A method of measuring physiological parameters, comprising: determining a NIRS-derived measure of a tissue using near infrared (NIR) radiation over a time period, the time period including a resting period and an active period, comprising: emitting NIR radiation from an optical sensor of an NIRS device into a tissue of a subject during the resting period and the active period;detecting radiation emitted from the tissue of the subject during the resting period and the active period with the optical sensor; andcalculating, based on the ... | UNIVERSITY OF HOUSTON SYSTEM | A61B005/1455 A61B005/024 A61B005/145 A61B005/11 A61B005/00
US10293172 | B2 | 2019-05-21 | Method of connecting a wire to a feedthrough | 2017-04-04 | One aspect relates to a feedthrough system. The feedthrough system includes a feedthrough and a wire. At least a portion of the feedthrough is made of an insulator and at least one area forming an electrically conductive cermet pathway. The cermet pathway may include an electrically conductive metal. The wire may be at least partially connected to the cermet pathway so that the material of the wire forms a joint microstructure with the electrically conductive material in the cermet pathway. | 1. A feedthrough system comprising: a feedthrough, a wire, and an electrode outside the feedthrough, all introduced into a human or animal body;wherein the feedthrough comprises an insulator and an electrically conductive cermet pathway;wherein the cermet pathway comprises an electrically conductive metallic material;wherein the wire is arranged between the electrode and the cermet pathway;wherein the wire is at least partially connected to the cermet pathway so that the material of the wire forms a joint microstructure with the electrically conductive material in the cermet pathway such that the material of the cermet pathway and the material of the wire are at least partially mixed with each other, the joint microstructure characterized by the absence of an intervening conductive material between the material of the wire and the electrically conductive material in the cermet pathway;wherein the wire comprises a material selected from a group consisting of a platinum-iridium alloy and a nickel-cobalt-chromium alloy; andwherein the connection between the wire and the cermet pathway shows a tensile strength between 500 MPa and 1500 MPa. 2. The feedthrough system of claim 1, wherein the matrix of the material in the at least one area forming an electrically conductive cermet pathway comprises 30 to 90 percent by volume of a metal out of the group consisting of platinum, a platinum alloy, iridium, niobium, molybdenum, titanium, a titanium alloy, cobalt, zirconium, chromium, tantalum, a tantalum alloy, tungsten, a tungsten alloy. 3. The feedthrough system of claim 1, wherein the area forming the electrically conductive cermet pathway has a cross-sectional diameter of up to 5 mm. 4. The feedthrough system of claim 1, wherein the feedthrough comprises a plurality of electrically conductive cermet pathways, and wherein the wire comprises a plurality of wire leads, wherein different leads are connected to different cermet pathways, respectively. 5. The feedthrough system of claim 1, wherein the joint microstructure consists exclusively of the electrically conductive metallic material of the cermet pathway and of the material of the wire, and characterized by the absence of a solder. 6. An implantable medical device comprising: a feedthrough, a wire, and an electrode outside the feedthrough all introduced into a human or animal body;wherein the feedthrough comprises an insulator and an electrically conductive cermet pathway;wherein the cermet pathway comprises an electrically conductive metallic material;wherein the wire is arranged between the electrode and the cermet pathway; andwherein the wire is at least partially connected to the cermet pathway so that the material of the wire forms a joint microstructure with the electrically conductive material in the cermet pathway such that the material of the cermet pathway and the material of the wire are at least partially mixed with each other, the joint microstructure characterized by the absence of an... | Heraeus Deutschland GmbH & Co. KG | H05K005/02 A61N001/375 A61B005/00 B23K011/00 B23K020/00 B23K020/10 B23K026/22 H01B001/02 H05K005/00 B23K026/32 H01R043/02 B23K101/42 B23K103/16
US10278732 | B2 | 2019-05-07 | Transcutaneous analyte sensors, applicators therefor, and associated methods | 2016-10-20 | The present embodiments relate generally to systems and methods for measuring an analyte in a host. More particularly, the present embodiments provide sensor applicators and methods of use with activation that implant the sensor, withdraw the insertion needle, engage the transmitter with the housing, and disengage the applicator from the housing. Systems and methods according to present principles allow for such steps to occur without significant loss of spring force, and without deleterious effects such as seal slingshotting. | 1. An applicator for applying an on-skin sensor assembly to skin of a host, the applicator comprising: an applicator housing operatively coupled to a disposable housing, the disposable housing being configured to receive an electronics unit, and the electronics unit being configured to generate analyte information based on a signal from a sensor;an insertion assembly comprising an insertion member, the insertion member being configured to insert the sensor into the skin of the host;a first drive assembly containing a first amount of stored energy, the first drive assembly being configured to drive the insertion member in a distal direction during a first phase and in a proximal direction during a second phase; anda second drive assembly containing a second amount of stored energy, the second drive assembly being configured to drive the insertion member in the proximal direction,wherein the first drive assembly is configured to activate the second drive assembly while driving the insertion member in the proximal direction during the second phase. 2. The applicator of claim 1, wherein the drive assembly is self-reversing from the first phase to the second phase. 3. The applicator of claim 1, wherein the first drive assembly is configured to drive the insertion member in the proximal direction after the insertion member reaches an inserted position. 4. The applicator of claim 1, wherein the first drive assembly is configured to activate the second drive assembly in response to the first drive assembly reaching a trigger position during the second phase. 5. The applicator of claim 1, further comprising a resistance member, the resistance member being operatively coupled to the insertion assembly during the first phase, wherein the second drive assembly is configured to decouple the resistance member from the insertion assembly during the second phase. 6. The applicator of claim 5, wherein the second amount of stored energy is sufficient to decouple the resistance member from the insertion assembly. 7. The applicator of claim 1, wherein the insertion assembly comprises a cannula. 8. The applicator of claim 7, wherein a distal end of the insertion member extends distal of the cannula during the second phase. 9. The applicator of claim 7, wherein the insertion member is configured to travel through the cannula during the first phase. 10. The applicator of claim 7, wherein the resistance member is releasably coupled to a cannula. 11. The applicator of claim 7, wherein the cannula is fixed relative to the disposable housing as the insertion member moves distally. 12. The applicator of claim 1, wherein at least one of the first drive assembly and the second drive assembly is configured to convert rotational motion into linear motion. 13. The applicator of claim 1, wherein at least one of the first drive assembly and the second drive assembly includes a scotch yoke, a crank slider, a barrel cam, or a rack and pinion. 14. The applicator of claim... | DexCom, Inc. | A61B005/00 A61B017/34 A61B005/145 A61B017/00
US10292596 | B2 | 2019-05-21 | Method and system for visualization of heart tissue at risk | 2017-09-21 | Exemplified methods and systems facilitate presentation of data derived from measurements of the heart in a non-invasive procedure (e.g., via phase space tomography analysis). In particular, the exemplified methods and systems facilitate presentation of such measurements in a graphical user interface, or “GUI” (e.g., associated with a healthcare provider web portal to be used by physicians, researchers, or patients, and etc.) and/or in a report for diagnosis of heart pathologies and disease. The presentation facilitates a unified and intuitive visualization that includes three-dimensional visualizations and two-dimensional visualizations that are concurrently presented within a single interactive interface and/or report. | 1. A computer-implemented method for formatting a display to present summary information and visualizations of myocardial tissue that identifies myocardium at risk and/or coronary arteries that are blocked, the method comprising: generating, by one or more processors, for a graphical user interface or for a report, a plurality of graphical visualizations including a first graphical visualization and a second graphical visualization, from a data set that identifies myocardium at risk and coronary arteries that are blocked, the data set comprising a plurality of parameters each associated with a corresponding heart segment of a plurality of heart segments, wherein each of the heart segments correspond to an anatomical structure of the heart,wherein the first graphical visualization comprises: a first graphical element corresponding to a first three-dimensional visualization of myocardial tissue, wherein the first three-dimensional visualization of myocardial tissue comprises a plurality of surface areas each associated with a heart segment of the plurality of heart segments, andone or more second graphical elements that are overlaid over, or that replaces, a surface area of the plurality of surfaces areas of the first graphical element, the surface area corresponding a given heart segment having a parameter that identifies myocardium at risk, andwherein the second graphical visualization comprises: a third graphical element corresponding to a first two-dimensional visualization of the plurality of heart segments, the first two-dimensional visualization comprising a plurality of surfaces each corresponding to a segment of the plurality of heart segments, andone or more fourth graphical elements that are overlaid over, or that replaces, a surface of the plurality of surfaces of the third graphical element, the surface corresponding to the given heart segment having the parameter that identifies the myocardium at risk; andcausing, by the one or more processors, the plurality of graphical visualizations to be presented on a display of a computing device or to be stored as a report file. 2. The method of claim 1, comprising: generating, by the one or more processors, for the graphical user interface or for the report, a third graphical visualization and a fourth graphical visualization of the plurality of graphical visualizations, from a second data set that identifies myocardium at risk and coronary arteries that are blocked, the second data set comprising a second plurality of parameters associated with the plurality of heart segments,wherein the third graphical visualization comprises: a fifth graphical element corresponding to a second three-dimensional visualization of myocardial tissue, wherein the second three-dimensional visualization of myocardial tissue comprises a second plurality of surface areas associated with the plurality of heart segments, andone or more sixth graphical elements that are overlaid over, or that replaces, a second surfac... | Analytics For Life Inc. | G06K009/00 A61B005/01 A61B005/00 A61B005/02 A61B006/00 G16H050/20 G16H030/00 G06T019/20 A61B006/03 A61B005/053 A61B017/00 A61B005/026
US10292661 | B1 | 2019-05-21 | System, medical item including RFID tag, device reader, server and method for capturing medical data | 2018-12-07 | A system includes a plurality of RFID chips affixed to a medical item, a device reader such as a data collection engine device, and a server device. The data collection engine wirelessly transmits power to an RFID chips and receives first medical data from the RFID chip while the RFID chip is activated by the power receiver. The data collection engine generates a first message indicative of the first medical data to be sent to the server device. The server device can determine aspects of the medical item such as position and risk states based upon the first medical data. | 1. A system comprising: a medical item including a passive-type RFID tag, the passive-type RFID tag including: a controller configured according to instructions in memory to generate a message including identification information; andan antenna portion configured to transmit the message;a device reader communicating with the passive-type RFID tag, wherein the device reader comprises: a transceiver configured to receive the message from the passive-type RFID tag;a power transmission subsystem including a power source and an antenna arranged to wirelessly transmit power from the power source to the passive-type RFID tag;a controller operatively coupled to the transceiver; andone or more memory sources operatively coupled to the controller, the one or more memory sources including instructions for configuring the controller to generate one or more messages indicative of the identification information to be sent by the transceiver to a server device via a network connection;wherein the server device comprises: a transceiver configured to receive the one or more messages from the device reader;a controller operatively coupled to the transceiver; andone or more memory sources operatively coupled to the controller, the one or more memory sources including instructions for configuring the controller to associate the identification information of the passive-type RFID tag with the first medical item in a database. 2. The system of claim 1, wherein the controller of the passive-type RFID tag generates the messages by modulating an input impedance thereby causing modulation of an RF amplitude and phase reflected by the antenna portion. 3. The system of claim 1, wherein one or more memory sources operatively coupled to the controller of the RFID tag contains a total of at least 544 bits of memory. 4. The system of claim 1, wherein the medical item is a smart IV pump. 5. The system of claim 1, wherein the server device is further configured to store usage parameters associated with the medical item based upon the identification information in the database. 6. The system of claim 5, wherein the server device is further configured to track trends and usage patterns of the medical item based upon the stored usage parameters. 7. The system of claim 5, wherein the server device stores location information associated with the device reader and associates the location information with the medical item in database. 8. The system of claim 1, further comprising: a plurality of the medical items and a plurality of the device readers, wherein each of the plurality of the device readers communicates with one or more of the plurality of the medical items,wherein the server device receives the one or more messages from each of the plurality of device readers,wherein the server device stores location information associated with each of the plurality of device readers,wherein the controller is further configured to generate an alert when a predetermined number of the m... | Brain Trust Innovations I, LLC | A61B005/00 A61B005/01 A61B005/06 G06K007/10 G06N003/04 G06N003/08 G16H010/65 G16H040/20 G16H040/63 G16H050/20 G16H050/30 G06K019/077 G06F019/00
US10300259 | B2 | 2019-05-28 | Smart capsule with GI-tract-location-specific payload release | 2015-10-21 | A remotely activatable capsule. The capsule includes a housing that can be swallowed by a subject, an electrical energy reservoir having a first terminal and a second terminal positioned in the housing, a remotely activatable switch positioned in the housing and configured to be remotely activated, and a function-specific mechanism positioned in the housing and electrically coupled to the remotely activatable switch and to the electrical energy reservoir and configured to perform a function when the remotely activatable switch is activated. | 1. A remotely activatable capsule, comprising: a housing configured to be swallowed by a subject, the hosing comprising a main body and a detachable cap positioned at one end of the main body;an electrical energy reservoir having a first terminal and a second terminal disposed in the housing;a remotely activatable switch disposed in the housing and configured to be remotely activated, the remotely activatable switch is a magnetic switch having a first terminal and a second terminal, the first terminal of the magnetic switch coupled to the first terminal of the electrical energy reservoir, the magnetic switch configured to be i) open in a non-activation mode thereby providing an open circuit between the first and second terminals of the magnetic switch, and ii) closed in an activation mode when a magnetic field is applied thereby providing a closed circuit between the first and second terminals of the magnetic switch, wherein the magnetic field can be provided by an implanted magnet or by an externally worn magnet; a drug compartment containing a drug, the drug compartment disposed in the housing and electrically coupled to the remotely activatable switch and to the electrical energy reservoir and configured to release the drug when the remotely activatable switch is activated, the drug compartment comprising a release mechanism electrically coupled to the second terminal of the magnetic switch and to the second terminal of the electrical energy reservoir and mechanically coupled to the detachable cap, the release mechanism configured to i) sealably maintain the detachable cap against the main body of the housing in the non-activation mode, and ii) allow the cap to be detached from the main body in the activation mode, the release mechanism comprising:a first biasing member coupled to the detachable cap and held in a biased position in the non-activation mode;a heating wire coupled to the second terminal of the magnetic switch and to the second terminal of the electrical energy reservoir; anda fuse member disposed between the heating wire and the first biasing member and configured to burn in the activation mode and thereby cause the first biasing member to move from the biased position to an unbiased position. 2. The remotely activatable capsule of claim 1, the release mechanism further comprising a space filled with a fluid under pressure, wherein in the activation mode, the fluid pressure causes the detachable cap to become detached, and wherein the biasing force exerted by the first biasing member is greater than the force acting on the detachable cap by the fluid pressure. 3. The remotely activatable capsule of claim 2, wherein the fluid is air. 4. The remotely activatable capsule of claim 2, wherein the fluid is gasified saline. 5. The remotely activatable capsule of claim 1, the release mechanism further comprising a second biasing member coupled to the detachable cap and to the main body and bias to detach the detachable cap, wherein t... | Purdue Research Foundation | A61M031/00 A61B005/07 A61B005/00
US10299865 | B2 | 2019-05-28 | 3D system and method for guiding objects | 2017-08-24 | A method for providing a guided relative movement of a first object and a second object includes obtaining the first object; obtaining the second object and a 3D model of the second object, and deriving from the 3D model a first preferred relative arrangement between the first and second objects; obtaining a pre-process plan describing a preferred path for the relative movement of the first and second objects towards the first preferred relative arrangement; performing a movement procedure that includes 3D scanning at least a region of said second object using the 3D scanner and determining a present relative arrangement of the first and second objects from a result of the 3D scanning; calculating information for correcting in real-time for deviation in the relative movement from the preferred path; and providing a relative movement of the first and second objects towards the first preferred relative arrangement. | 1. A 3D guiding system for guiding the movement of a dental tool towards a preferred arrangement relative to a dental situation of a patient, wherein the dental situation comprises a tooth, a part of a tooth and/or at least part of the mandibular or maxillary bone of the patient, where the 3D guiding system comprises: a 3D scanner configured for performing a 3D scanning of the patient's set of teeth, where the 3D scanner is attached to said dental tool; anda non-transitory computer-readable medium configured for at least temporarily storing: a 3D model of the patient's set of teeth;program code for determining a present relative arrangement of the dental tool and the dental situation from a result of a 3D scanning of the teeth and program code for calculating information for guiding the relative movement of the dental tool towards a first preferred relative arrangement at the teeth from said present relative arrangement; andan information displaying device configured for displaying the calculated information to an operator. 2. The 3D guiding system according to claim 1, wherein said 3D model comprises data relating to an interior structure of the teeth and/or the nerves or root parts of the teeth. 3. The 3D guiding system according to claim 1, wherein said 3D model comprises data relating to the mandibular or maxillary bone of the patient. 4. The 3D guiding system according to claim 1, where the dental tool comprises a drill. 5. The 3D guiding system according to claim 4, where in the first preferred relative arrangement at least a portion of the drill is located below the surface of a tooth or the mandibular or maxillary bone of the patient. 6. The 3D guiding system according claim 1, wherein the 3D guiding system comprises program code for deriving further preferred relative arrangements between the dental tool and the patient's set of teeth, and wherein the first preferred relative arrangement and the further preferred relative arrangements together form a preferred path of the relative movement of the dental tool towards the set of teeth, and said 3D guiding system is configured for guiding said relative movement according to said preferred path. 7. The 3D guiding system according to claim 1, wherein the 3D model comprises data relating to a planned modification of the second object. 8. The 3D guiding system according to claim 7, wherein the planned modification corresponds to a hole in the mandibular or maxillary jaw bone for accepting a dental implant. 9. The 3D guiding system according to claim 8, and where said preferred path is configured to provide that the dental tool when guided along the preferred path will drill said hole into the mandibular or maxillary jaw bone. 10. The 3D guiding system according to claim 8, wherein the program code for deriving the first preferred relative arrangement from said 3D model is configured to take the planned modification into account. 11. The 3D guiding system according to claim 1, wherein ... | 3SHAPE A/S | H04N007/18 A61B034/20 A61B017/17 A61C001/08 A61B005/00 A61C003/02 A61C008/00
US10298917 | B2 | 2019-05-21 | Three-dimensional display device and three-dimensional display method | 2015-05-01 | A three-dimensional display device includes: a display region candidate deciding unit that decides a candidate region of an additional image which shields part of a main image of a three-dimensional image on a screen; a depth suitability determination unit that determines whether a difference in depth between the main image and the additional image is within a tolerance range; an image compositing unit that superimposes the additional image upon the candidate region on the main image, and displays the composited image; and a possibly-unsuitable region deciding unit that decides, in the main image, a first region that may protrude to a near side beyond a predetermined depth range, and a second region that may recess to a far side beyond a predetermined depth range. The display region candidate deciding unit further decides a candidate region to shield the first and second regions. | 1. A three-dimensional display device configured to display a main image and an additional image on a screen, the three-dimensional display device comprising: a possibly-unsuitable region decider that decides, based on a predetermined depth range within the main image, a first region and a second region that are possibly unsuitable for the additional image to be superimposed on the main image, the first region having a depth that protrudes beyond the predetermined depth range toward a near side of the screen, and the second region having a depth that protrudes beyond the predetermined depth range toward a far side of the screen that is recessed relative to the first region;a display region candidate decider that decides one candidate region from a plurality of region candidates for the additional image to be superimposed on the main image on the screen, wherein the plurality of region candidates includes the first region and the second region decided by the possibly-unsuitable region decider;a depth suitability determiner that determines, based on a boundary region that is within a predetermined distance from a boundary line between the candidate region and outside of the candidate region in the main image, whether a difference between a depth of the main image displayed at the boundary region and a depth of the additional image is within a predetermined tolerance range; andan image composer that, when it is determined that the difference in depth between the depth of the main image displayed at the boundary region and the depth of the additional image is within the tolerance range, superimposes the additional image upon the main image at the candidate region, thereby composing a composite image of the main image and the additional image, and displays the composite image on the screen. 2. The three-dimensional display device according to claim 1, wherein, when it is determined that the difference in depth is not within the tolerance range, the display region candidate decider re-decides the candidate region. 3. The three-dimensional display device according to claim 1, wherein the depth suitability determiner divides the boundary region into a predetermined number of partial regions, calculates a difference in depth between the depth of the main image displayed at the partial region and the depth of the additional image for each partial region, and determines whether or not a maximum value of the calculated difference in depth is within the tolerance range, thereby determining whether or not the difference in depth between the depth of the main image displayed in the boundary region and the depth of the additional image is within the predetermined tolerance range. 4. The three-dimensional display device according to claim 1, wherein the image composer, when it is determined that the difference in depth is within the tolerance range, composes, as the composite image, an image where the additional image having a first frame is superimposed on th... | PANASONIC INTELLECTUAL PROPERTY MANAGEMENT CO., LTD. | A61B001/04 H04N013/327 A61B005/055 A61B005/00 A61B005/0205 A61B001/00 G06F019/00 H04N013/144 H04N013/128 G06K009/46 G06T007/00 G06T007/593 A61B005/01 A61B005/021 A61B005/024 A61B005/0402
US10292618 | B2 | 2019-05-21 | MR-coil housing with spacer shaped to maintain an anatomy receiving space from the MRI bore wall | 2014-11-28 | A coil housing for a magnetic resonance (“MR”) imaging apparatus, comprises an anatomy receiving space defined by the coil housing, shaped and sized to receive at least a portion of a patient's anatomy to be imaged and a spacer shaped to maintain the anatomy receiving space a first distance from a bore wall of the MR imaging apparatus, the first distance defining an imaging area of the MR imaging apparatus. | 1. A coil housing for a magnetic resonance (“MR”) imaging apparatus, comprising: an anatomy receiving space defined by the coil housing, shaped and sized to receive at least a portion of a patient's anatomy to be imaged;a spacer shaped to maintain the anatomy receiving space a first distance from a bore wall of the MR imaging apparatus, the first distance defining an imaging area of the MR imaging apparatus, andan outer wall and an inner wall with an interior space between the outer wall and inner wall, the outer wall defining a central side which, when the housing is in use, faces a center of a bore of the MR imaging apparatus and a lateral side which, when the housing is in use, faces the bore wall of the MR imaging apparatus, the spacer being formed by a portion of the lateral side of the outer wall shaped to expand, by a first distance, a spacing between the inner wall and the portion of the lateral side of the outer wall relative to a space between the inner wall and the central side of the outer wall; andwherein the anatomy receiving space is substantially deltoid in shape and where a radius of curvature of the central side of the outer wall is larger than a radius of curvature of the lateral side of the outer wall. 2. The coil housing according to claim 1 the housing includes a plurality of electronic components within the interior space distributed about at least a portion of a perimeter of the anatomy receiving space, wherein the spacer is shaped so that the spacing between the inner wall and the central side of the outer wall is selected to achieve a minimum desired clearance for electronic components to be housed therein and wherein the spacing between the inner wall and the lateral side of the outer wall is greater than a minimum clearance desired for the electronic components to be housed therein by a distance selected so that, when the lateral side contacts the bore wall, the electronic components in the interior space between the inner wall and the lateral side of the outer wall are at least a second distance from the bore wall, the second distance being less than the first distance. 3. The coil housing of claim 2, wherein the electronic components include magnetic resonance coils and wherein the spacer prevents the coils from being positioned less than 1.3 inches from the bore wall. 4. The coil housing of claim 2, wherein the electronic components include magnetic resonance coils and wherein the spacer prevents the coils from being positioned less than 1.4 inches from the bore wall. 5. The coil housing of claim 1, wherein the anatomy receiving space is formed as a lumen extending through the housing so that the housing may be rotated to place the lateral side of the outer wall on either a right or a left of an MR imaging apparatus. 6. The coil housing of claim 5, wherein a radius of curvature of the central side of the outer wall is between 10 inches and 10.5 inches and a radius of curvature of the lateral side of the outer w... | KONINKLIJKE PHILIPS N.V. | A61B005/05 A61B005/055 G01R033/34
US10279052 | B2 | 2019-05-07 | Compositions and methods for measuring and expanding blood volume | 2015-02-06 | A method for measuring, adjusting and maintaining the level of blood volume in a patient is described. A blood volume expander composition includes, in combination, a standard umodified protein, colloid or crystalloid and a fluorescently-labeled protein colloid or crystalloid of approximately the same molecular weight. The use of blood volume expander to measure, adjust and maintain the level of blood volume in a patient also is described. | 1. A blood volume expander composition comprising an unmodified protein, unmodified colloid or unmodified crystalloid, anda fluorescently-labeled protein, fluorescently-labeled colloid or fluorescently-labeled crystalloid having a first excitation wavelength and a first emission wavelength and having a molecular weight similar to, approximately identical to or identical to the molecular weight of the unmodified protein, unmodified colloid or unmodified crystalloid, wherein the fluorescently-labeled protein, fluorescently-labeled colloid or fluorescently-labeled crystalloid is present in an amount of from about 0.01% to about 10.0% by weight of the unmodified protein, unmodified colloid or unmodified crystalloid. 2. The blood volume expander of claim 1, wherein said unmodified protein and said fluorescently-labeled protein are albumin. 3. The blood volume expander of claim 1, wherein said unmodified crystalloid and said fluorescently-labeled crystalloid are normal saline or lactated Ringer's solution. 4. The blood volume expander of claim 1, wherein said unmodified colloid and said fluorescently-labeled colloid are selected from the group consisting of gelatin, hetastarch and dextran. 5. The blood volume expander of claim 4, wherein said unmodified colloid and said fluorescently-labeled colloid are dextran. 6. The blood volume expander of claim 5, wherein the unmodified dextran and the fluorescently-labeled dextran each have a molecular weight of less than about 75 kDa. 7. The blood volume expander of claim 5, wherein the umodified dextran is Dextran 40, Dextran 70 or Dextran 75. 8. The blood volume expander of claim 5, wherein the amount of fluorescently-labeled dextran is present in an amount of from about 0.01% to about 10.0% by weight of unmodified dextran. 9. The blood volume expander of claim 5, wherein the fluorescently-labeled dextran is prepared by conjugating dextran with at least one fluorescent compound selected from the group consisting of Texas Red, fluorescein isothiocyanate (FITC) and 2-SulfhydroRhodamine (2SHR). 10. The blood volume expander of claim 9, wherein the fluorescent compound is fluorescein isothiocyanate (FITC). 11. A method for measuring and maintaining blood volume in a patient comprising the steps of administering a fluorescently-labeled static molecule to the vascular system of a patient, said static molecule having a second excitation wavelength and a second emission wavelength, said static molecule being non-metabolized within the patient,obtaining a first blood sample from the patient or making a first non-invasive measurement of the blood of the patient after the static molecule has reached a fully distributed steady state concentration in the vascular system, and calculating the initial plasma volume based on the emission level in the sample,administering a blood volume expander to the vascular system of the patient, wherein the blood volume expander comprises an unmodified protein, unmodified colloid... | Pharmacophotonics, Inc. | A61K049/00 A61B005/055 A61K038/38 A61K009/00 A61K031/00 A61K031/721 G01N033/49
US10278652 | B2 | 2019-05-07 | Display apparatus | 2016-02-02 | A display device includes a sensor, a transparent substrate, and a plurality of light emitters adjacent a first side the transparent substrate. The light emitters emit light in a first direction and a second direction opposing the first direction. The sensor senses reflected light, which is emitted through a second side of the transparent substrate and received by the sensor after being reflected from a location outside the display device. | 1. A display device, comprising: a transparent substrate;a plurality of organic light emitting diodes at a first side of the transparent substrate, the organic light emitting diodes emitting light in a first direction to display an image to be viewed by a user of the display device and at least one of the organic light emitting diodes also having light emitted in a second direction, different from the first direction, the light emitted in the second direction passing through a second side of the transparent substrate; anda sensor configured to sense light that is emitted by the organic light emitting diodes in the second direction, exits the display device, and is then reflected to the sensor from a portion of the user's body. 2. The display device as claimed in claim 1, further comprising: a reflector to at least partially reflect the light emitted in the first direction to the second direction. 3. The display device as claimed in claim 2, wherein the reflector includes: a reflective surface that covers a portion of a light emission surface of one or more of the organic light emitting diodes, the reflective surface having a concave shape toward the first direction. 4. The display device as claimed in claim 3, further comprising: a cathode between the reflector and one or more of the organic light emitting diodes and connected to the one or more organic light emitting diodes, wherein a part of the cathode is curved in the first direction along the reflective surface of the reflector. 5. The display device as claimed in claim 3, wherein: the reflective surface includes a first reflective surface having a first curvature center and a first curvature and a second reflective surface having a second curvature center and a second curvature, andat least two of the first curvature center, the second curvature center, the first curvature, and the second curvature are different from each other. 6. The display device as claimed in claim 2, wherein: the reflector includes a first reflection portion and a second reflection portion, andthe first reflection portion and the second reflection portion cover different edges of one of the organic light emitting diodes. 7. The display device as claimed in claim 2, wherein: the plurality of organic light emitting diodes includes first organic light emitting diodes to emit light of a first color, second organic light emitting diodes to emit light of a second color, and third organic light emitting diodes to emit light of a third color, andthe reflector partially covers at least one of the first, second, or third organic light emitting diodes. 8. The display device as claimed in claim 2, further comprising: a light blocking layer between the transparent substrate and one or more of the organic light emitting diodes, wherein an opening that at least partially overlaps the reflector and through which light is to be transmitted is in the light blocking layer. 9. The display device as claimed in claim 2, wherein: th... | Samsung Display Co., Ltd. | A61B005/00 H01L027/32 H01L051/52 A61B005/024
US10292638 | B2 | 2019-05-21 | Apparatus for electrical stimulation, in particular for bruxism | 2010-03-04 | The present invention relates to a method and an apparatus for preventing, diagnosing, monitoring, and/or treating bruxism as well as related diseases of an individual. In a first aspect the invention relates to an apparatus for preventing bruxism of an individual, comprising: means for applying a plurality of stimulation signals for providing relaxation of at least one of the masticatory and/or facial muscles of said individual, means for applying said stimulations signals with a predefined setting, and means for applying said stimulations signals independent of activity of said muscle(s). The invention may be suitable for both nocturnal and awake bruxism. | 1. A method for preventing bruxism of an individual in a period of time by application of electric stimuli in a randomly selected frequency, comprising the steps of: a. attaching at least one electrode assembly to the skin of the individual in a region effective to treat bruxism before occurrence of bruxism;b. providing an electric stimulus by a processing control unit as a packet, the packet having a pulse train with predefined parameters including: start current, end current, start voltage, end voltage, pulse width, pulse train duration, inter-pulse spacing, duty cycle of each pulse, and pulse set spacing;c. applying the electric stimulus to the region by the at least one electrode assembly attached to the skin of the individual for relaxation of at least one of a masticatory and/or facial muscles of the individual, wherein the processing control unit is not processing monitoring signals;d. randomly selecting by the processing control unit a packet frequency between 0.001 and 1 Hz, where the packet frequency is defined as a rate of packets during the period of time, where a time duration between two packets in the period of time defines an inter-packet interval;e. at an end of the inter-packet interval, providing the electric stimulus with the predefined parameters in b and repeating c; andf. repeating d and e until the period of time ends;whereby the electric stimuli are provided to the individual where the processing control unit is not processing monitoring signals during the period of time, such that the application of the electric stimulus results in relaxation of at least one of the masticatory and/or facial muscles of the individual, thereby preventing the bruxism before occurrence of the bruxism. 2. The method according to claim 1, wherein the duration between two subsequent electric stimuli is selected randomly between 1 and 10 seconds, or between 10 and 100 seconds or between 100 and 1000 seconds. 3. The method according to claim 1, wherein each electric stimulus has a current of at least 0.5 mA, or at least 2.0 mA, or at least 10.0 mA, or at least 20.0 mA. 4. The method according to claim 1, wherein each pulse train comprises at least 5 pulses, or least 10 pulses, or at least 50 pulses. 5. The method according to claim 1, wherein the duration of each pulse train is at least 10 milliseconds, or at least 50 milliseconds, or at least 100 milliseconds, or at least 400 milliseconds. 6. The method according to claim 1, wherein an intensity of the pulse is increased during each pulse train. 7. The method according to claim 1, wherein an intensity of the pulse decreases towards the end of each pulse train. 8. The method according to claim 1, wherein the duration of each pulse is at least 50 microseconds, or at least 100 microseconds, or at least 200 microseconds. 9. The method according to claim 1, wherein said period of time is a predefined period of time during night time. 10. The method according to claim 1, wherein said period o... | Sunstar Suisse SA | A61B005/00 A61B005/0488 A61N001/36 A61F005/56 A61N001/04
US10299714 | B2 | 2019-05-28 | Blood collection devices containing blood stabilization agent including variegin or analog thereof and/or a polysulfated disaccharide | 2011-12-02 | Disclosed are devices for collecting and stabilizing blood that contain a blood stabilization agent which includes variegin or an analog thereof, a polysulfated disaccharide, or a combination thereof, each in an amount effective to stabilize blood. Methods of making and using the devices, and kits containing the devices, are also provided. | 1. A device for collecting and stabilizing platelet function in a collected blood sample, wherein the device has a first end and a second end and at least one interior wall defining a reservoir portion for receiving the blood sample, wherein the reservoir comprises an anti-coagulant and a platelet stabilization agent comprising variegin having an amino acid sequence designated as SEQ ID NO: 1, or a fragment thereof, wherein the fragment is selected from the group consisting of SEQ ID NOS: 2-5 and analogs of such fragments, the analog fragments selected from the group consisting of SEQ ID NOS: 6-16, either alone or in combination with a polysulfated disaccharide each in an amount effective to stabilize platelets in the blood collected by the device for at least about twenty-four hours, wherein the device is sterile, at least partially evacuated and which further comprises a closure pierceable by a needle. 2. The device of claim 1, which is evacuated. 3. The device of claim 1, which is a tube. 4. The device of claim 3, which further comprises a separator. 5. The device of claim 1, wherein the variegin is present in the device in a concentration of about 1 μm to about 1 mM. 6. The device of claim 1, wherein the polysulfated disaccharide is sucrose octasulfate. 7. The device of claim 1, wherein the platelet stabilization agent comprises the polysulfated disaccharide and which is present in the device in a concentration of about 50 μm to about 50 mM. 8. The device of claim 1 further comprises a direct thrombin inhibitor. 9. The device of claim 8, wherein the direct thrombin inhibitor is selected from the group consisting of argatroban, rOicPaF(p-Me)—NH2, hirudin, bivalirudin, aprotinin, and D-phenylalanyl-L-prolyl-L-arginine (PPACK), and combinations of two or more thereof. 10. The device of claim 1 further comprises an indirect thrombin inhibitor. 11. The device of claim 10, wherein the indirect thrombin inhibitor is selected from the group consisting of heparin and low molecular-weight heparins. 12. The device of claim 1, wherein the platelet stabilization agent is in dried form. 13. The device of claim 1, wherein the anti-coagulant is selected from the group consisting of antistasin, argatroban, E-76, antithrombin III, Factor Xa inhibitors, Factor VII inhibitors, Factor IX inhibitors, Fractor XII inhibitors and Factor II inhibitors, and combinations of two or more thereof. 14. The device of claim 13, wherein the Factor Xa inhibitors are selected from the group consisting of 6-(4-{1-[(dimethylamino)methyl]cyclopropyl}phenyl)-1-(4-methoxyphenyl)-3-(trifluoromethyl)-1,4,5,6-tetrahydro-7H-pyrazolo[3,4-c]pyridin-7-one; and 1-(4-methoxyphenyl)-6-[4-[1-(pyrrolidin-1-ylmethyl)cyclopropyl]phenyl]-3-(trifluoromethyl)-4,5-dihydropyrazolo[3,4-c]pyridin-7-one, and combinations thereof. 15. The device of claim 1, wherein the reservoir further comprises a platelet antagonist. 16. The device of claim 15, where the platelet antagonist is selected fro... | Becton, Dickinson and Company | A61B005/15 B01L003/00 A61B005/154
US10293565 | B1 | 2019-05-21 | Systems and methods for mass customization | 2016-04-12 | A footwear having a sole customized to a wearer's anatomy by receiving a foot model; generating an elevated foot model with a heel at a predetermined heel height from a ground and determining a structure to support a foot arch and a ball area of the foot model; and fabricating a high heel sole with the optimized structure to support the foot. | 1. A method for forming a customized footwear, comprising: receiving a foot representation from a foot of a wearer into a memory of a processor;digitally placing the foot representation above a high heel shoe representation at a predetermined heel height from a ground;determining a 3D model to support a heel, a foot arch and a ball area of the foot of the wearer;with the 3D model, fabricating with a computer-controlled 3D mold actuator to form a reformable master shape to create a recess in a reformable material having a material state that is reversible between a stable force-resisting state and a flowable state by addition of a transition liquid:receiving a shoe material in the recess while the reformable material is in the stable force-resisting state and subsequently curing the shoe material to form a custom high heel sole or insole;adding the transition liquid to the reformable material to change the state of the reformable material from the stable force-resisting state to the flowable state; andreusing the reformable material to form another custom sole once the reformable materials in the flowable state. 2. The method of claim 1, comprising fabricating the custom high heel sole or insole by: forming the reformable master shape from the foot representation to produce a structural lattice in the custom high heel or insole;holding a volume of particles of the reformable material inside a container;infusing the volume with the transition liquid to mobilize the volume of particles; andpressing the reformable master shape into a membrane with atmospheric pressure to form a mold of the custom high heel sole or insole; anddepositing the shoe material into the mold. 3. The method of claim 2, wherein the fabricating comprises providing a bed of computer-controlled bed of pins to form the reformable master shape. 4. The method of claim 1, comprising fabricating the custom high heel sole or insole using additive manufacturing. 5. The method of claim 1, comprising providing forming one or more perspiration openings on the custom high heel sole or insole. 6. The method of claim 1, wherein the 3D model comprises holes selectively permeable to air but not to water, wherein said holes open along part of the outer edge of the custom high heel sole or insole and wherein at least one cavity is provided inside said custom high heel sole or insole wherein said holes open. 7. The method of claim 1, comprising capturing from a phone images or a video of the wearer's foot and generating the foot representation from the images or the video. 8. The method of claim 1, comprising: capturing a foot pressure data from a walk or a run; andapplying the foot pressure data to the 3D model to generate a foot support shape on the custom high heel sole or insole prior to forming the reformable master shape. 9. The method of claim 1, comprising configuring the 3D model for energy absorption by the custom high heel sole or insole prior to forming the reformable master sh... | - | A43B003/00 B29D035/12 A43B007/08 A43B013/18 A61B005/00 A61B005/103
US10278637 | B2 | 2019-05-07 | Accurate analysis tool and method for the quantitative acoustic assessment of infant cry | 2015-02-27 | An automated infant cry analyzer with high accuracy to detect important acoustic features of cry is provided. The system's accuracy was rigorously tested and was compared to ground truth manual coding. The resulting methods and systems are applied to infant developmental disorders. | 1. A method for diagnosing a developmental disorder in an infant by analyzing cry of the infant, the method comprising: filtering a digital recording of an infant cry, by assigning to a digital signal of the recording: a fixed frame rate of a plurality of samples, a window function, and a frame advance, thereby obtaining an altered digital signal, and limiting a range of accepted frequency by applying a frequency window to a log-spectrum of the altered digital signal, wherein the frequency window is from about 200 Hz to about 2200 Hz, thereby obtaining a first filtered digital signal, wherein the first filtered digital signal is a frequency window output;estimating a fundamental frequency and a cepstrum value of the infant cry by applying to the first filtered digital signal an inverse discrete Fourier transform to obtain the fundamental frequency and cepstrum estimate value of the first filtered digital signal, thereby obtaining a second filtered digital signal;smoothing the second filtered digital signal by applying a programming smoother to the second filtered digital signal and maintaining continuity in the fundamental frequency estimates of the second filtered digital signal, eliminating outliers from the second filtered digital signal by applying a median filter, wherein the median filter is selected from a group of a median filters of five point and seven point median filters, to the second filtered digital signal and obtaining a median filter output, extracting a confidence measure from at least one of the first filtered digital signal values and the second filtered digital signal on a frame by frame basis, and applying to the median filter output a signal-to-noise ratio test, so as to obtain at least one parameter of acoustic analysis of the infant cry;obtaining a data set having at least one parameter of acoustic analysis from a first group of normal infant subjects, and from a second group of infants having a developmental disorder or at risk for having a developmental disorder to correlate at least one parameter of acoustic analysis to an indicator of the disorder or risk; anddiagnosing a presence of a developmental disorder in the infant by comparing at least one parameter of acoustic analysis to the data set. 2. The method according to claim 1, further estimating the fundamental frequency of the first filtered digital signal, if, greater than about 800 Hz, by applying an interpolated transform of 4096 points and a low pass filter. 3. The method according to claim 1, further comprising after applying the signal to noise ratio test, classifying a sound segment of the infant cry within the parameters as at least one of: an utterance, a short utterance, and a silence, wherein the sound segment comprises a group of frames having similar properties. 4. The method according to claim 3, further comprising characterizing a sound segment record by each of elements: classifier output, timing parameters, F0 parameters, hyper-pitch parameters... | Brown University Women & Infants Hospital of Rhode Island | A61B005/00 A61B005/16 A61B005/12 G10L025/90 G10L025/78 G10L017/26 G10L025/66 G10L025/18
US10280444 | B2 | 2019-05-07 | Method of quantitating sorption of stannous by microbial cells of a biofilm | 2016-09-09 | A method of quantitating sorption of stannous by microbial cells of a biofilm is an effective way of assessing efficacy of oral care products containing stannous. | 1. A method of quantitating sorption of stannous by microbial cells of a biofilm comprising the steps: a. wearing an oral appliance for 6 hours to 4 days wherein at least a portion of the oral appliance comprises hydroxylapatite (HA) as a surface for attachment of the biofilm;b. treating the biofilm with a stannous containing oral care product;c. labeling the biofilm with a microbial fluorescent probe;d. labeling the biofilm with a stannous fluorescent probe;e. providing excitation light to labeled biofilm;f. quantitating labeled cells by measuring fluorescence light emitted from the microbial labeled cells by confocal laser scanning microscopy (CLSM);g. measuring fluorescence light emitted from cells having labeled co-localized stannous ions by CLSM;h. quantitating co-localized stannous by quantifying the overlap of measured fluorescence light from microbial fluorescent labeled cells and measured fluorescent light from stannous fluorescent labeled cells;wherein the portion of the oral appliance comprising HA further comprises a plurality of grooves, wherein an inside surface of the groove is said surface of the biofilm; andwherein at least one grove is about 250 microns to about 350 microns deep and from about 250 microns to about 350 microns wide. 2. The method of claim 1, wherein the steps of labeling the biofilm with the microbial fluorescent probe and the stannous fluorescent probe are before the step of treating the biofilm with the stannous containing oral care product. 3. The method of claim 1, wherein treating the in situ plaque biofilm with the stannous containing oral care product is treated in vivo. 4. The method of claim 1, wherein treating the in situ plaque biofilm with the stannous containing oral care product is treated ex vivo. 5. The method of claim 1, further comprising the step of having human subjects wear the oral appliance for 1-3 days wherein at least a portion of the oral appliance comprises hydroxylapatite (HA) as a surface for attachment of the biofilm wherein the HA is on the buccal side of the oral appliance. 6. The method of claim 1, wherein the biofilm is an in situ plaque biofilm. 7. The method of claim 1, wherein the HA surface of the biofilm is treated with the stannous containing oral care product ex vivo. 8. The method of claim 1, wherein the microbial fluorescent probe is a fluorescently labeled rRNA-directed oligonucleotide. 9. The method of claim 1, wherein the stannous fluorescent probe is selected from the group consisting of: a. tert-butyl (3′,6′-diamino-3-oxospiro[isoindoline-1,9′-xanthen]-2-yl)carbamate;b. tert-butyl (3′,6′-bis(dimethylamino)-3-oxospiro[isoindoline-1,9′-xanthen]-2-yl)carbamate;c. tert-butyl (3′,6′-bis(diethylamino)-3-oxospiro[isoindoline-1,9′-xanthen]-2-yl)carbamate;d. tert-butyl (3′,6′-bis(ethylamino)-2′,7′-dimethyl-3-oxospiro[isoindoline-1,9′-xanthen]-2-yl)carbamate;e. tert-butyl (3′,6′-diamino-2′,7′-dimethyl-3-oxospiro[isoindoline-1,9′-xanthen]-2-yl)carbamate;f. tert-butyl (... | THE PROCTER & GAMBLE COMPANY | C12Q001/02 C12Q001/689 G01N021/64 A61B005/00
US10299736 | B2 | 2019-05-28 | Method, device, and system for diagnosing and monitoring frailty | 2015-03-27 | Methods, devices, and systems according to present principles provide ways to diagnose frailty and assess the severity of its clinical status—e.g., non-frail, pre-frail, and frail, especially as measured and quantified during activities of daily living. Systems and methods according to present principles objectively quantify physical activity behaviors and identify specific motor tasks, which indicate clinical frailty syndrome behaviors such as flopping, cautious-sitting, non-uniform walking fluctuations, cognitive decline, slowness, weakness, and exhaustion. Additionally, the systems and methods allow improved sensitivity and specificity of frailty identification by further assessing physiological parameters such as heart rate, respiration rate, and skin temperature in response to, or recovery from, specific activities. | 1. An ambulatory system to identify the presence and degree of frailty comprising: a wearable sensor, configured to be attached to or worn by a person, the sensor configured to be attached to an upper body of a person, the sensor including at least an accelerometer configured to generate signals in response to motion or movements of the person, the accelerometer configured to measure at least a frontal acceleration pattern; andone or more processor circuits configured to receive and analyze one or more signals from the accelerometer as a result of spontaneous daily activity, the processor circuits configured to determine information about frailty status including at least a determination that assists in the classification of the person as non-frail, pre-frail, or frail, the one or more processor circuits performing at least the following steps:determining a score for one or more frailty related biomarkers selected from the group consisting of: flopping, cautious sitting, slowness, weakness, cognitive decline, cautious sit to walk, or exhaustion, the score determined based at least on the measured frontal acceleration pattern measured by the accelerometer, the score further determined based on identifying activities measured by the accelerometer as being dynamic or static;determining a score for one or more physiological responses to the identified dynamic or static activities, the responses selected from the group consisting of: heart rate, heart rate variability, respiration rate, or skin temperature, the determined score for one or more physiological responses to the identified dynamic or static activities based at least in part on abnormal physiological responses to the identified dynamic or static activities, andusing the determined score for the one or more frailty related biomarkers as determined by the one or more processor circuits analyzing the signals from the accelerometer and the determined score for the one or more physiological responses to calculate an overall score, and from the overall score classifying the person into one of a plurality of predetermined classifications, the predetermined classifications including at least non-frail, pre-frail, or frail, wherein the classifying provides an early identification of early markers of frailty to allow early intervention and rehabilitation as compared to non-ambulatory systems that do not use signals resulting from spontaneous daily activity. 2. The system of claim 1, wherein the information about frailty status is transmitted wireless in real time or at predefined periods of time to a receiver. 3. The system of claim 1, wherein the accelerometer is configured to measure a frontal acceleration pattern, and wherein said one or more processor circuits are further programmed to identify a sit to stand or stand to sit postural transfer based on identifying a dynamic pattern before or after a peak detected in the frontal acceleration pattern. 4. The system of claim 1, wherein the acceler... | THE ARIZONA BOARD OF REGENTS ON BEHALF OF THE UNIVERSITY OF ARIZONA | A61B005/00 A61B005/11 A61B005/024 A61B005/08
US10299715 | B2 | 2019-05-28 | Stress monitoring for individuals in moving structures | 2015-06-22 | Method and device for monitoring stress of an individual in a moving structure by estimating and monitoring a mental component of a total heart rate of the individual, wherein the total heart rate comprises the mental component, a mechanical component, a component relating to heat balance and a component relating to basic metabolic functions, wherein the total heart rate and movements of the individual and the moving structure are measured in real-time, wherein the mechanical component is estimated in real-time based on the real-time movement of the individual and the moving structure, wherein the mental component is obtained by subtracting the mechanical component, the component relating to the heat balance and the component relating to basic metabolic functions from the total heart rate. | 1. A method for monitoring stress of an individual in a moving structure by estimating and monitoring a mental component of a total heart rate of the individual, whereby the total heart rate (HRTotal) comprises a mechanical component (HRMechanical) and the mental component (HRMental), andthe total heart rate (HRTotal) further comprises a component relating to heat balance (HRHeat Bal) and a component relating to basic metabolic functions (HRBasic Met),wherein the method comprises the steps of measuring a movement of the individual in real-time,measuring a movement of the moving structure in real-time,estimating the mechanical component (HRMechanical) in real-time based on the real-time movement of the individual and the real-time movement of the moving structure,measuring the total heart rate (HRTotal) in real-time,obtaining the mental component (HRMental) by subtracting the mechanical component (HRMechanical), the component relating to the heat balance (HRHeat Bal) and the component relating to basic metabolic functions (HRBasic Met) from the total heart rate (HRTotal), andoutputting a level of stress corresponding to the mental component (HRMental). 2. The method according to claim 1, wherein the estimating of the mechanical component (HRMechanical) is done by using a dynamic and adaptive data-based on-line modelling technique. 3. The method according to claim 1, wherein a relative movement of the individual in relation to the moving structure is determined based on the real-time movement of the individual and the real-time movement of the moving structure. 4. The method according to claim 3, wherein the mechanical component (HRMechanical) is estimated in real-time based on the relative movement of the individual in relation to the moving structure. 5. The method according to claim 3, wherein the relative movement of the individual in relation to the moving structure is determined by a deconvolution method using real-time measurements of movement of the individual and the moving structure. 6. The method according to claim 1, wherein the mechanical component (HRMechanical) is estimated in real-time based on a measured dynamic response of the total heart rate (HRTotal) to the real-time movement of the individual and the real-time movement of the moving structure. 7. The method according to claim 1, wherein the movement of the individual is measured in real-time by a first accelerometer fixed to the individual. 8. The method according to claim 1, wherein the movement of the moving structure is measured in real-time by a second accelerometer fixed to the moving structure. 9. The method according to claim 1, wherein the component relating to the heat balance (HRHeat Bal) and a component relating to basic metabolic functions (HRBasic Met) are considered to be constant for the individual during activity in the moving structure. 10. The method according to claim 1, wherein it comprises the step of correcting the movement of the individual in r... | BIORICS N.V. | A61B005/16 A61B005/18 A61B005/00 A61B005/0205 A61B005/11 G16H050/30 A61B005/024 G06F019/00
US10295556 | B1 | 2019-05-21 | Event detection using physical vibration and audio sensors on mobile devices | 2013-10-17 | Methods and systems are provided for detecting the occurrence of events utilizing data taken from multiple mobile devices in a wireless communications network. At least a first set and a second set of data is received at the network from a first and second mobile device. The first and second sets of data corresponding to vibration and audio data taken from the mobile devices is analyzed to determine that each set of data corresponds to the occurrence of an instance of an event. An action to perform is then determined based on the occurrences of the instances of the event. | 1. A method for detecting an occurrence of an external event based on data taken by a plurality of mobile devices, the method comprising: determining, using the processor, that each of a first set of data and a second set of data corresponds to the occurrence of an instance of the external event based on at least one harmonic characteristic of the first and second sets of data, wherein the first set of data comprises vibration and audio data taken from a vibrational sensor and an audio sensor of a first mobile device and the second set of data comprises vibration and audio data taken from a vibrational sensor and an audio sensor of a second mobile device;determining that the first and second sets of data occurred simultaneously, and are both attributable to a single source;discarding the second set of data and retaining the first set of data;communicating information determined from the first and second sets of data to a network component in the wireless communications network, the communicated data including at least location and time information; andbased at least on the occurrences of the instances of the external event, determining, using the processor, an action to perform. 2. The method of claim 1, wherein the first set of data and the second set of data are received by a network component in a wireless communications network. 3. The method of claim 1, wherein each of the first mobile device and the second mobile device have an integrated vibrational sensor and an audio sensor for collecting the vibration and audio data. 4. The method of claim 1, wherein the external event corresponds to one or more of a cough, a sneeze, a scream, or a cry. 5. The method of claim 1, wherein the first set of data comprises a time stamp associated with the occurrence of the instance of the external event, frequency over time data of the occurrence of the instance of the external event, and location data. 6. The method of claim 1, further comprising anonymizing the first and the second sets of data so that the data is not traceable to a particular individual. 7. The method of claim 1, wherein the action to perform based at least on the occurrences of the instances of the external event is one or more of communicating a notification to a user of the first or the second mobile device, communicating a notification to a third party regarding the external event, or communicating the data to the third party. 8. The method of claim 1, further comprising: receiving a plurality of sets of data from a plurality of other mobile devices;based on the plurality of sets of data, determining that a threshold number of instances of the external event have occurred; anddetermining that the action is to be performed upon the threshold number of instances of the external event having occurred. 9. Non-transitory computer-readable media having computer-executable instructions embodied thereon that, when executed, perform a method for detecting an occurrence of an external e... | Sprint Communications Company L.P. | G06F011/00 G01N035/00 A61B005/08
US10292622 | B2 | 2019-05-21 | Bioimpedance spectrography system and method | 2013-02-07 | A device and method for bioimpedance spectrography corrects for breathing artifacts. A breathing signal is used in conjunction with an impedance signal to adjust for a point in time within a respiratory cycle of a user at which the measurements are made. The correction allows the device to characterize tissue parameters accurately with fewer measurement points. | 1. A tissue parameters measurement system for detecting fluid build-up in lungs of a user comprising: a bioimpedance measurement system comprising: a current source configured to apply an AC current to electrodes configured for disposition on the body tissue of the user;a controller configured to sweep a frequency ω of the AC current applied to the body tissue over a plurality of frequencies;a volt meter configured to read voltages from the body tissue, at each of the plurality of frequencies repeatedly over a respiratory cycle of the user;a breathing monitor configured to monitor or derive a breathing signal B(t) as a function of time t representing the respiratory cycle of the user; anda processor configured to: receive values of the voltages read a plurality of times at each of the plurality of frequencies, the values being read at a plurality of different respiratory phase over each of the plurality of respiratory cycles of the user,calculate a time varying artifacted impedance signal from the values for each of the frequencies,receive a tissue characterization function which maps the artifacted impedance signal to tissue parameters,modeling a breathing factor function including a term k(ω)·B(t) for each frequency ω that models breathing artifacts over the plurality of phases of the user's respiratory cycle wherein k(ω) is a frequency-dependent parameter of the breathing factor function,combining the tissue characterization function with the breathing factor function to generate a breathing corrected tissue characterization function such that values read at the plurality of different phases of the respiratory cycle contribute to the breathing corrected tissue characterization function, andextracting tissue parameters indicative of fluid buildup in the lungs from the breathing corrected tissue characterization function. 2. The system as claimed in claim 1, wherein the breathing monitor comprises a belt. 3. The system as claimed in claim 1, wherein the processor is further configured to map the derived frequency-dependent impedance function to the corrected tissue characterization function to derive tissue parameters indicative of fluid build-up in the lungs. 4. The system as claimed in claim 1, wherein the breathing monitor comprises the processor, wherein the processor is further configured to analyze the frequency-dependent impedance function to extract the respiratory cycle. 5. The system as claimed in claim 4, wherein the processor is further configured to derive the respiratory cycle for the plurality of frequencies based on instantaneous impedance signals at each frequency over the plurality of respiratory cycles and an average of the instantaneous impedance signals at each frequency. 6. The system of claim 1, wherein a breathing signal is synchronized with the time varying artifacted impedance signal. 7. The system of claim 6, wherein the breathing signal is combined with the artifacted impedance signal as a normalized multiplicat... | Koninklijke Philips N.V. | A61B005/08 A61B005/00 A61B005/053
US10282163 | B2 | 2019-05-07 | Cadence and media content phase alignment | 2016-12-30 | Systems, devices, apparatuses, components, methods, and techniques for cadence and media content phase alignment are provided. An example media-playback device includes a content output device that operates to output media content, a cadence-acquiring device, a phase-delay calibration engine, a cadence-based media content selection engine, and a phase-aligned media playback engine. The cadence-acquiring device includes a movement-determining device and a cadence-determination engine configured to determine a cadence based on movement data captured by the movement-determining device. The phase-delay calibration engine configured to determine phase delay values for at least one cadence value. The cadence-based media content selection engine configured to identify a media content item based on the cadence determined by the cadence-acquiring device. The phase-aligned media playback engine configured to align the identified media content item to the repetitive-motion activity and cause the media-output device to output the aligned media content item. | 1. A media-playback device for aligning play back of media content for a user performing a running activity, the media-playback device comprising: a content output device that operates to output media content;a cadence-acquiring device comprising a movement-determining device and a cadence-determination engine configured to determine a cadence based on movement data captured by the movement-determining device;a phase-delay calibration engine configured to determine phase delay values for at least one cadence value, wherein the phase-delay calibration engine determines the phase delay values based at least in part on a time required to detect a foot strike within the running activity;a cadence-based media content selection engine configured to identify a media content item based on the cadence determined by the cadence-acquiring device, wherein the media content item comprises music with a tempo that corresponds to the cadence; anda phase-aligned media playback engine configured to: align the identified media content item to the running activity using at least one of the determined phase-delay values; andcause the media-output device to output the aligned media content item so that a beat of the media content item is output coincidentally with an expected foot strike. 2. The media-playback device of claim 1, wherein the phase-aligned media playback engine is further configured to: identify foot strikes within the running activity based on the movement data. 3. The media-playback device of claim 1, wherein the phase-aligned media playback engine is further configured to: identify a wave action position within an oscillation of a filtered sequence of measurements captured by the measurement-determining device corresponding to the foot strike based on calculating an orientation of the media-playback device. 4. The media-playback device of claim 1, wherein the phase-aligned media playback engine is further configured to: determine a phase delay value corresponding to the determined cadence; andalign the identified media content item to the running activity based on the determined phase delay. 5. The media-playback device of claim 1, wherein the cadence-based media content selection engine is configured to identify a media content item that includes music with a tempo that is within a predetermined threshold of the cadence. 6. The media-playback device of claim 1, wherein the cadence-based media content selection engine is further configured to: monitor for changes in cadence; andupon detecting a change in cadence: identify a second media content item based on a changed cadence;align the second media content item to the running activity; andcause the media-output device to playback the aligned second media content item. 7. The media-playback device of claim 1, wherein the measurement-determining device comprises three orthogonally-oriented accelerometers and the cadence-determination engine is configured to: capture a sequence of measurements fro... | SPOTIFY AB | G06F017/00 G06F003/16 G06F017/30 A61B005/024 A63B071/00 G06F003/01 A63B071/06
US10292613 | B2 | 2019-05-21 | Eyeblink detection device | 2016-08-12 | A device disclosure includes a unit that measures an eye potential; and a unit that sets a threshold coefficient based on a frequency characteristic value of eye potential differential values and sets an upper threshold and a lower threshold based on a number obtained by multiplying a standard deviation of the eye potential differential values by the threshold coefficient, and detects a change in the eye potential differential values as the eyeblink waveform wherein the change occurs in the time-series data on the eye potential differential values either when the eye potential differential value becomes larger than the upper threshold and, after that, changes from the upper threshold to the lower threshold within a predetermined time or when the eye potential differential value becomes smaller than the lower threshold and, after that, changes from the lower threshold to the upper threshold within the predetermined time. | 1. An eyeblink detection device comprising: circuitry configured to:generate time-series data on differential values of an eye potential of a subject;determine a frequency characteristic value from the time-series data on the eye potential differential values, the frequency characteristic value representing a frequency characteristic of the eye potential differential values;set a threshold coefficient based on the frequency characteristic value of the eye potential differential values;set an upper threshold and a lower threshold based on a number obtained by multiplying a standard deviation of the differential values in the time-series data on the eye potential differential values by the threshold coefficient, the upper threshold and the lower threshold being used for detecting an eyeblink waveform in the time-series data on the eye potential differential values;detect a change in the eye potential differential values as the eyeblink waveform, the change occurring in the time-series data either when the eye potential differential value becomes larger than the upper threshold and, after that, changes from the upper threshold to the lower threshold within a predetermined time or when the eye potential differential value becomes smaller than the lower threshold and, after that, changes from the lower threshold to the upper threshold within the predetermined time; andoutput an eyeblink detection result based on the eyeblink waveform to a display. 2. The eyeblink detection device according to claim 1, wherein the frequency characteristic value is a value representing a ratio of a power of non-eyeblink waveform components to a power of an eyeblink waveform component in the time-series data on the eye potential differential values, andthe circuitry is configured to set the threshold coefficient larger when the frequency characteristic value is large than when the frequency characteristic value is small. 3. The eyeblink detection device according to claim 1, wherein the circuitry is configured to calculate a frequency spectrum of the time-series data on the eye potential differential values, andthe frequency characteristic value is a value representing a ratio of a power of non-eyeblink waveform components to a power of an eyeblink waveform component in the frequency spectrum of the eye potential differential values. 4. The eyeblink detection device according to claim 1, wherein the frequency characteristic value is a ratio of a maximum value of a power of non-eyeblink waveform components to a power of an eyeblink waveform component and the threshold coefficient when the frequency characteristic value is large is set larger than when the frequency characteristic value is small. 5. The eyeblink detection device according to claim 1, wherein the frequency characteristic value is a sum of powers of a frequency spectrum and the threshold coefficient when the frequency characteristic value is large is set larger than when the frequency characteristic valu... | TOYOTA JIDOSHA KABUSHIKI KAISHA | A61B005/0496 A61B003/113 A61B003/00 A61B005/00 A61B005/11 A61B005/18
US10299687 | B2 | 2019-05-28 | Systems and methods to determine HR, RR, and classify cardiac rhythms based on atrial IEGM and atrial pressure signals | 2015-11-20 | Systems, devices and methods described herein can be used to monitor and treat cardiovascular disease, and more specifically, can be used to determine heart rate (HR), determine respiration rate (RR) and classify cardiac rhythms based on atrial intracardiac electrogram (IEGM) and atrial pressure (AP) signals. The atrial IEGM and AP signals are subject to spectrum transforms to obtain an atrial IEGM frequency spectrum and an AP frequency spectrum. Based on peaks in the atrial IEGM and AP frequency spectrums measures of HR and RR are determined, and arrhythmias are detected and/or arrhythmia discrimination is performed. | 1. A method of operating a system that includes an implantable device, wherein the implantable device does not include an electrode in a ventricle of a patient's heart, comprising: (a) obtaining an atrial IEGM signal using at least two electrodes, at least one of which is implanted in an atrium of a patient's heart and none of which are implanted in a ventricle of the patient's heart;(b) obtaining an atrial pressure (AP) signal indicative of pressure in an atrium using a sensor implanted in an atrium of the patient's heart;(c) subjecting the atrial IEGM signal to a spectrum transform to obtain an atrial IEGM frequency spectrum;(d) subjecting the AP signal to a spectrum transform to obtain an AP frequency spectrum;(e) determining a first measure of heart rate (HRIEGM) based on one or more peaks in the atrial IEGM frequency spectrum;(f) determining a second measure of heart rate (HRAP) and a measure of respiratory rate (RRAP) based on one or more peaks in the AP frequency spectrum; and(g) performing arrhythmia discrimination based on one or more peaks in the atrial IEGM frequency spectrum and one or more peaks in the AP frequency spectrum, and/or based on at least one of the first and second measures of heart rate determined therefrom;wherein the performing arrhythmia discrimination includes discrimination of ventricular tachycardia (VT) from supraventricular tachycardia (SVT); andwherein steps (c), (d), (e), (f) and (g) are performed using at least one processor of the system. 2. The method of claim 1, wherein step (c) can result in the first measure of heart rate (HRIEGM) being indeterminate, and further comprising: determining an estimate of the patient's actual heart rate based on at least one of the first and second measures of heart rate; anddisplaying the measure of respiratory rate (RRAP) determined at step (f) and the estimate of the patient's actual heart rate determined based on the at least one of the first and second measures of heart rate. 3. The method of claim 1, wherein step (e) comprises: (e.1) identifying one or more peaks, if any, in the atrial IEGM frequency spectrum that exceed an IEGM threshold (threshIEGM) and is/are within a sinus rhythm frequency range (frangeSR); and(e.2) determining the first measure of heart rate (HRIEGM) based on the one or more peaks in the atrial IEGM frequency spectrum identified at step (e.1). 4. The method of claim 1, wherein step (f) comprises: (f.1) identifying one or more peaks in the AP frequency spectrum that is/are within a respiratory rate frequency range (frangeRR); and(f.2) determining the measure of respiratory rate (RRAP) based on the one or more peaks identified at step (f.1). 5. The method of claim 4, wherein step (f) also comprises: (f.3) identifying one or more peaks in the AP frequency spectrum that exceeds an AP threshold (threshAP) and is/are above a minimum heart rate or within a heart rate frequency range (frangeHR); and(f.4) determining the second measure of heart rate (HR... | Pacesetter, Inc. | A61B005/0205 A61B005/00 A61B005/07 A61B005/042 A61B005/04 A61B005/0472 A61B005/0215 A61B005/046 A61B005/0464 A61B005/0245 A61B005/08
US10299688 | B2 | 2019-05-28 | Multi-vector sensing in cardiac devices with signal combinations | 2016-10-19 | Methods and devices for combining multiple signals from multiple sensing vectors for use in wearable or implantable cardiac devices. Signals from multiple vectors may be combined using weighting factors and/or by conversion to different coordinate systems than the original inputs, which may or may not be normalized to patient anatomy. Signals from multiple sensing vectors may be combined prior to or after several analytical steps or processes including before or after filtering, and before or after cardiac cycle detection. Cardiac cycle detection information may be combined across multiple sensing vectors before or after analysis of individual vectors for noise or overdetection. Cardiac cycle detection information may also be combined across multiple sensing vectors to identify noise and/or overdetection. | 1. A cardiac rhythm management device having operational circuitry for analyzing cardiac signals using a least first and second cardiac sensing vectors and first and second sensing channels, wherein the operational circuitry is configured to: calculate at least first and second weighting factors for the at least first and second sensing vectors;apply the first weighting factor to modify signals sensed with the first sensing vector;apply the second weighting factor to modify signals sensed with the second sensing vector;produce a combined signal by combining the signals from the first and second sensing vectors together, as modified by the weighting factors;compare the combined signal to a time-changing detection threshold to detect cardiac cycles;calculate a rate based on the detected cardiac cycles;determine whether a treatable cardiac state is occurring based on the rate;deliver cardiac electrical therapy if it is determined that the treatable cardiac state is occurring; andon a triggered or continuous basis, recalculate the weighting factors. 2. The device of claim 1 wherein the operational circuitry is configured to calculate a phase factor to apply to delay one of the first or second cardiac signal vectors for the combining step. 3. The device of claim 1 wherein the operational circuitry is configured to apply filtering to the first and second sensing vectors prior to applying the weighting factors. 4. The device of claim 1 wherein the operational circuitry is configured to apply filtering to the first and second signals as modified by the weighting factors. 5. The device of claim 1, wherein the operational circuitry is further configured to: sample the combined signal for use in the cardiac cycle detection. 6. The device of claim 1 wherein the operational circuitry is configured to perform parallel processing of at least first and second sampled and conditioned data streams, wherein the first data stream comes from one of the at least first and second sensing vectors, as modified by the weighting factors, and the second data stream comes from the combined signal of the first and second sensing vectors. 7. The device of claim 6 wherein operational circuitry is configured for switching the first data stream between the first and second sensing vectors, wherein the operational circuitry is further configured to analyze the first data stream to update one or more of the weighting factors over time. 8. The device of claim 7 wherein the operational circuitry is further configured to: periodically switch from the first sensing vector to the second sensing vector for analysis in the second data stream at predefined intervals; andoccasionally switch from the first sensing vector to the second sensing vector for analysis in the second data stream in response to a triggering event. 9. The device of claim 6 wherein the operational circuitry is configured to analyze the first and second data streams for noise and if noise is found in the first d... | CARDIAC PACEMAKERS, INC. | A61N001/365 A61B005/04 A61B005/042 A61B005/00 A61N001/39 A61B005/0452 A61N001/362 A61B005/0402 A61N001/04 A61N001/05 A61N001/37 A61B005/0456 A61B005/0468 A61B005/024 A61B005/0245 A61B005/0472
US10299697 | B2 | 2019-05-28 | Microelectrode for measuring EMG of laboratory microfauna and method for manufacturing the same, and system for measuring EMG of laboratory microfauna using microelectrode | 2015-11-03 | The present disclosure relates to a microelectrode for measuring EMG signals of a laboratory microfauna. The present disclosure includes a metal plate with an insulating plate deposited on a surface, a plurality of silicon substrates disposed on the insulating plate, the silicon substrates being electrically connected to the metal plate, covered with an insulator, and adjacent to one another, and a plurality of needle electrodes, each formed on the respective silicon substrates as an integral part thereof, wherein the needle electrodes have the same predetermined length, have a tapered shape from the respective silicon substrates, are spaced apart from each other by a predetermined distance, and wherein a metallic layer is formed on each of the needle electrodes by depositing metal materials, the insulator is formed on the metallic layer, and a portion of the metallic layer at a tip is exposed. | 1. A system for measuring bio-signals from laboratory microfauna using a microelectrode, comprising: a position control unit, attached to the microelectrode, for controlling a position of the microelectrode;a microfauna mounting unit for mounting the laboratory microfauna, disposed at an opposite direction to the position control unit, for dipping the laboratory microfauna; anda magnification unit for magnifying the microelectrode and the laboratory microfauna in order to control the position control unit and the microfauna mounting unit, contact the microelectrode to the laboratory microfauna, and measure the bio-signals from the laboratory microfauna,wherein the microfauna mounting unit has a coil electrode having a shape for winding around the laboratory microfauna. 2. The system of claim 1, wherein the position control unit includes a magnet section disposed at one side of the microelectrode to fix the microelectrode. 3. The system of claim 1, wherein the position control unit supplies an electric power generated from an external device to a plurality of needle electrodes included in the microelectrode, such that the plurality of needle electrodes may deliver stimulus signals to the laboratory microfauna, thereby measuring the bio-signals from the laboratory microfauna. 4. The system of claim 1, wherein the coil electrode has a diameter of 1 mm or 2 mm. 5. The system of claim 1, wherein the microfauna mounting unit may be rotated such that the microelectrode may be accurately inserted into the laboratory microfauna. 6. The system of claim 1, wherein the coil electrode is composed of an electric conductive material and both ends of the coil electrode are grounded. | GWANGJU INSTITUTE OF SCIENCE AND TECHNOLOGY CHONNAM NATIONAL UNIVERSITY HOSPITAL DAEGU GYEONGBUK INSTITUTE OF SCIENCE & TECHNOLOGY | A61B005/0492 G01N033/483 A61B005/04
US10299969 | B2 | 2019-05-28 | Diaper | 2018-10-09 | A diaper includes a medical pad including a piece of substrate with a major surface and an electric circuit on the major surface, a sensor connected with the electric circuit for measuring the electrical resistance of the electric circuit, and a wireless data transceiver or a radio frequency identification (RFID) tag electrically connected with the sensor for receiving results of the measuring from the sensor for subsequent transmission. The system carries out real time self-calibration to adaptively monitor the condition of the medical pad even in the face of changing environment and changing material properties. | 1. A diaper including a wetness reporting pad, said wetness reporting pad including: a piece of substrate with a major surface and an electric circuit on said major surface,a sensor connected with said electric circuit for measuring the electrical resistance of said electric circuit, anda data transmitter for receiving results of said measuring from said sensor for wireless transmission,wherein said electric circuit includes a first electrically conductive line with a first terminal and a second electrically conductive line with a second terminal, each said electrically conductive line being in the shape of a comb and interlocking with each other, andwherein at least said first electrically conductive line has a first section and a second section which are of different widths. 2. The diaper of claim 1, wherein said first electrically conductive line has a third section with a width different from the width of said first section and the width of said second section. 3. The diaper of claim 1, wherein said first electrically conductive line and said second electrically conductive line comprise conductive ink printed on said substrate. 4. The diaper of claim 1, wherein said first electrically conductive line and said second electrically conductive line comprise electrically conductive threads sewn onto said substrate. 5. The diaper of claim 4, wherein said electrically conductive threads are covered at least in part by yarn. 6. A wetness reporting system including at least one diaper according to claim 1, further including at least one network station and at least one server, wherein said at least one network station is wirelessly connected with said wetness reporting pad for data communication,wherein said at least one network station is wirelessly connected with said server for data communication, andwherein a sensor module comprising said sensor and said data transmitter is releasably physically engageable with said network station. 7. The system of claim 6, wherein when said sensor module is engaged with said network station, said sensor module is physically registrable or re-registrable with said system. 8. A diaper including a wetness reporting pad, said wetness reporting pad including: a piece of substrate with a major surface and an electric circuit on said major surface,a sensor connected with said electric circuit for measuring the electrical resistance of said electric circuit, anda data transmitter for receiving results of said measuring from said sensor for wireless transmission,wherein said sensor and said data transmitter are comprised in an integrated circuit (IC),further including a third terminal connecting with said second electrically conductive line via a calibration conductive line, allowing electrical resistance of said electric circuit to be measured for calibration purpose. 9. A wetness reporting system including at least one diaper according to claim 8, further including at least one network station and at least one ... | CONVERGENCE SYSTEMS LIMITED | G06K007/10 A61F013/42 A61B005/00 A61F013/15 A61F013/53
US10288590 | B2 | 2019-05-14 | PH indicator device and formulation | 2017-11-06 | Disclosed herein are devices and methods for determining the pH of fluid. Example devices include a device comprising a surface configured to contact the fluid and a pH indicator covalently bound thereto, wherein the pH indicator has a first color prior to contact with the fluid and changes color as a function of the pH of the fluid. | 1. An article of manufacture, comprising: a fluid-contacting surface, wherein the article of manufacture further comprises a gel positioned on the fluid-contacting surface, the gel configured to contact the fluid, the gel comprising a pH indicator comprising 2-[(4-(2-hydroxyethylsulfonyl)-phenyl)diazenyl]-4-methylphenol and 4-[4-(2-hydroxyethylsulphonyl)-phenylazo]-2,6-dimethoxy phenol in about a 2:1 ratio. 2. The article of claim 1, wherein the gel is an adhesive. 3. The article of claim 1, further comprising a conduit configured to direct fluid to the pH indicator. 4. The article of claim 1, wherein the fluid contacting surface comprises a film. 5. The article of claim 1, wherein the fluid contacting surface comprises an absorbent pad. 6. The article of claim 1, wherein the fluid contacting surface comprises a mesh. 7. The article of claim 1, wherein the article is configured to indicate food spoilage. 8. The article of claim 7, wherein the article is configured to be positioned on a food package. 9. The article of claim 1, wherein the article is configured to be placed in a wound. 10. The article of claim 1, wherein the fluid-contacting surface is a coating, the coating configured to be placed on a packaging material. 11. The article of claim 1, wherein the article is configured to monitor drug release. 12. The article according to claim 1, wherein the colour change in the pH indicator is detectable at a 0.1 unit interval change in pH. 13. The article according to claim 12, wherein the colour change in the pH indicator is detectable between about pH 5 and about pH 10. 14. The article according to claim 13, wherein the colour change in the pH indicator is detectable between about pH 5.5 and about pH 9.5. 15. The article according to claim 13, wherein the colour change in the pH indicator is detectable between about pH 6.5 and 9.5. 16. The article according to claim 1, wherein the article comprises a cellulosic material. 17. The article according to claim 1, wherein the article comprises a peripheral edge, the pH indicator positioned on the peripheral edge. | Smith & Nephew PLC | G01N031/22 G01N027/416 G01N021/80 A61B005/145 A61F013/42
US10299753 | B2 | 2019-05-28 | Flashlight view of an anatomical structure | 2007-11-29 | A method for imaging an anatomical structure on a display, including acquiring an initial spatial representation of the anatomical structure and positioning an instrument in proximity to the anatomical structure. The method further includes determining a location of the instrument, and generating, in response to the location, an image of a part of the anatomical structure. The method includes appending the image to the initial spatial representation to display a combined spatial representation. | 1. A method for imaging an anatomical structure and displaying a flashlight view of the anatomical structure on a display, comprising: acquiring an initial spatial representation of the anatomical structure, wherein the initial spatial representation of the anatomical structure is a 3-D image of the anatomical structure, and displaying at least part of the 3-D image of the anatomical structure on a display;positioning an instrument in proximity to the anatomical structure by inserting the instrument through a vein or artery;determining a location of the instrument by measuring spatial and orientation coordinates of a tip of the instrument;generating:(i) a reconstruction region image, wherein the reconstruction region image corresponds to a portion of the 3-D image of the anatomical structure, wherein the reconstruction region image is a 2-D image representing a planar section of the anatomical structure, wherein the 2-D reconstruction region image is overlaid on the corresponding portion of the 3-D image of the anatomical structure on the display, and wherein the 3-D image of the anatomical structure and the reconstruction region image have the same scale and are different portions of a single composite image of at least part of said anatomical structure; and(ii) an icon of the tip of the instrument based on the spatial and orientation coordinates of the tip of the instrument, wherein the icon is displayed on the display within the reconstruction image and in a position corresponding to the current location of the tip of the instrument with respect to the anatomical structure;setting a size parameter of the reconstruction region via a graphic user interface (GUI) on the display, wherein the size of the reconstruction region image of the anatomical structure is from 10%-50% of the area of the 3-D image of the anatomical structure on the display;wherein one or more different display parameters are used to display the 3-D image of the anatomical structure and the reconstruction region image, and wherein the different display parameters are chosen from intensity, color, resolution, and transparency in order to visibly distinguish elements within the reconstruction region image from elements of the 3-D image of the anatomical structure which are outside of the reconstruction region image on the display;wherein the position of the reconstruction region on the display and with respect to the 3-D image of the anatomical structure is defined in relation to the position of the tip of the instrument, and wherein the reconstruction region is moved on the display and with respect to the 3-D image of the anatomical structure to follow movement of the tip of the instrument;wherein the step of setting the size parameter of the reconstruction region comprises: displaying a plurality of handles associated with the icon on the GUI, wherein each of the handles is a movable element on the GUI;an operator moving at least one of the handles on the GUI and thereby adjus... | BIOSENSE WEBSTER, INC. | A61B005/00 A61B005/06 A61B006/00 A61B008/00 A61B008/08 A61B008/12 A61B034/20 A61B090/00
US10292619 | B2 | 2019-05-21 | Patient breathing modeling | 2008-07-09 | A method of accounting for the movement of the lungs during an endoscopic procedure such that a previously acquired image may be dynamically registered with a display showing the position of a locatable guide. After an initial image set is acquired, an area of interest is identified and the movement thereof due to breathing is mathematically modeled. Patient movement sensors are then used to provide information on the patient's breathing patterns. This information is entered into the mathematical model in order to update the registration between the image set and a display showing the position of the locatable guide. | 1. A method of modeling lung movements due to breathing in a patient comprising: acquiring at least one static image of a patient's lungs during a fully inhaled phase of the breathing cycle;acquiring at least one static image of a patient's lungs during a fully exhaled phase of the breathing cycle;generating at least one electromagnetic field;identifying locations of a plurality of points of interest on said static images, wherein location sensors are attached to said patient proximate said points of interest;detecting the at least one electromagnetic field with said location sensors;determining location data from signals received from said location sensors; andusing said location data to model the lung movements by predicting mathematically locations of said plurality of points of interest at phases of the breathing cycle between said fully inhaled and fully exhaled phases of the breathing cycle. 2. The method of claim 1 wherein said acquiring at least one static image of a patient's lungs during a predetermined phase of the breathing cycle comprises acquiring a static image at a phase in the breathing cycle that is between inhalation and exhalation. 3. The method of claim 1 wherein said acquiring at least one static image of a patient's lungs during a predetermined phase of the breathing cycle comprises acquiring a static image at a phase in the breathing cycle that is between exhalation and inhalation. 4. The method of claim 1 wherein said acquiring at least one static image of a patient's lungs during a predetermined phase of the breathing cycle comprises acquiring a static image at a phase in the breathing cycle that is between inhalation and exhalation and acquiring a second image in at a phase in the breathing cycle that is between exhalation and inhalation. 5. The method of claim 1 wherein identifying locations of a plurality of points of interest on said at least one static image comprises identifying, on said at least one static image, a plurality of bifurcations in the airways. 6. The method of claim 1 wherein predicting, mathematically, locations of said plurality of points of interest at phases of the breathing cycle other than said predetermined phase comprises developing a mathematical algorithm that models the lung movement of the patient. 7. The method of claim 1 wherein predicting, mathematically, locations of said plurality of points of interest at phases of the breathing cycle other than said predetermined phase comprises calculating a polynomial transformation. 8. The method of claim 1 wherein predicting, mathematically, locations of said plurality of points of interest at phases of the breathing cycle between said fully inhaled and fully exhaled phases of the breathing cycle comprises: measuring movement due to breathing at a plurality of points in a plurality of patients;averaging the measurements;creating a 3-dimensional vector field representative of average movements in the lungs; andapplying a vector correspondin... | COVIDIEN LP | A61B005/08 A61B005/06 A61B001/267 A61B006/00 A61B034/10
US10278582 | B2 | 2019-05-07 | Hospital bed having wired and wireless network connectivity | 2018-08-07 | A hospital bed is programmable with new firmware that is downloaded to the bed over a network. The firmware is downloaded to the bed automatically from a remote computer device. The remote computer device receives a message from the hospital bed which includes data regarding the version number of the bed's current firmware, and if the version number indicates that the firmware is an outdated version, the remote computer device downloads a new version of the firmware to the bed. | 1. A hospital bed for use in a healthcare facility having a network, the hospital bed comprising: a frame configured to support a patient, andbed control circuitry carried by the frame and configured to control a plurality functions of the hospital bed and configured to monitor status of the plurality of functions, the bed control circuitry including a wireless communication module and at least one wired module, wherein the bed control circuitry is configured to receive software upgrades transmitted via the network wirelessly for receipt by the wireless communication module and via a wired connection to the network for receipt by the at least one wired module. 2. The hospital bed of claim 1, wherein the wireless communication module is connected to other portions of the bed circuitry via a wired link. 3. The hospital bed of claim 2, wherein the wired link comprises a serial peripheral (SPI) link. 4. The hospital bed of claim 1, wherein the wireless communication module is configured to communicate with the network via an 802.11 link. 5. The hospital bed of claim 1, wherein the wireless communication module is configured to communicate with at least one wireless access point of the network. 6. The hospital bed of claim 1, wherein the bed control circuitry stores bed data related to the plurality of functions, a first subset of the bed data is transmitted to the network via the at least one wired module, and a second subset of bed data is transmitted to the network via the wireless communication module. 7. The hospital bed of claim 1, wherein the software upgrades comprise a new version of firmware. 8. The hospital bed of claim 7, wherein the bed control circuitry includes flash memory into which the new version of firmware is stored for use by the at least one wired module. 9. The hospital bed of claim 8, wherein the bed control circuitry cooperates with the at least one wired module to send a firmware-downloaded message off of the hospital bed if the flash memory is successfully programmed with the new version of firmware. 10. The hospital bed of claim 1, further comprising an indicator coupled to the bed control circuitry and wherein the indicator is operated to indicate that the bed control circuitry is successfully communicating over the network of the healthcare facility. 11. The hospital bed of claim 10, wherein the indicator comprises a light emitting diode (LED). 12. The hospital bed of claim 1, wherein the bed control circuitry is configured to receive one or more messages from the network indicating which functions of the hospital bed are to be monitored by the bed control circuitry. 13. The hospital bed of claim 1, wherein the bed control circuitry is configured to send a heartbeat message to the network. 14. The hospital bed of claim 13, wherein the heartbeat message comprises a copyright notice. 15. The hospital bed of claim 1, further comprising at least one user input that is coupled to the bed control circuitry and th... | Hill-Rom Services, Inc. | A61B005/00 A61B005/11 G06F008/65 G07C003/00 G08B005/22 A61B005/024 A61G012/00 A61G007/018 G06F019/00 G08B021/22 G16H040/20 G16H040/40 G16H040/63 G16H040/67 H04L029/08
US10292611 | B2 | 2019-05-21 | System and method for onset/offset capture | 2016-11-01 | A medical device is utilized to monitor physiological parameters of a patient and capture segments of the monitored physiological parameters. The medical device includes circuitry configured to monitor one or more physiological parameters associated with the patient and an analysis module that includes a buffer and a processor. The buffer stores monitored physiological parameters and the processor analyzes the monitored physiological parameters and triggers capture of segments from the buffer in response to a triggering criteria being satisfied. The analysis module selects a pre-trigger duration based at least in part on the triggering criteria. | 1. A medical device for monitoring physiological parameters of a patient and capturing segments of the monitored physiological parameters, the medical device comprising: circuitry configured to monitor a one or more physiological parameters associated with the patient; and an analysis module that includes a buffer to store monitored physiological parameters and a processor to analyze monitored physiological parameters and trigger capture of segments from the buffer in response to a triggering criteria being satisfied, wherein a size of the segment captured in response to a triggering event depends at least in part on a pre-trigger duration, wherein the analysis module selects the pre-trigger duration based at least in part on the triggering criteria. 2. The medical device claim 1, wherein the circuitry is electrocardiogram (ECG) circuitry coupled to one or more electrodes to monitor an ECG signal associated with the patient. 3. The medical device of claim 2, wherein the triggering criteria defines a number of beats (X) that must exceed a heart rate threshold out of a total number of beats (Y), wherein the pre-trigger duration is selected based at least in part on the total number of beats (Y). 4. The medical device of claim 3, wherein the pre-trigger duration is selected based at least in part on a type of arrhythmia being detected by the triggering criteria. 5. The medical device of claim 3, wherein the triggering criteria includes a plurality of triggering criteria, each triggering criteria associated with one of a plurality of types of arrhythmia, and wherein the pre-trigger duration is selected based on a maximum trigger duration associated with the plurality of triggering criteria. 6. The medical device of claim 5, wherein the pre-trigger duration is selected based on the maximum total number of beats (Y) value utilized by the plurality of triggering criteria. 7. The medical device of claim 1, wherein the triggering criteria includes an onset triggering criteria and an offset triggering criteria, wherein the pre-trigger duration is selected based on the onset triggering criteria and an offset pre-trigger duration is selected at least in part based on the offset triggering criteria. 8. The medical device of claim 1, wherein the processor identifies onset of condition resulting in triggering criteria being satisfied and measures a time from onset to the triggering criteria. 9. The medical device of claim 8, wherein the measured time from onset to the triggering criteria is stored and subsequently analyzed to determine one or more of severity of the condition, progression of the condition, and efficacy of treatment. | Medtronic Monitoring, Inc. | A61B005/04 A61B005/00 A61B005/0452 A61B005/0432 A61B005/046
US10292615 | B2 | 2019-05-21 | Methods and apparatus for accelerated, motion-corrected high-resolution MRI employing internal detectors or MRI endoscopy | 2013-09-20 | A method of internal MRI employing at least one active internal MRI detector located within a sample of interest. The method includes applying an MRI pulse sequence to the sample of interest. The MRI pulse sequence includes spatial encoding projections. The method further includes receiving MRI signals at the active internal MRI detector and reconstructing at least one MRI image from the MRI signals using an error minimizing algorithm. The MRI pulse sequence provides an increase in an acquisition speed when reconstructing the at least one MRI image by sparsely under-sampling an image k-space in at least one dimension. | 1. A method of internal MRI comprising: employing a single active internal MRI detector located within a sample of interest;applying an MRI pulse sequence to said sample of interest which includes said single active internal MRI detector, said MRI pulse sequence comprising spatial encoding projections;receiving MRI signals at the single active internal MRI detector; andreconstructing at least one MRI image from the MRI signals using an error minimizing algorithm, said error minimizing algorithm being a compressed sensing error minimization algorithm,wherein said MRI pulse sequence provides an increase in an acquisition speed when reconstructing said at least one MRI image by sparsely under-sampling an image k-space in at least one dimension. 2. The method of claim 1, wherein the increase in acquisition speed is proportionate to an undersampling factor of the MRI pulse sequence. 3. The method of claim 1, wherein the MRI pulse sequence is one of a projection MRI sequence or a Cartesian MRI sequence. 4. The method of claim 3, wherein the projection MRI sequence is randomly undersampled, and wherein the Cartesian MRI sequence is a variable-density random under-sampled Cartesian MRI sequence with minimum undersampling at the center of k-space. 5. The method of claim 1, wherein the error minimization algorithm is an iterative error minimization algorithm. 6. The method of claim 5, wherein the error minimization algorithm is an l1-norm minimization algorithm, and wherein images are reconstructed using a Wavelet Transform. 7. The method of claim 1, wherein the MRI pulse sequence is applied repeatedly and wherein the reconstructed image is part of a cine stream. 8. The method of claim 7, wherein said cine stream is created by successively replacing the oldest acquired of said spatially-encoding projection of the MRI sequence, with the most recently acquired spatially-encoding projection. 9. A method of internal MRI employing at least one active internal MRI detector located within a sample of interest, comprising: applying an MRI pulse sequence to said sample of interest which includes said at least one active internal MRI detector, said MRI pulse sequence comprising spatial encoding projections;receiving MRI signals at the at least one active internal MRI detector;reconstructing at least one MRI image from the MRI signals using an error minimizing algorithm; andperforming motion correction to said at least one MRI image,wherein said MRI pulse sequence provides an increase in an acquisition speed when reconstructing said at least one MRI image by sparsely under-sampling an image k-space in at least one dimension,wherein performing motion correction comprises reconstructing said MRI image from a viewpoint of said at least one active internal MRI detector at a center of a MRI field of view,wherein, in at least one spatially-encoding projection excited by said MRI pulse sequence, an MRI signal of said detector exhibits at least one singularity in a v... | THE JOHNS HOPKINS UNIVERSITY | A61B005/00 A61B005/055 G01R033/34 G01R033/561 G01R033/28 G01R033/48 G01R033/56 G01R033/565
US10292649 | B2 | 2019-05-21 | Multiple vector fluid localization | 2016-05-26 | A differential or relative measurement between an orthogonal measurement vector and another measurement vector can be used to determine the location where fluid accumulation is occurring or the local change in such fluid accumulation. This can help diagnose or treat infection or hematoma or seroma at a pocket of an implanted cardiac rhythm management device, other implanted medical device, or prosthesis. It can also help diagnose or treat pulmonary edema, pneumonia, pulmonary congestion, pericardial effusion, pericarditis, pleural effusion, hemodilution, or another physiological condition. | 1. A system comprising: an impedance measurement circuit configured to measure tissue impedance using a plurality of impedance vectors including first and second impedance vectors; anda detector circuit communicatively coupled to the impedance measurement circuit, configured to generate a fluid status indicator using the measured tissue impedance including a relative measure between a change in first impedance measurements according to the first impedance vector and a change in second impedance measurements according to the second impedance vector, the fluid status indicator indicating fluid accumulation at a body location;wherein the first impedance vector includes a first excitation vector for providing a first excitation signal, and a first response vector for sensing a first response to the first excitation signal, the first excitation vector being non-orthogonal to the first response vector; andwherein the second impedance vector includes a second excitation vector for providing a second excitation signal, and a second response vector for sensing a second response to the second excitation signal, the second excitation vector being substantially orthogonal to the second response vector. 2. The system of claim 1, further comprising an interface unit configured to communicate the fluid status indicator to a user or an automated process. 3. The system of claim 1, wherein the detector circuit is configured to generate the fluid status indicator indicating fluid accumulation at a device pocket for an implantable device using the first and second tissue impedance measurements, wherein the second impedance vector includes the second excitation vector provided between a first left ventricular electrode and a pectoral electrode, the second response vector provided between a second left ventricular electrode and one of a right atrial electrode, a right ventricular electrode, or a superior vena cava electrode. 4. The system of claim 1, wherein the detector circuit is configured to generate the fluid status indicator indicating fluid accumulation at a device pocket for an implantable device using the first and second impedance measurements, wherein the second impedance vector includes the second excitation vector provided between a first left ventricular electrode and a pectoral electrode, the second response vector provided between the pectoral electrode and one of a right atrial electrode or a superior vena cava electrode. 5. The system of claim 1, wherein the detector circuit is configured to generate the fluid status indicator indicating fluid accumulation at a pericardial region using the first and second impedance measurements, wherein the second impedance vector includes the second excitation vector provided between a first right ventricular electrode and a left ventricular electrode, the second response vector provided between a second right ventricular electrode and one of a right atrial electrode or a superior vena cava electrode. 6. The s... | Cardiac Pacemakers, Inc. | A61B005/00 A61B005/01 A61N001/37 A61B005/053 A61N001/362 A61N001/365
US10278766 | B2 | 2019-05-07 | Methods for treating airways | 2014-02-04 | This relates to treating airways in a lung to decrease asthmatic symptoms. The also includes steps of measuring a parameter of an airway at a plurality of locations in a lung, identifying at least one treatment site from at least one of the plurality of locations based on the parameter, and applying energy to the treatment site to reduce the ability of the site to narrow. | 1. A method of treating a lung, the method comprising: stimulating an airway in the lung;after stimulating the airway, measuring a parameter of the airway;delivering a liquid to an enclosed volume via an energy delivery device; andbased on the measured parameter, applying energy from an electrode of the energy delivery device, through the enclosed volume of liquid, to tissue surrounding the airway to damage nerve tissue. 2. The method of claim 1, wherein applying energy includes applying a radio frequency modality, and the energy delivery device is a monopolar device or a bipolar device. 3. The method of claim 1, further including monitoring electrical impedance of the tissue surrounding the airway. 4. The method of claim 1, wherein stimulating the airway causes the lung to produce at least one symptom of reversible obstructive pulmonary disease, and stimulating the airway increases the resistance to airflow in the lung or constricts one or more airways in the lung. 5. The method of claim 1, wherein stimulating the airway includes introducing a pharmacological agent into the airway to induce constriction of the airway. 6. The method of claim 1, wherein damaging nerve tissue reduces the resistance of the lung to airflow. 7. The method of claim 1, wherein, after applying energy, the method further includes determining an effectiveness of applying energy by determining whether the lung has a reduced ability to produce at least one symptom of reversible obstructive pulmonary disease. 8. The method of claim 1, wherein the energy delivery device includes a balloon that prevents the liquid from travelling distal of the energy delivery device within the airway. 9. The method of claim 1, wherein stimulating the airway and measuring the parameter are both performed with the energy delivery device. 10. A method of treating a lung, the method comprising: stimulating an airway in the lung to constrict the airway;after stimulating the airway, measuring a parameter of the airway;identifying a treatment site based on the measured parameter;applying energy to the identified treatment site from an electrode, through an enclosed volume of liquid, to damage nerve tissue to reduce the ability of the identified treatment site to respond to a stimulus; andafter applying energy to the identified treatment site, determining an effectiveness of applying energy to the identified treatment site by determining whether the lung has a reduced ability to produce at least one symptom of reversible obstructive pulmonary disease. 11. The method of claim 10, wherein stimulating the airway includes contacting a portion of the airway with a pharmacological agent to induce constriction of the airway at the contacted portion of the airway, and identifying the treatment site based on the measured parameter includes selecting the contacted portion of the airway to receive energy from the electrode. 12. The method of claim 10, wherein identifying the treatment site based on the... | Boston Scientific Scimed, Inc. | A61B018/18 A61B018/14 A61B001/00 A61B005/053 A61B005/08 A61B005/107 A61B005/00 A61B010/04 A61B018/06 A61N005/10 A61B017/00 A61B018/00 A61B090/00
US10279195 | B2 | 2019-05-07 | Method for identifying the location of at least one treatment channel from a group of a plurality of treatment channels as well as a system for effecting radiation treatment on a pre-selected anatomical portion of an animal body | 2016-06-01 | The invention relates to a method for identifying the location at least one treatment channel from a group of a plurality of treatment channels as wells as a system for effecting radiation treatment on a pre-selected anatomical portion of an animal body.;According to the invention the identifying method being characterized by the steps of A selecting at least one of said plurality of treatment channels;B reconstructing the actual location of said selected treatment channel relative to said animal body; andC comparing said reconstructed location said pre-planned plurality of locations.;Furthermore the system according to the invention is characterized in that identifying means are present for identifying the location of at least one treatment channel from said group of said plurality of inserted treatment channels and comparing said identified location with one or more of said pre-planned locations present in said treatment plan. | 1. A computer-implemented method for controlling a radiation therapy apparatus based on an identification of a first hollow treatment channel of a plurality of hollow treatment channels configured to be inserted within a portion of a patient for radiation therapy in accordance with a predetermined radiation treatment plan, and wherein the first hollow treatment channel is configured to be connected to the radiation therapy apparatus when delivering the radiation therapy, the method comprising: recording a three-dimensional position associated with a planned dwell position of a tracking element configured to be inserted into the first hollow treatment channel;reconstructing in memory, by using at least one processor, an orientation of the first hollow treatment channel connected to the radiation therapy apparatus by associating the planned dwell position with the recorded three dimensional position to generate a reconstructed orientation;comparing, using at least one processor, the reconstructed orientation with digitized planned orientations of the plurality of hollow treatment channels included in the predetermined radiation treatment plan;determining, using at least one processor and based on the comparing, an identity of the first hollow treatment channel, such that the identity of the first hollow treatment channel identifies, for purposes of the predetermined radiation treatment plan, the first hollow treatment channel from among the plurality of treatment channels; andcontrolling the radiation therapy apparatus based on the determined identity of the first hollow treatment channel in accordance with the predetermined radiation treatment plan. 2. The computer-implemented method of claim 1, wherein reconstructing the orientation further includes displacing a tracking element through the first hollow treatment channel. 3. The computer-implemented method of claim 2, wherein the tracking element is a magnetic element configured to be displaced through a magnetic field, such that the recording of the three-dimensional position is based upon a displacement of the magnetic element through the magnetic field. 4. The computer-implemented method of claim 1, wherein the reconstructed orientation of the first hollow treatment channel represents an actual orientation of the first hollow treatment channel as inserted within the patient. 5. The computer-implemented method of claim 1, wherein the plurality of hollow treatment channels are configured to allow displacement of one or more radiation sources through each hollow treatment channel. 6. The computer-implemented method of claim 5, further comprising: generating a control signal that is configured to control a radiation delivery device to deliver radiation treatment to the patient based on the determined identity of the first hollow treatment channel. 7. The computer-implemented method of claim 6, wherein the plurality of hollow treatment channels are inserted within the portion of the patient t... | NUCLETRON B.V. | A61B005/00 A61N005/10 A61B034/20
US10292654 | B2 | 2019-05-21 | Biomedical device, systems and methods having conductive elements | 2013-12-16 | A device for determining a physiological property of a body includes an insulating support having a compliant contact surface with a conductive element to contact the body. A mounting fixture disposed over a mounting surface of the support removably holds a rigid sensor spaced apart from the body and coupled to the conductive element to determine the physiological property via that element. A method for enabling a physiological parameter to be measured without direct contact between an active device and the body includes arranging a conductive element over an inner surface of an insulating circumferential band. A sensor with the active device is attached to the exterior of the band and thus coupled to the element. A system includes the sensor having a mounting connector, and sensor carriers with respective supports, mounting fixtures, and conductive elements. The sensor mounted on a carrier determines the property via the respective conductive element. | 1. A device for mounting a sensor on a body, the device comprising: a) an insulating support having a compliant contact surface and an opposed mounting surface, so that the contact surface is capable of being configured to contact the body wherein the insulating support is a circumferential band configured to be wrapped about a portion of the body;b) at least one conductive element arranged at least partly on or over the contact surface and extending at least in part radially through the insulating support;c) a mounting fixture disposed over the mounting surface; andd) a rigid sensor removably connected to the mounting fixture with connection means and having at least one interface on a lower surface, so that when the rigid sensor is mounted, the rigid sensor is spaced apart from the body and is coupled to the at least one conductive element via the at least one interface to measure a first property of the body via the at least one conductive element; and wherein the at least one conductive element is electrically conductive, the insulating support is electrically insulating, and the rigid sensor includes an electrical contact interface coupled to the at least one conductive element. 2. The device according to claim 1, in which the at least one conductive element includes at least two conductive elements coupled to respective interfaces of the rigid sensor so that the rigid sensor determines the physiological property of the body by providing an excitation to the body via a first selected one of the at least two conductive elements and receiving a response of the body to the provided excitation via a second selected one of the at least two conductive elements. 3. The device according to claim 1, wherein the rigid sensor is coupled to a first end of the at least one conductive element, the at least one conductive element extending along the contact surface so that the rigid sensor determines the physiological property of the body at an opposite second end of the conductive element. 4. The device according to claim 3, wherein the at least one conductive element includes a plurality of conductive elements extending along the contact surface and having respective first ends coupled to respective interfaces of the rigid sensor, the second ends of at least two of the plurality of conductive elements being spaced apart from each other. 5. The device according to claim 3, further comprising an additional conductive element comprising a light pipe. 6. The device according to claim 1, wherein the mounting fixture includes a slot adapted to receive a mounting tab protruding from the rigid sensor. 7. The device according to claim 5, in which the light pipe is optically conductive at a selected wavelength, and the rigid sensor includes an electro-optical interface coupled to the light pipe. 8. The device according to claim 7, in which the rigid sensor further includes an optical filter disposed between the light pipe and the electro-optical interface. ... | Johnson & Johnson Consumer Inc. | A61B005/1455 A61B005/00 A61B005/0205 A61B005/0408
US10304315 | B2 | 2019-05-28 | Systems and methods for health monitoring and providing emergency support | 2017-06-09 | Systems and methods for providing a health monitoring and emergency response service are provided. Each element in a plurality of data elements is obtained from a health monitoring device connected to a corresponding subject in a plural of subjects. An alert is triggered through analysis of the data element or manually triggered by the subject or a subject's circle of support. A communication channel is opened between the subject and the members of the circle of support. The subject or one or more members of the circle of support of the subject verifies or rejects the alert. The alert is sent to a remote monitoring alarm center and emergency responders are dispatched. | 1. A computer system for providing a health monitoring and emergency support service to a plurality of subjects, the computer system comprising: at a first computer comprising one or more first processors and a first memory, the first memory comprising first non-transitory instructions which, when executed by the one or more first processors, performs a first method comprising:running a monitoring process, wherein, for each respective subject in the plurality of subjects, the monitoring process comprises: (i) polling for a respective data element in a plurality of data elements from a corresponding health monitoring device in a plurality of health monitoring devices associated with the respective subject, and(ii) initiating a first notification process for a candidate subject in the plurality of subjects when the respective data element satisfies an alarm trigger condition, wherein the first notification process, performed for the candidate subject in the plurality of subjects when the respective data element satisfies the alarm trigger condition, comprises:communicating the data element or the alarm trigger condition to each remote device in a plurality of remote devices, wherein each remote device in the plurality of remote devices is associated with a respective support member in a plurality of support members, and wherein each respective support member is uniquely associated with the candidate subject;communicating the data element or the alarm trigger condition to the corresponding health monitoring device associated with the candidate subject;concurrently polling for a verification response from the plurality of remote devices and the health monitoring device associated with the candidate subject; andresponsive to receiving the verification response from either (i) any one or more remote devices in the plurality of remote devices or (ii) from and the health monitoring device associated with the candidate subject:initiating a second notification process that notifies a remote alarm monitoring center about the alarm trigger condition and a current location of the candidate subject when the verification response satisfies a first condition, andterminating the first notification process when the verification response satisfies a second condition without notifying the remote alarm monitoring center about the alarm trigger condition, wherein: the first condition is satisfied in accordance with a determination that a most recently received verification response from one or more remote devices in the plurality of remote devices is a confirmation,the first condition is satisfied in accordance with a determination that a most recently received verification response from the health monitoring device associated with the candidate subject is a confirmation, andthe second condition is satisfied in accordance with a determination that a most recently received verification response from either (i) any one or more remote devices in the plurality of remote d... | AMP LLC | G08B001/08 G08B025/00 G08B025/01 A61B005/00 A61B005/0205 A61B005/145
US10286253 | B1 | 2019-05-14 | Reciprocating dynamometer to assess human physical capacity and muscle composition | 2016-06-13 | A reciprocating dynamometer assesses human physical capacity and muscle composition by: (1) simultaneously working all four limbs of the body through a full range of motion while maximally loading the muscles through a full range of speeds; (2) simultaneously capturing the reciprocating torques and reciprocating angular velocities of all four reciprocating limbs, and (3) adjusting to provide similar ranges of motion for limb joints of human subjects of different body height and limb length. Levers provide synchronized, reciprocating, angular movements for handles and pedals while adjustable brakes oppose reciprocating motion during a 15 second test of maximal exertion. Measurements of elapsed time, torque input to each lever and angular displacement of each lever enable a plot of cyclical moving average of power over cycle frequency for each limb. Peak cyclical power is the maximal rate of work performed, averaged over one movement cycle. Cycle frequency at peak cyclical power is a noninvasive reflection of muscle composition (fiber typing). Fundamental to this device and method is use of moving averages based not on time, but on movement cycle. | 1. A reciprocating dynamometer, comprising: (a) at least one lever having a first end and a second end, said first end having a pivotal axis, said at least one lever configured to produce a reciprocating angular movement about said pivotal axis, said reciprocating angular movement being responsive to a torque applied to said second end of said at least one lever, said torque having a magnitude, said at least one lever having an angular position relative to said reciprocating angular movement;(b) means for generating a torque input signal responsive to said magnitude of said torque applied to said second end of said at least one lever, said means for generating a torque input signal being operably connected to said at least one lever;(c) a primary rotary encoder connected to said first end of said at least one lever, wherein said primary rotary encoder is an absolute rotary encoder, said absolute rotary encoder configured to generate an absolute rotary encoder signal responsive to said angular position of said at least one lever;(d) a magnetic particle brake connected to said first end of said at least one lever, said magnetic particle brake configured to apply resistance to said reciprocating angular movement of said at least one lever in response to a brake output signal, said resistance being adjustable in magnitude;(e) a crank arm having a first end and a second end, said first end having a rotational axis, said crank arm configured to produce a rotating movement about said rotational axis, said crank arm having an angular position relative to said rotating movement;(f) a tie rod connected between said at least one lever and said second end of said crank arm, whereby said reciprocating angular movement of said at least one lever is transmitted by said tie rod to produce said rotating movement of said crank arm;(g) a secondary rotary encoder connected to said first end of said crank arm, said secondary rotary encoder configured to generate a secondary rotary encoder signal responsive to said angular position of said crank arm; and(h) a base computer having a timer configured to generate a timer signal, said base computer operably connected to said means for generating a torque input signal, said absolute rotary encoder, said magnetic particle brake and said secondary rotary encoder, said base computer configured to use said secondary rotary encoder signal to trigger capturing and recording of data derived from said timer signal, said torque input signal and said absolute rotary encoder signal and generating said brake output signal, said base computer further configured to compute a cyclical moving average of power and a cycle frequency. | - | A61B005/22 A63B021/00 A63B021/22 A63B022/00 A63B022/06 A63B024/00 A63B023/035 A61B005/00 A61B090/00
US10278623 | B2 | 2019-05-07 | Apparatus and methods for maintaining a medical device in a clean and disinfected state, and for cleaning and disinfecting a medical device | 2018-03-23 | Sleeves and cases for protecting medical devices against contamination, and methods for cleaning and disinfecting medical devices are provided. The various embodiments enable a single medical device to be used by more than one patient successively while reducing the risk of disease transmission from patient to patient. | 1. An enclosure for an electronic medical device, the enclosure comprising: a case configured to receive an electronic medical device configured to wirelessly receive sensor data and display glucose concentration information, the electronic medical device having a communication port, wherein the case has substantially no impact on radio frequency performance; andan opening in the case sized and configured to allow for insertion of the electronic medical device into the case and removal of the electronic medical device from the case. 2. The enclosure of claim 1, further comprising: a cover configured to cover the opening; anda first adhesive located and configured to secure the cover to the case. 3. The enclosure of claim 2, further comprising: a second opening in the case, the second opening being located so as to permit access to the communication port when the electronic medical device is received within the case;a second cover configured to cover the second opening; anda second adhesive located and configured to secure the second cover to the case. 4. The enclosure of claim 3, wherein the first adhesive comprises a first peel strength, the second adhesive comprises a second peel strength, and the first peel strength is different than the second peel strength. 5. The enclosure of claim 4, wherein the first peel strength is greater than the second peel strength. 6. The enclosure of claim 4, wherein the first peel strength is great enough to prevent separation of the cover from the case without tearing the sleeve. 7. The enclosure of claim 1, wherein the communication port also serves as a charging port. 8. The enclosure of claim 7, wherein the communication port is a USB port. 9. The enclosure of claim 1, wherein the case comprises a material selected from the group consisting of polyurethane, polyethylene, and low density polyethylene. 10. The enclosure of claim 1, wherein the case comprises a first portion comprising a first material and a second portion comprising a second material. 11. The enclosure of claim 10, wherein the second material has greater stiffness than the first material. 12. The enclosure of claim 10, wherein the first portion comprises a material selected from the group consisting of polyurethane, polyethylene, and low density polyethylene. 13. The enclosure of claim 10, wherein the second portion comprises a material selected from the group consisting of polycarbonate and acrylonitrile butadiene styrene. 14. The enclosure of claim 10, wherein the second portion is configured to provide access to the communication port. 15. The enclosure of claim 10, wherein the opening is surrounded by the first portion. 16. The enclosure of claim 1, wherein the opening comprises a first slit that extends in a longitudinal direction, and a second slit that extends in a transverse direction. 17. The enclosure of claim 16, wherein a first end of the first slit corresponds to a lengthwise center of the second slit. 18. A method... | DexCom, Inc. | A61L002/00 A61B001/32 A61B017/06 A61B005/145 A45C011/00
US10292636 | B2 | 2019-05-21 | Device for use in the evaluation of suicide risk | 2014-09-16 | A device for evaluation of suicide risk of a person. A measuring unit measures electrodermal activity in fingers of the person to detect depressed persons who are at risk for suicide. The measuring unit is arranged to transmit a sound signal or tone to the person and to provide a signal for analysis of the electrodermal activity from the person. A measuring module measures orientation reactions in the form of blood volume variations of the person, preferably by a phtophletysmographic method peripherally in the fingers and/or centrally in the frontal lobe of the brain through the forehead, and changes in the pulse rate of the test person. | 1. A device for use in an evaluation of suicide risk of a person, the device comprising: a first measuring unit that measures electrodermal activity in fingers of the person to be evaluated to detect a depressed person who is at risk for suicide, wherein the first measuring unit is configured to emit and transmit a sound signal or tone to the person to be evaluated and to generate an electrodermal response signal for analysis of the electrodermal activity from the person to be evaluated;a second measuring unit configured to measure orientation reactions on sound stimuli from said sound signal or tone, the orientation reactions comprising blood volume variations of the person to be evaluated; andat least one microphone configured to detect noise interference, wherein microphone signals are transmitted in parallel with the electrodermal response signal to be included in the signal analysis, andwherein the sound signal or tone is repeated in a predetermined interval according to a specific schedule. 2. The device according to claim 1, wherein the measurement of the orientation reactions in the form of blood volume variations is made by a photophletysmographic method. 3. The device according to claim 2, wherein the photophletysmographic method comprises a measurement of blood volume variations centrally in the frontal lobe of the brain through a forehead of the person. 4. The device according to claim 3, wherein the second measuring unit configured to measure the orientation reactions by photophletysmography centrally in the frontal lobe of the brain via the forehead comprises light emitting elements and sensor elements arranged adjacent to the forehead of the person. 5. The device according to claim 4, wherein said light emitting elements and sensor elements are placed on an arm extending from the headphones up to a convenient distance from the forehead of the person during the evaluation. 6. The device according to claim 2, wherein the sound signal or tone transmitted by the first measuring unit is repeated according to a schedule in widely varying intervals during the measurement of the electrodermal and photophletysmographic activity of the person. 7. The device according to claim 6, wherein the sound signal or tone transmitted by the first measuring unit is repeated at about 40 seconds. 8. The device according to claim 2, wherein the photophletysmographic method comprises a measurement of blood volume variations peripherally in the fingers of the person. 9. The device according to claim 2, wherein the photophletysmographic method comprises a measurement of blood volume variations peripherally in the fingers and centrally in the frontal lobe of the brain through the forehead of the person. 10. The device according to claim 1, wherein the first measuring unit is configured to emit and transmit said sound signal or tone via headphones. 11. The device according to claim 1, wherein the electrodermal response signal from the first measuring ... | EMOTRA AB | A61B005/00 A61B005/16 A61B005/053 A61B005/0205 A61B005/026 A61B005/0295 A61B007/04 A61B005/0245 A61B005/0456
US10278580 | B2 | 2019-05-07 | Integrated medicament delivery device for use with continuous analyte sensor | 2014-06-09 | An integrated system for the monitoring and treating diabetes is provided, including an integrated receiver/hand-held medicament injection pen, including electronics, for use with a continuous glucose sensor. In some embodiments, the receiver is configured to receive continuous glucose sensor data, to calculate a medicament therapy (e.g., via the integrated system electronics) and to automatically set a bolus dose of the integrated hand-held medicament injection pen, whereby the user can manually inject the bolus dose of medicament into the host. In some embodiments, the integrated receiver and hand-held medicament injection pen are integrally formed, while in other embodiments they are detachably connected and communicated via mutually engaging electrical contacts and/or via wireless communication. | 1. An integrated system for monitoring and treating diabetes, the system comprising: a medicament injection pen configured and arranged for injecting an amount of a medicament into a host;an integrated receiver configured and arranged to receive sensor data from a continuous glucose sensor, wherein the sensor data is indicative of a glucose concentration of the host in vivo, wherein the integrated receiver comprises electronics configured and arranged to process the sensor data to calculate at least one of time of medicament therapy and amount of medicament therapy, and wherein the integrated electronics are configured and arranged to require validation of the calculated at least one of time of medicament therapy and amount of medicament therapy, when an evaluation step determines a potential risk is present, prior to injecting an amount of medicament into the host, anda user interface configured and arranged for at least input of host information, wherein the user interface is further configured to display a graphical representation of at least sensor data and medicament delivery data, wherein the user interface further displays at least one of a target glucose concentration or a range. 2. The integrated system of claim 1, wherein the integrated receiver comprises a housing, wherein the medicament injection pen is integrally formed with the housing. 3. The integrated system of claim 1, wherein the integrated receiver comprises a housing, and wherein the medicament injection pen is detachably connectable to the housing. 4. The integrated system of claim 3, wherein communication between the medicament injection pen and the receiver is initiated based at least in part on detachable connection of the medicament injection pen and the housing. 5. The integrated system of claim 1, wherein the receiver is configured to communicate in at least one of wiredly with a single-point glucose monitor and wirelessly with a single-point glucose monitor. 6. The integrated system of claim 1, wherein the medicament injection pen comprises a motor. 7. The integrated system of claim 6, wherein the motor is configured to set the amount of medicament. 8. The integrated system of claim 6, wherein the motor is configured to control a rate of medicament injection into a host. 9. The integrated system of claim 6, wherein the receiver is configured to remotely control the motor. 10. The integrated system of claim 1, wherein the medicament injection pen and the receiver each comprise mutually engaging electrical contacts, and wherein the mutually engaging electrical contacts are configured to allow communication between the medicament injection pen and the receiver. 11. The integrated system of claim 10, wherein the system is configured to initiate communication between the medicament injection pen and the receiver in response to engagement of the electrical contacts. 12. The integrated system of claim 10, wherein the system is configured to communicate medicament ... | DexCom, Inc. | A61M005/172 A61B005/00 A61B005/145 A61M005/24 A61M005/315 G06F019/00 A61B005/1486 A61M005/00
US10297022 | B2 | 2019-05-21 | Method and system for analysis of volumetric data | 2014-09-15 | A method is provided for modeling complex shapes from volumetric data utilizing spherical wave decomposition (SWD) by combining angular-only basis functions of the SPHARM with radial basis functions obtained by asymptotic expansion as a series of sine and cosine Fourier transforms to form the complete 3D basis. The 3D basis is used to expand the volumetric data. The resulting 3D volume representation allows construction of images of both surface and internal structures of the target object. | 1. A method for generating a three-dimensional model of brain morphology, comprising: acquiring, via an imaging system, volumetric MRI data for a subject's brain, the volumetric MRI data comprising three-dimensional datapoints comprising Cartesian coordinates;inputting the volumetric MRI data into a computer processor having instructions stored therein for causing the computer processor to execute the steps of: transforming the volumetric MRI data into spherical coordinates comprising radial and angular variables and computing spherical wave decomposition by;expanding the transformed spherical coordinates into 3D basis functions by: expanding angular variables into angular-only spherical harmonic basis functions having preselected angular degree to determine angular coefficients; andexpanding the radial variables into radial basis functions having preselected radial degrees by asymptotic expansion as a series of sine and cosine Fourier transforms to determine radial coefficients, wherein the series of sine and cosine Fourier transforms have the formf⁡(k,θ,ϕ)=∑n=0l⁢Pl(n)⁡(1)kn+1×{(-1)⌊l-n2⌋⁢∫0∞⁢r1-n⁢dr⁢⁢sin⁡(kr)⁢f⁡(r,θ,ϕ),l+n⁢⁢is⁢⁢even(-1)⌊l-n+12⌋⁢∫0∞⁢r1-n⁢dr⁢⁢cos⁡(kr)⁢f⁡(r,θ,ϕ),l+n⁢⁢is⁢⁢odd,where [x] denotes the largest integer that does not exceed x, and Pl(N) is a series of Legendre polynomials;combining angular coefficients and radial coefficients to construct a signature for a 3D volume representation of the brain morphology in spherical coordinates;transforming the signature into a 3D volume representation of the brain morphology into Cartesian coordinates; anddisplaying the transformed 3D volume representation of the brain morphology on a graphical user interface. 2. The method of claim 1, wherein the step of transforming the volumetric data comprises convolving the volumetric data with a resampling filter having the form ƒ(r)=∫∫∫x(x−x′)ƒ(x′)d3x′. 3. The method of claim 2, wherein the resampling filter is balanced between speed and quality by varying between nearest neighbor to complex multipoint interpolation. 4. The method of claim 1, wherein the step of transforming the 3D volume representation comprises convolving the 3D volume data with a resampling filter having the form ƒ(x)=∫∫∫r(r−r′)ƒ(r′)dV′. 5. The method of claim 4, wherein the resampling filter is balanced between speed and quality by varying between nearest neighbor to complex multipoint interpolation. 6. A computer-program product embodied in a non-transitory computer-readable medium which, when executed by a computer processor cause the processor to generate a three-dimensional model of brain morphology by: receiving volumetric data generated by an MRI scanning system for a subject's brain scan, the volumetric data comprising 3-dimensional data points comprising Cartesian coordinates;transforming the volumetric data into spherical coordinates comprising radial and angular variables;computing spherical wave decomposition (SWD) by expanding the transformed spherical coor... | THE REGENTS OF THE UNIVERSITY OF CALIFORNIA | A61B005/00 G06T007/00 A61B005/055 G01R033/56 G06F017/50 G06T011/00 G01R033/563
US10295541 | B2 | 2019-05-21 | Devices for detecting or filtering tumor cells | 2017-02-13 | Among others, the present invention provides devices each including a micro-filter, a shutter, a cell counter, a selector, a micro-surgical kit, a timer, and a data processing circuitry, wherein the micro-filter is capable of detecting or filtering circulating tumor cells. | 1. A micro-device comprising a micro-trench, a probe embedded alongside the trench's side walls or bottom floor, and a controlling circuitry, wherein the micro-device is capable of trapping, measuring, detecting, sorting, counting, analyzing, modifying, correcting, or communicating diseased cells in a biological subject by measuring a property of the diseased cells at microscopic level; wherein the probe comprise a flexible supporting structure, embedded alongside the trench's side walls or bottom floor, to support the probe and to extend or contract the probe relative to the trench's side walls or bottom floor, and the flexible supporting structure comprises a piezoelectric material. 2. The micro-device of claim 1, wherein the width of the micro-trench ranges from about 0.5 nm to about 200 μm or from about 0.5 nm to about 50 μm, the depth of the micro-trench ranges from about 0.5 nm to about 200 μm or from about 0.5 nm to about 50 μm, and the length of the micro-trench ranges from about 1 nm to about 50 mm or from about 1 nm to about 10 mm. 3. The micro-device of claim 1, wherein the probe comprises a conductive material and optionally a bio-compatible coating. 4. The micro-device of claim 1, further comprising an array of trenches. 5. The micro-device of claim 1, wherein the biological entity is a blood sample, a urine sample, a saliva sample, a tear sample, a sweat sample, or a lymph sample. 6. The micro device of claim 1, wherein the probe is connected to the controlling circuit, and capable of receiving and executing instructions from the controlling circuit. 7. The micro device of claim 1, wherein the probe is extended or contacted by the supporting structure in order to be able to move the biological subject. 8. The micro device of claim 1, wherein the property to be measured at the microscopic level is an electrical, magnetic, electromagnetic, thermal, optical, acoustical, biological, chemical, electro-mechanical, electro-chemical, electro-optical, electro-thermal, electro-chemical-mechanical, bio-chemical, bio-mechanical, bio-optical, bio-thermal, bio-physical, bio-electro-mechanical, bio-electro-chemical, bio-electro-optical, bio-electro-thermal, bio-mechanical-optical, bio-mechanical thermal, bio-thermal-optical, bio-electro-chemical-optical, bio-electro-mechanical-optical, bio-electro-thermal-optical, bio-electro-chemical-mechanical, physical, or mechanical property, or a combination thereof. 9. The micro device of claim 8, wherein the electrical property is surface charge, surface potential, resting potential, electrical current, electrical field distribution, surface charge distribution, cell electronic properties, cell surface electronic properties, dynamic changes in electronic properties, dynamic changes in cell electronic properties, dynamic changes in cell surface electronic properties, dynamic changes in surface electronic properties, electronic properties of cell membranes, dynamic changes in electronic properties of ... | Shanghai Xinshenpai Technology Co., Ltd. | G01N033/487 G01N015/10 A61B005/145 G01N033/574 C12Q001/68 G01N033/50 G01N001/34 A61B005/07 B01L003/00 A61B010/00 G01N001/40 G01N015/14 G01N033/543 G01N015/00
US10278779 | B1 | 2019-05-07 | Exciter assemblies | 2018-06-06 | Provided herein are systems, devices, assemblies, and methods for generating exciter signals, for example, to activate a remotely located tag. The systems, devices, assemblies, and methods find use in a variety of application including medical applications for the locating of a tag in a subject. | 1. A device comprising: a) a base substrate,b) first, second, third, and fourth exciter coils attached to said substrate and configured to generate a magnetic field for causing a tag to generate a signal,c) a balun circuit electrically linked to said first, second, third, and fourth exciter coils, andd) a plurality of witness station assemblies, wherein said witness station assembly comprises:i) a witness coil, wherein said witness coil comprises: A) a metal core having a coil-free proximal end, a coil-free distal end, and a central region, andB) coil windings wound around said central region of said metal core,ii) first and second witness coil brackets, andiii) first and second elastomeric parts,wherein said coil-free proximal end of said metal core is secured between said first witness coil bracket and said first elastomeric part, andwherein said coil-free distal end of said metal core is secured between said second witness coil bracket and said second elastomeric part. 2. The device of claim 1, further comprising first, second, third, and fourth switches that control the direction of current through said exciter coils, each of which is connected to one of said first, second, third, and fourth exciter coils. 3. The device of claim 2, wherein each switch comprises a relay element, a PIN diode, or a field effect transistor. 4. The device of claim 2, further comprising a plurality of capacitors, wherein each switch is linked to at least two of said capacitors. 5. The device of claim 1, wherein each exciter coil comprises at least 50 turns and/or is composed of Litz wire. 6. The device of claim 1, further comprising: a plurality of witness coils configured to detect said signal from said tag. 7. The device of claim 6, wherein said plurality of witness coils: i) are located on opposing sides of said base substrate, but not adjacent to said opposing sides, and/or ii) are each positioned to alternate opposite orientation along x and y axes with respect to other witness coils. 8. The device of claim 6, further comprising a plurality of printed circuit boards, wherein each of said plurality of witness coils is operably linked to one of said plurality of circuit boards. 9. The device of claim 8, wherein each circuit board comprises at least two capacitors and at least one balun circuit. 10. The device of claim 1, wherein said metal core comprises a ferrite metal core. 11. The device of claim 1, wherein said first and second witness coil brackets each comprises at least one adjustment part. 12. The device of claim 1, wherein said each witness station assembly further comprises an electronics part electrically linked to said witness coil, wherein said electronics part comprises at least one capacitor and/or at least one balun circuit. 13. The device of claim 1, wherein said witness station assembly further comprises a faraday shield. 14. A device comprising: an exciter assembly that cycles between generating at least first, second, and third m... | ELUCENT MEDICAL, INC. | A61B005/05 A61B034/20 A61B005/06 A61B090/00
US10299902 | B2 | 2019-05-28 | Fastenable device for oral cavity position detection | 2015-07-22 | The present invention provides for a fastenable device for oral area position detection that is fastenable to oral care implements. | 1. An oral-area position-detection device comprising: (a) housing;(b) at least a first fastener configured to fasten the housing to an oral-care implement;(c) at least one electrode pair disposed on the housing and having an impedance formed between the electrodes when electrified, wherein the housing houses an impedance-measurement unit electrically coupled to the electrode pair for measuring impedance values between the electrodes, and wherein the housing comprises a base portion, a head portion opposite to the body portion, and a body portion between the base portion and the head portion, wherein the base portion comprises the at least one fastener as a first fastener defining an opening, wherein the opening is configured to be slideable along a neck portion of the oral-care implement,wherein the at least one electrode pair is disposed on the head portion and wherein the at least one electrode pair comprises at least a first electrode, a second electrode, a third electrode, and a fourth electrode, wherein said electrodes are configured to form electrode pairs with one another,wherein the head portion further comprises at least one fastener as a second fastener defining a snappable channel configured to be releasably fastenable to the neck portion of the oral-care implement; andwherein the device further comprises a frequency generator electrically connected to the electrode pair for applying a voltage having at least two different frequencies between the electrode pair, wherein the impedance-measurement unit measures the impedance values between the electrodes at the at least two different frequencies. 2. The device of claim 1, further comprising an orientation-determination unit for measuring orientation data, wherein the orientation-determination unit is in communication with a position-determination unit, wherein the orientation-determination unit is selected from the group consisting of an accelerometer, a gyroscope, a geomagnetic sensor, and any combination thereof, and wherein the device does not include any mechanical on/off switch. 3. The device of claim 1, wherein the housing houses a transmitter for transmitting impedance values. 4. The device of claim 1, further comprising a contact-determination unit in communication with the impedance-measurement unit, wherein the contact-determination unit comprises a memory for storing a function, wherein the function correlates impedance values of a defined oral area, and wherein the contact-determination unit further comprises a processor for processing the measured impedance values to the stored function so as to determine contact information of the electrode pair with the defined oral area; and a transmitter for transmitting impedance values or contact information. 5. The device of claim 1, further comprising an orientation-determination unit for measuring orientation data and a wireless transmitter for transmitting measured impedance values or measured orientation data. 6. The device o... | THE PROCTER & GAMBLE COMPANY | A61C017/22 A61C019/04 A46B015/00 A61B005/053 A61B005/00 A61C015/04 A61C017/02
US10278641 | B2 | 2019-05-07 | Activity meter, activity amount measurement device, portable terminal, information sharing assistance device, information sharing system, activity assistance device, and activity assistance system | 2018-05-02 | An activity meter (100) includes (i) a sleep level judging section (112) for repeatedly detecting a sleep level of a user and (ii) a notifying section (113) for automatically notifying the user of specific information only during a period during which a most recent sleep level is less than a predetermined level. | 1. An activity amount measuring device that measures an activity amount of a user and transmits, to a mobile device, activity amount information that indicates the activity amount thus measured, the activity amount measuring device having (i) a first measuring mode in which measurement of the activity amount is carried out at a first interval and (ii) a second measuring mode in which, in addition to the measurement at the first interval, measurement of the activity amount is carried out at a second interval which is shorter than the first interval, said activity amount measuring device comprising: a receiving section that receives, from the mobile device, a command that instructs a change in a measuring mode;a measuring section that measures the activity amount, the measuring section changing the measuring mode in accordance with the command thus received by the receiving section; anda communication section that transmits, in the second measuring mode, the activity amount to the mobile device at a third interval that is longer than the second interval. 2. The activity amount measuring device as set forth in claim 1, wherein: the receiving section receives (i) a command that instructs a change in the measuring mode from the first measuring mode to the second measuring mode and (ii) interval information that specifies a value of the second interval; andin a case where the receiving section has received the command that instructs the change in the measuring mode from the first measuring mode to the second measuring mode, the measuring section sets, to a value specified by the interval information, the value of the second interval during which the activity amount is measured in the second measuring mode. 3. A mobile device that (i) receives, from an activity amount measuring device, activity amount information which indicates an activity amount of a user and (ii) presents, to the user, the activity amount indicated by the activity amount information thus received, the activity amount measuring device having (i) a first measuring mode in which measurement of the activity amount is carried out at a first interval and (ii) a second measuring mode in which, in addition to the measurement at the first interval, measurement of the activity amount is carried out at a second interval which is shorter than the first interval, in the second measuring mode, the activity amount measuring device transmitting the activity amount to the mobile device at a third interval that is longer than the second interval,said mobile device comprising:a transmitting section that transmits, in a case where a predetermined user operation has been detected, a command that instructs a change in a measuring mode in which the activity amount measuring device measures the activity amount, to the activity amount measuring device. | SHARP KABUSHIKI KAISHA | A61B005/00 A61B005/11 G08B005/22 G06F019/00 G16H020/30 G16H020/40
US10290228 | B2 | 2019-05-14 | Activity recognition with activity reminders | 2017-05-31 | An athletic performance monitoring system, for motivating a user to reach a goal level of athletic activity. The system may motivate the user by calculation a deficit between a current total level of activity and the goal level of athletic activity, and suggesting activity types that the user may carry out an order to reach the goal level, wherein the suggested activity types may be based on activities that are geographically close to the user, or sporting equipment worn by, or in possession of, the user. | 1. A unitary apparatus configured to be worn by a user, comprising: a processor;a sensor;a network adapter;a user interface; anda non-transitory computer-readable medium comprising computer-executable instructions that when executed by the processor perform at least: capturing, from the sensor while being worn on the user, motion data generated by the sensor as a result of a motion of the user;calculating, from the motion data, an activity point metric indicative of an amount of physical activity carried out by the user;displaying on the user interface a calculated goal status as a dynamic bar chart that compares the calculated activity point metric with a goal activity point total for the user;identifying one or more sporting facilities that are within a proximity of a current location of the user;communicating, using the user interface, a motivational message to the user suggesting that the user participate in a physical activity at one of the one or more sporting facilities,wherein the physical activity, if participated in by the user within a remainder of a time period, would cause the user to meet the goal activity point total, based on the calculated goal status. 2. The unitary apparatus of claim 1, wherein the physical activity is suggested based on one or more stored activities in which the user has previously participated. 3. The unitary apparatus of claim 1, wherein the physical activity is suggested based on one or more individuals known to the user who are participating in the physical activity at the one or more sporting facilities. 4. The unitary apparatus of claim 1, wherein the physical activity is suggested based on one or more items of athletic equipment in possession of the user. 5. The unitary apparatus of claim 1, wherein the network adapter comprises a cellular network adapter configured to connect the unitary apparatus of a cellular network. 6. The unitary apparatus of claim 3, wherein the one or more individuals known to the user are detected to be participating in the physical activity at the one or more sporting facilities from data received from an online social network. 7. The unitary apparatus of claim 1, wherein the physical activity comprises one or more physical activities that are communicated to the user with a ranking order based on a likelihood of there being enough time remaining in the time period to meet the goal activity point total by participating in the one or more physical activities. 8. The unitary apparatus of claim 1, wherein the one more sporting facilities are identified as destinations on a map. 9. An apparatus, comprising: a processor;a sensor;a user interface; anda non-transitory computer-readable medium storing computer-readable instructions that, when executed by the processor, cause the apparatus to: capture motion and location data from the sensor;calculate an activity point metric from the motion data indicative of an amount of physical activity performed by a user over a specified ... | NIKE, Inc. | G08B023/00 G09B019/00 G08B021/24 G08B005/22 G06F019/00 A61B005/11 A61B005/00 H04W004/70 H04B001/3827 H04L029/08 H04W004/02 A43B003/00 A43B005/00 A63B024/00 A63B071/06 G09B005/02 G16H020/30 A61B005/103
US10299720 | B2 | 2019-05-28 | Reversal of general anesthesia by administration of methylphenidate, amphetamine, modafinil, amantadine, and/or caffeine | 2015-02-10 | The present invention generally relates to compositions comprising anesthesia-reversing agents which facilitate or increase the time of awakening or reverse the effects of general anesthesia-induced unconsciousness. In some embodiments, the anesthesia reversing agent can be selected from any or a combination of methylphenidate (MPH), amphetamine, modafinil, amantadine, caffeine, or analogs or derivatives thereof. In some embodiments, compositions comprising at least one or more anesthesia-reversing agents can be used to facilitate awakening from anesthesia without or decreasing occurrence of delirium, and can be used in methods to treat or prevent the symptoms associated with emergence delirium, as well as treat a subject oversedated with general an esthesia. The invention also relates to methods for administering these compositions comprising anesthesia-reversing agents to subjects and for use. | 1. An electronic method for determining a state of consciousness from electroencephalogram (“EEG”) signals acquired from a subject experiencing an administration of at least one anesthetic agent or at least one drug to facilitate emergence from anesthesia, the electronic method comprising: acquiring EEG signals from EEG electrodes the EEG signals responsive to said state of consciousness of the subject experiencing said administration of said at least one anesthetic agent or said at least one drug to facilitate emergence from anesthesia;electronically determining physiological data responsive to said EEG signals;electronically processing said physiological data including applying at least one window to the physiological data;for the at least one window, electronically calculating a multi-taper spectrum estimation; andelectronically generating a viewable spectrogram responsive to the multi-taper spectrum estimation, wherein the spectrogram is responsive of the state of consciousness of the subject. 2. The method of claim 1 further comprising electronically determining physiological effects on the state of consciousness of the subject of the at least one anesthetic agent or at let o one drug to facilitate emergence from anesthesia using the spectrogram. 3. The method of claim 2 wherein determining physiological effects includes electronically comparing the spectrogram to reference spectrograms. 4. The method of claim 1 further comprising electronically determining a therapeutically effective amount of the at least one anesthetic agent or at least one drug to facilitate emergence from anesthesia using the spectrogram. 5. The method of claim 4 wherein determining a therapeutically effective amount includes electronically comparing the spectrogram to reference spectrograms. 6. The method of claim 1 wherein electronically processing including applying at least one window includes applying a sliding window. 7. The method of claim 6 wherein applying a sliding window includes applying said sliding window stepped through a 0.05 second interval. 8. The method of claim 1 wherein calculating the multi-taper spectrum estimation includes calculating said multi-taper estimation using 5 tapers. 9. The method of claim 6, wherein electronically processing including applying at least one window includes applying said sliding window, said sliding window using a duration of 2 seconds. 10. The method of claim 1, further comprising electronically generating a report responsive said spectrogram. | The General Hospital Corporation | G01N033/48 A61B005/00 A61K031/13 A61K031/137 A61K031/165 A61K031/4458 A61K031/522 A61K045/06 A61B005/04 A61B005/0476 A61K009/00
US10292263 | B2 | 2019-05-14 | Biodegradable materials for multilayer transient printed circuit boards | 2015-08-04 | The invention provides transient printed circuit board devices, including active and passive devices that electrically and/or physically transform upon application of at least one internal and/or external stimulus. | 1. A transient printed circuit board (PCB) comprising: a substrate;a plurality of electrical interconnects supported by said substrate; wherein at least a portion of said plurality of electrical interconnects comprises at least one pad for receiving a lead from an electronic component;wherein at least one of said substrate and said plurality of electrical interconnects comprises a selectively transformable material; andan actuator responsive to a user initiated external trigger signal, wherein upon a receiver of said transient PCB receiving said external trigger signal said actuator, which is operationally connected to said receiver, directly or indirectly initiates at least partial transformation of said selectively transformable material, thereby providing a programmable transformation of the transient PCB in response to said external trigger signal, wherein said programmable transformation provides a change in function of the transient PCB from a first condition to a second condition; andwherein said user initiated external trigger signal is a user initiated application of an electric field provided to said transient PCB, a user initiated application of electromagnetic radiation provided to said transient PCB, a user initiated mechanical impact provided to said transient PCB, a user initiated flow of heat provided to said transient PCB, a user initiated flow of heat from said transient PCB or a user initiated application of an RF electric field provided to said transient PCB. 2. The transient PCB of claim 1, wherein said selectively transformable material undergoes a transformation upon application of an internal or external stimulus. 3. The transient PCB of claim 2, wherein said transformation is dissolution or biodegradation to benign end products. 4. The transient PCB of claim 2, wherein said transformation is a change from a first functionally operable state to a second functionally inoperable state. 5. The transient PCB of claim 2, wherein said selectively transformable material undergoes said transformation at a preselected rate. 6. The transient PCB of claim 1, wherein said selectively transformable material is stable in the absence of an internal or external stimulus for a period of at least 5 days. 7. The transient PCB of claim 1, wherein upon exposure to said internal or external stimulus said selectively transformable material is completely transformed within a period of 5 days or less. 8. The transient PCB of claim 1 further comprising an adhesive layer joining said substrate of said transient PCB with a substrate of a second transient PCB to form a double-sided transient PCB. 9. The transient PCB of claim 8 further comprising at least one via structure for electrically connecting the electrical interconnects of said transient PCB with electrical interconnects of said second transient PCB. 10. The transient PCB of claim 9, wherein said via structure is filled with a conductive paste. 11. The transient PCB of claim 1 furth... | THE BOARD OF TRUSTEES OF THE UNIVERSITY OF ILLINOIS | H05K001/02 H05K001/09 A61B005/00 H05K003/22 H05K003/28 H05K001/03 H05K001/14 H05K003/12 H05K003/20 H05K003/46
US10292632 | B2 | 2019-05-21 | Medical device inserters and processes of inserting and using medical devices | 2015-10-15 | An apparatus for insertion of a medical device in the skin of a subject is provided, as well as methods of inserting medical devices. | 1. An apparatus for inserting a medical device into a subject, comprising: a housing;the medical device;a rotor located within the housing, the rotor comprising a rotor follower projection;a torsion spring received within the rotor, wherein the torsion spring is adapted to cause rotation of the rotor;an inserter body adapted to advance the medical device, the inserter body comprising a slot with the rotor follower projection received within the slot, wherein rotation of the rotor and rotor follower projection causes the inserter body and medical device to slidably advance within the housing;a retractor body slidable within the housing;a needle coupled with the retractor body; anda compression spring, wherein expansion of the compression spring causes retraction of the retractor body and needle, and wherein a first end of the compression spring is in contact with the inserter body and a second end of the compression spring is in contact with the retractor body. 2. The apparatus of claim 1, wherein the retractor body comprises a slot adapted to receive the rotor follower projection. 3. The apparatus of claim 1, wherein rotation of the rotor and rotor follower projection advances the inserter body and retractor body simultaneously. 4. The apparatus of claim 1, wherein the medical device is a sensor and the apparatus is configured such that the sensor is received within the needle during advancement of the inserter body. 5. The apparatus of claim 1, wherein the torsion spring is in a loaded state, and wherein depression of a release button causes the torsion spring to unload and rotate the rotor. 6. The apparatus of claim 1, wherein the torsion spring comprises a winding, a first end extending from the winding, and a second end extending from the winding. 7. The apparatus of claim 6, wherein the first end of the torsion spring engages with the housing and the second end of the torsion spring engages with the rotor. 8. The apparatus of claim 6, wherein the torsion spring winding is helical. 9. The apparatus of claim 1, wherein the slot comprises a straight portion. 10. The apparatus of claim 1, wherein the slot comprises a straight portion and a curved portion. 11. The apparatus of claim 1, wherein the medical device is a sensor. 12. The apparatus of claim 1, wherein the housing comprises a recess in which the rotor is received. | ABBOTT DIABETES CARE INC. | A61B005/15 A61B005/145 A61B005/00 A61M005/158 A61B005/151 A61B017/34 A61B005/157 A61B005/01
US10278645 | B2 | 2019-05-07 | Body-worn vital sign monitor | 2010-04-19 | The invention provides a body-worn vital sign monitor that measures a patient's vital signs (e.g. blood pressure, SpO2, heart rate, respiratory rate, and temperature) while simultaneously characterizing their activity state (e.g. resting, walking, convulsing, falling) and posture (upright, supine). The monitor processes this information to minimize corruption of the vital signs and associated alarms/alerts by motion-related artifacts. It also features a graphical user interface (GUI) rendered on a touchpanel display that facilitates a number of features to simplify and improve patient monitoring and safety in both the hospital and home. | 1. A vital sign monitoring system configured to be worn on the patient's body and comprising: a least one vital sign sensor configured to generate and transmit a time-dependent vital sign waveform; anda vital sign monitor configured to be worn on the wrist of the patient and comprising:a housing,a motion sensor within the housing configured to measure a time-dependent motion waveform,a display device on a surface of the housing, anda processing component within the housing comprising a microprocessor, wherein the microprocessor comprises a first interface operably connected to the vital sign sensor to receive the time-dependent vital sign waveform, a second interface operably connected to the motion sensor to receive the time-dependent motion waveform, and a third interface operably connected to the display device,wherein the microprocessor is configured to (i) collectively process the time-dependent motion waveform and the time-dependent vital sign waveform, (ii) determine using the time-dependent motion waveform an orientation of the vital sign monitor and in response control an orientation of a graphical user interface displayed on the display device, wherein the orientation of the graphical user interface comprises a first orientation directed towards the patient and a second orientation directed away from the patient, and wherein the graphical user interface displays different information in the first orientation as compared to that displayed in the second orientation, (iii) determine using the time-dependent motion waveform a degree of motion of the patient's wrist, (iv) determine using the time-dependent vital sign waveform and the degree of motion of the patient's wrist a vital sign value, and (v) display the vital sign value or a parameter calculated therefrom on the display device through the third interface. 2. The vital sign monitor of claim 1, wherein the first orientation is rotated from the second orientation by 180 degrees. 3. The vital sign monitor of claim 1, wherein the first orientation is rotated from the second orientation by 90 degrees. 4. The vital sign monitor of claim 1, wherein the microprocessor is further configured to render a first graphical user interface on the display device in a first display mode and a second graphical user interface on the display device in a second display mode, wherein the second display mode is accessed by entry of unlocking data into the vital sign monitor. 5. The vital sign monitor of claim 1, wherein the time dependent vital sign waveform is one of a photoplethysmograph, echocardiogram, impedance pneumography, oscillometeric, or accelerometer waveform. 6. The vital sign monitor of claim 1, wherein the parameter calculated from the vital sign signal is one of heart rate, systolic blood pressure, continuous non-invasive blood pressure, diasolic blood pressure, mean arterial pressure, blood oxygen saturation, or respiration rate. 7. The vital sign monitor of claim 1, wherein the motio... | SOTERA WIRELESS, INC. | A61B005/00 G06F019/00 H04W004/02
US10285633 | B2 | 2019-05-14 | Implantable electrochemical biosensor system and method | 2018-03-02 | Correction for initial variation in thickness of a polymer layer and for changes in the coating thickness that occur after implantation of a biosensor and therefore provides substantial increase in the accuracy and lifetime of implantable sensors is done using a factor derived from the decay of potential. | 1. An implantable electrochemical sensor system comprising: a biosensor comprising an electrode and a polymer layer having a thickness and containing an enzyme;a source configured to apply a potential (V) to the biosensor, said potential being sufficient to oxidize or reduce a redox active species in the solution and generate a current;a controller configured to control the source;a potentiometer configured to collect potential measurements at a plurality of different times after application of potential ceases;logic configured to determine the thickness of the polymer layer; andan output device configured to communicate results determined by the logic. 2. The system of claim 1, wherein the redox active species is a part of a reversible redox couple and the thickness of the polymer layer is proportional to 1/k. 3. The system of claim 2, wherein the logic is further configured to determine a correction factor for the thickness of the polymer layer based on the slope (k) of a plot of V versus 1/√t. 4. The system of claim 1, wherein the redox active species is part of an irreversible redox couple and the thickness of the polymer layer is proportional to 1/√k. 5. The system of claim 4, wherein the logic is further configured to provide a corrected measure of analyte in the sample. 6. The system of claim 5, wherein the system further comprises an operational system component configured to receive one or more control parameters determined by the logic. 7. The system of claim 6, wherein the operational system component is an insulin pump. 8. The system of claim 6, wherein the operational system component is a cardiac stimulator. 9. The system of claim 1, wherein the electrode is platinum. 10. The system of claim 1, wherein the electrode is gold. 11. The system of claim 1, wherein, for a particular determination of analyte, the potential is applied to the biosensor for a period of 60 seconds or less. 12. The system of claim 11, wherein the potential is applied to the biosensor for a period of 40 seconds or less. 13. The system of claim 12, wherein the potential is applied to the biosensor for a period of 10 to 30 seconds. 14. The system of claim 11, wherein the potential measurements are collected during a period that is 5 seconds or less after switching off the applied potential. 15. The system of claim 14, wherein the potential measurements are collected during a period of time that is 2 seconds or less after switching off the applied potential. 16. The system of claim 1, wherein the system further comprises an operational system component configured to receive one or more control parameters determined by the logic. 17. The system of claim 16, where the operational system component is an insulin pump. 18. The system of claim 16, wherein the operational system component is a cardiac stimulator. 19. An implantable electrochemical sensor system comprising: a biosensor comprising an electrode and a polymer layer having a thickness and con... | AgaMatrix, Inc. | A61B005/00 A61B005/1486 C12Q001/00 A61B005/145 A61B005/1495
US10292610 | B2 | 2019-05-21 | Neuromodulation systems having nerve monitoring assemblies and associated devices, systems, and methods | 2016-03-31 | Neuromodulation systems with nerve monitoring assemblies and associated devices, systems, and methods are disclosed herein. A neuromodulation system configured in accordance with some embodiments of the present technology can include, for example, a generator, a nerve monitoring assembly configured to detect electroneurogram (ENG) signals, and a neuromodulation catheter. The neuromodulation catheter can include an elongated shaft with a distal portion and a proximal portion. The distal portion of the shaft can include an array of electrodes configured to detect nerve activity from within a blood vessel of a human. The proximal portion of the shaft can include at least one connector that operably couples the electrodes to the generator and to the nerve monitoring assembly. | 1. A neuromodulation catheter, comprising: an elongated shaft having a distal portion and a proximal portion, wherein the distal portion of the shaft is configured for intravascular delivery to a target site within a blood vessel of a human patient;an array of electrodes at the distal portion of the shaft, wherein the electrodes are configured to record electroneurogram (ENG) signals proximate to the target site from within the blood vessel, and wherein the electrodes are further configured to deliver energy to the target site to ablate nerves proximate to the target site; anda connector operably coupled to the electrodes, wherein the connector is at the proximal portion of the shaft and configured to electrically couple the electrodes to an energy generator and to a nerve monitoring assembly configured to remain external to the patient, andwherein the nerve monitoring assembly is operably coupled to the electrodes via signal wires extending through the connector and the elongated shaft, andwherein the nerve monitoring assembly is configured to differentiate the ENG signals from electromyogram (EMG) signals. 2. The neuromodulation catheter of claim 1 wherein the distal portion of the shaft comprises a support member having a spiral shape and configured to contact an interior wall of the blood vessel when the support member is in a deployed state, and wherein the electrodes are spaced apart from each other along a length of the support member. 3. The neuromodulation catheter of claim 2 wherein the array of electrodes comprises four electrodes spaced apart from each other along the length of the support member. 4. The neuromodulation catheter of claim 1 wherein the elongated shaft is configured for intravascular delivery to a renal blood vessel of the patient. 5. The neuromodulation catheter of claim 1 wherein the elongated shaft is configured for intravascular delivery to a renal artery of the patient. 6. The neuromodulation catheter of claim 1 wherein the generator and the nerve monitoring assembly are integrated with each other in a console. | Medtronic Ardian Luxembourg S.a.r.l. | A61B018/12 A61B005/04 A61B017/32 A61B018/02 A61B018/14 A61B005/00 A61N001/05 A61N001/36 A61B017/00 A61B018/00 A61N007/00
US10292587 | B2 | 2019-05-21 | Energy harvester for wildlife monitor | 2016-06-03 | Implementations of energy harvester systems may include: an accumulator having an air bladder separated from water by a membrane; one or more hydro turbines coupled with the accumulator; two or more check valves each coupled with one of the one or more hydro turbines; a system battery coupled to the power conditioner; and an electronic load coupled to the system batter through the power conditioner; wherein the two or more check valves are configured to be in contact with water. | 1. An energy harvesting system comprising: an accumulator comprising an energy storage system separated from water by a membrane;one or more hydro turbines coupled with the accumulator;one or more check valves each coupled with one of the one or more hydro turbines;a power conditioner electrically coupled with each of the one or more hydro turbines;a system battery coupled to the power conditioner; and an electronic load coupled to the system battery through the power conditioner;wherein the one or more check valves are configured to be in contact with water; wherein the energy harvesting system is sized to couple with a monitor configured to couple with an animal. 2. The energy harvesting system of claim 1, wherein the energy storage system comprises an air bladder separated from the water by a membrane. 3. The energy harvesting system of claim 1, wherein the energy storage system comprises a spring coupled to the membrane wherein the membrane is configured to bias the spring in response to pressure force. 4. The energy harvesting system of claim 1, further comprising a secondary fluid reservoir coupled to an inlet and an outlet of the system, the secondary fluid reservoir comprising a working fluid separated from the water by a second membrane, wherein compression of the working fluid occurs in response to pressure force, storing energy in the energy storage system. 5. The energy harvesting system of claim 4, wherein the working fluid is one of fresh water and oil. 6. The energy harvesting system of claim 1, further comprising a second hydro turbine coupled with a second check valve. 7. The energy harvesting system of claim 1, wherein the electronic load comprises monitoring and communication equipment. 8. The energy harvesting system of claim 1, wherein the monitor is one of a bio-logger and a telemetry tag. 9. The energy harvesting system of claim 1, wherein the monitor is one of coupled to an inside and an outside of a system housing. 10. An energy harvesting system comprising: a first hydro turbine and a second hydro turbine, each turbine comprising an inlet and an outlet;a pressure accumulator comprising an energy storage system and a fluid section separated by a membrane, the pressure accumulator coupled with the outlet of the first hydro turbine and the inlet of the second hydro turbine;a first high-hysteresis check valve, coupled to the inlet of the first hydro turbine;a second high-hysteresis check valve, coupled to the outlet of the second hydro turbine;a power conditioner electrically coupled to the first and to the second hydro turbine;a system battery electrically coupled with the power conditioner; andan electronic load electrically coupled with the system battery through the power conditioner;wherein the first hydro turbine and the second hydro turbine are configured to generate electricity and charge the system battery when water flows into the first hysteresis check valve through the first hydro turbine and when water ... | Arizona Board of Regents acting for and on behalf of Northern Arizona University | G06F001/26 A61B005/00 A01K011/00 A01K061/00 F01D015/10 H02K007/18 A01K061/90 F03B013/00 G16H040/67 A61B005/01
US10300294 | B2 | 2019-05-28 | Bi-phasic paired pulse transcranial magnetic stimulation | 2012-09-07 | It is an aspect of the present invention to provide a method for recording a response to Transcranial Magnetic Stimulation (TMS) utilizing a bi-phasic double pulse pair from a TMS coil device to stimulate a subject wherein the second pulse has a lower amplitude compared to the first pulse in the bi-phasic double pulse pair. Significant advantages are achieved using bi-phasic double pulse pairs, particularly where the second pulse in a pair has an intensity lower than the first. Obtaining measurements is simpler and more accurate as the number and intensity of stimulation can be reduced compared to standard single pulse stimulation. | 1. A method of recording a response to Transcranial Magnetic Stimulation (TMS) comprising the steps of: inducing a bi-phasic double pulse pair from a single stimulation coil of a TMS coil device to stimulate a subject wherein the second bi-phasic pulse of the bi-phasic double pulse pair has a lower amplitude compared to the first bi-phasic pulse in the bi-phasic double pulse pair, andmeasuring the subject's response to the bi-phasic double pulse pair,wherein no magnetic field is generated by the TMS coil device between the conclusion of the second bi-phasic pulse of the bi-phasic double pulse pair and prior to the measurement of at least a first portion of the subject's response to said bi-phasic double pulse pair. 2. A method in accordance with claim 1, wherein said measuring step takes place at a point in time when the TMS coil device is not actively producing magnetic stimulation. 3. A method according to claim 1, wherein said second bi-phasic pulse of the bi-phasic double pulse pair is generated less than 1 ms after said first bi-phasic pulse of the bi-phasic double pulse pair has completed. 4. A method according to claim 1, wherein there is no magnetic stimulation generated by the TMS coil device within 2 ms of the conclusion of the second bi-phasic pulse of the bi-phasic double pulse pair. 5. A method according to claim 1, wherein the at least first portion of the subject's response is sufficient to determine an effect of the stimulation on the subject. 6. A method according to claim 1, wherein the measuring step is carried out by an EEG, microphone, video recorder or combination thereof. 7. A method according to claim 1, further comprising activating a measuring device for measuring the subject's response once the second bi-phasic pulse of the bi-phasic double pulse pair has completed. 8. A method according to claim 1, further comprising deactivating a measuring device for measuring the subject's response prior to the first bi-phasic pulse of the bi-phasic double pulse pair. 9. A method according to claim 1, wherein a task is presented to the subject prior to the first bi-phasic pulse of the bi-phasic double pulse pair and measuring the response of the subject includes determining their response to the task. 10. A method according to claim 1, wherein the amplitude of the second bi-phasic pulse of the bi-phasic double pulse pair is between 5-50% lower than the amplitude of the first bi-phasic pulse of the bi-phasic double pulse pair. 11. A method according to claim 1, wherein the amplitude of the first bi-phasic pulse of the bi-phasic double pulse pair is 5-40% lower than the normal motor threshold for the subject. 12. A method according to claim 1, wherein the bi-phasic double pulses are discharged from a single capacitor. 13. A method according to claim 1, wherein the bi-phasic pulses are discharged from a single capacitor and wherein a stimulator circuit connected to the TMS coil device is capable of discharging the second bi... | Nexstim Oyj | A61N002/00 A61N002/02 A61B005/00 A61B005/0484 A61B005/0476
US10304205 | B2 | 2019-05-28 | Image processing apparatus, method of controlling the same, and storage medium | 2017-04-07 | An image processing apparatus comprises a moving object detection unit configured to detect a moving object from a moving image; a detection unit configured to detect from the moving image a line corresponding to the moving object; and a determination unit configured to determine, based on a detection result of the detection unit, whether the moving object is a self-moving object. | 1. An image processing apparatus comprising: a computer executing instructions that, when executed by the computer, cause the computer to function as: a moving object detection unit configured to detect a moving object from a moving image;a detection unit configured to detect from the moving image a line corresponding to the moving object, wherein the line is a line in which one of end points of the line corresponds to a leading end position of the moving object; anda determination unit configured to determine, based on a detection result of the detection unit, whether the moving object is a self-moving object. 2. The apparatus according to claim 1, wherein the detection unit detects the leading end position of the moving object in a moving direction of the moving object and detects the line using the leading end position as a reference. 3. The apparatus according to claim 1, further comprising an edge detection unit configured to detect an edge from the moving image, wherein the detection unit detects the line based on the edge. 4. The apparatus according to claim 1, wherein the detection unit detects a triangular wave shape including the line. 5. The apparatus according to claim 4, wherein the determination unit determines that, when a triangular shape waveform is detected by the detection unit, the moving object is a self-moving object. 6. The apparatus according to claim 1, wherein the detection unit detects the leading end position of the moving object and detects the line using the leading end position as a start point. 7. The apparatus according to claim 6, wherein the detection unit detects coordinates of the leading end position based on a motion vector of the moving object. 8. The apparatus according to claim 6, wherein the detection unit derives a center position of the moving object and detects, as the leading end position, a position intersecting with a boundary pixel of the moving object in the motion vector direction using the center position as the start point. 9. The apparatus according to claim 8, wherein the detection unit detects a linear waveform formed using the leading end position as a start point and performs detection of the line based on a vector of the linear waveform and the motion vector. 10. The apparatus according to claim 9, wherein the detection unit performs detection of the line when directions of the vector of the linear waveform and the motion vector are not the same direction. 11. The apparatus according to claim 1, wherein the detection unit detects the line diagonal to a moving direction of the moving object, and the determination unit determines, as the self-moving object, an object in which a line having a predetermined angle is detected by the detection unit. 12. An image processing apparatus comprising: a computer executing instructions that, when executed by the computer, cause the computer to function as: a moving object detection unit configured to detect a moving object from a moving ima... | CANON KABUSHIKI KAISHA | A61B005/00 G06T007/70 G06T007/20 G06T007/13 G06T007/60 G06F003/00
US10299685 | B2 | 2019-05-28 | Method and apparatus to enhance light illuminating intensity and diffusivity | 2012-12-21 | Photoacoustic probes include reflective surfaces situated to redirect scattered or reflected optical radiation from a specimen surface back to the specimen. A reflective coating can reflect probe radiation while transmitting visible radiation so that a technician can view the specimen. One or more optical fibers and acoustic transducers can be secured to a lens or other substrate on which the reflective surface is defined. The light collector is configured to block scattered light so that an operator and a subject are not exposed to the scattered light. | 1. A photoacoustic probe for delivering optical pulses to a target and receiving associated acoustic signals, the probe comprising: a light collector situated along an axis, the light collector defining a reflective surface on an inner or an outer surface of a concave shell situated to direct portions of an optical beam received from the target so as to return to the target, the reflective surface including: an optical input aperture defined in the reflective surface so as to couple the optical pulses to the target through a volume defined by the reflective surface and a reflective surface output aperture, andan acoustic aperture defined in the reflective surface and situated to receive acoustic signals produced at the target in response to the optical pulses and transmitted by the reflective surface output aperture to the volume defined by the reflective surface and the reflective surface output aperture; andan acoustic transducer situated at the acoustic aperture, wherein the acoustic transducer is secured to the concave shell, and an optical fiber is secured to the concave shell and configured to deliver the optical pulses to the target through the reflective surface output aperture. 2. The photoacoustic probe of claim 1, wherein the optical input aperture intersects and is orthogonal to the axis of the light collector. 3. The photoacoustic probe of claim 1, wherein the acoustic aperture intersects and is orthogonal to the axis of the light collector. 4. The photoacoustic probe of claim 1, wherein the reflective surface is situated at the inner surface of the concave shell. 5. The photoacoustic probe of claim 1, wherein the reflective surface is situated at the outer surface of the concave shell. 6. The photoacoustic probe of claim 1, wherein the acoustic transducer is secured to an exterior of the concave shell. 7. The photoacoustic probe of claim 1, wherein the optical input aperture and the acoustic aperture are defined by corresponding holes in the reflective surface. 8. The photoacoustic probe of claim 1, wherein the optical input aperture is defined by a light transmissive window in the reflective surface. 9. The photoacoustic probe of claim 1, wherein the acoustic transducer is fixed with respect to the reflective surface and the optical fiber is fixed with respect to the reflective surface. 10. The photoacoustic probe of claim 1, wherein the light collector comprises a transmissive face layer situated at the reflective surface output aperture, and configured to retain an acoustic index matching material so as to acoustically couple the acoustic aperture and the transmissive face layer. 11. The photoacoustic probe of claim 1, wherein the reflective surface is configured to reflect an infrared optical beam and transmit visible optical radiation. 12. The photoacoustic probe of claim 1, wherein the acoustic transducer is an acoustic transducer array. 13. A method, comprising: with the photoacoustic probe of claim 1,directing th... | University of Pittsburgh—Of the Commonwealth System of Higher Education | A61B005/00 G01N021/17 G01N021/47 G01N029/06 G01N029/24 A61N005/06
US10285647 | B2 | 2019-05-14 | Method and system to automatically assign map points to anatomical segments and determine mechanical activation time | 2014-05-05 | A method and system are provided for assigning map points to anatomical segments of a heart. The method and system utilize an intravascular mapping tool configured to be inserted into at least one of the endocardial or epicardial space. The mapping tool is maneuvered to select locations proximate to surfaces of the heart, while collecting map points at the select locations to form a ROI data set. The method and system store the ROI data set in a data storage and defines apical, basal and circumferential landmarks within the ROI data set. The method and system automatically calculate circumferential and longitudinal segment boundaries, associated with wall segments of the heart, based on the apical, basal and circumferential landmarks. The method and system automatically assign segment identifiers (IDs) to the map points based on locations of the map points relative to the circumferential and longitudinal boundaries, the segment IDs associated with wall segments of the heart. | 1. A method for determining mechanical activation times (MATs) associated with map points of a heart, the method comprising: utilizing one or more processors to perform the following operations:obtaining a region of interest (ROI) data set comprising a plurality of point specific (PS) motion data representative of wall motion at select map points,selecting a current map point from the select map points and a corresponding collection of PS motion data for the current map point, the collection of PS motion data comprising a set of directional motion components indicative of wall motion along at least first and second directions at the current map point;analyzing a component preference characteristic (CPC) of the set of directional motion components for the current map point, wherein the CPC is at least one of i) a time characteristic that is to be identified from the collection of PS motion data, ii) a location characteristic indicating a wall segment in which the current map point is located, and/or iii) a quality characteristic indicating a clarity of a characteristic of interest in motion waveforms;identifying the wall motion as predominately along the first or second directions based on the CPC of the set of directional motion components for the current map point;designating, by a mapping tool, a first directional motion component from the set of directional motion components based on identifying that wall motion is predominately along the first direction, wherein the designating comprises selecting between the first directional motion component and a second directional motion component; anddetermining a MAT for the current map point of the heart based on the first designated directional motion component. 2. The method of claim 1, wherein the CPC represents the time characteristic that is to be identified from the collection of PS motion data, the method selecting between the first and second directional motion component based on the time characteristic representing one of an onset and an end for one of a contraction action and an extension action of a region of interest. 3. The method of claim 2, wherein the determining operation determines the MAT based on an earlier occurrence of a contraction onset exhibited in one of radial or longitudinal component motion waveforms that correspond to the first and second directional motion component, respectively. 4. The method of claim 2, wherein the determining operation determines the MAT based on a later occurrence of a contraction end event exhibited in one of radial or longitudinal component motion waveforms that correspond to the first and second directional motion component, respectively. 5. The method of claim 1, wherein the set of directional motion components includes radial, circumferential and longitudinal component motion waveforms, the designating operation selecting at least two of the radial, circumferential and longitudinal component motion waveforms as the first directional motion c... | Pacesetter Inc. | A61B005/00 A61B006/00 A61B005/027 A61B005/055 A61B005/02 G06F019/00 A61B005/042 A61B005/0432 A61B005/04 A61B005/0265 A61B005/11 A61B006/12 G16H050/50 A61B005/029
US10278639 | B2 | 2019-05-07 | Method and system for sleep detection | 2015-04-23 | Described herein are various embodiments of a method and system for sleep detection. For example, in one embodiment, a method is described for automatically characterizing digitized breath sounds recorded from a subject over time as indicative of the subject being one of asleep and awake. This method comprises identify individual breathing cycles in a given segment of the recorded breath sounds; calculating one or more preset breathing cycle characteristics from the identified breathing cycles; evaluating a relative regularity of the calculated characteristics for the given segment; and upon the relative regularity satisfying a preset high regularity condition, outputting a sleep status indicator that the subject was likely asleep during the segment, otherwise outputting a wake indicator that the subject was likely awake during the segment. | 1. A computer-implemented method, automatically implemented by one or more processors of a computing device, for automatically characterizing digitized breath sounds recorded from a subject over time as indicative of the subject being one of asleep and awake to accurately assess a potential sleep disorder of the candidate, the method comprising: identifying, by the one or more processors, individual breathing cycles in a given segment of said recorded breath sounds;calculating, by the one or more processors, one or more preset breathing cycle characteristics from said identified breathing cycles;evaluating, by the one or more processors, a relative regularity of said calculated preset breathing cycle characteristics for said given segment; andupon said relative regularity satisfying a preset high regularity condition, outputting, by the one or more processors, a sleep status indicator indicating that the subject was likely asleep during said segment;otherwise or upon said relative regularity satisfying a preset low regularity condition, outputting, by the one or more processors, a wake status indicator indicating that the subject was likely awake during said segment; andcompiling, by the one or more processors, each said wake status indicator or said sleep status indicator for each said given segment to compute and output an actual sleep time to be associated with said breath sound recording during which the subject is asleep in accurately assessing the potential sleep disorder of the candidate. 2. The computer-implemented method of claim 1, wherein said sleep status indicator comprises a NREM sleep indicator or a REM sleep indicator, wherein said preset high regularity condition encompasses two distinct high regularity conditions, and wherein satisfying a higher one of said two distinct high regularity conditions triggers said NREM sleep indicator whereas satisfying a lower one of said two distinct high regularity conditions triggers said REM sleep indicator. 3. The computer-implemented method of claim 1, wherein said one or more preset breathing cycle characteristics comprise at least one of an inter-breath interval and an inter-breath cycle energy. 4. The computer-implemented method of claim 3, further comprising extracting one or more designated features from said one or more preset breathing cycle characteristics, and wherein said evaluating step comprises evaluating said regularity as a function of said extracted one or more designated features. 5. The computer-implemented method of claim 4, wherein said extracted one or more designated features comprise at least one of entropy, dispersion or variance. 6. The computer-implemented method of claim 1, wherein the method further comprises automatically determining a severity of the potential disorder by automatically identifying and compiling a number of sleep disorder events from said breath sound recording and computing a severity index therefor as a function of said number and said actu... | University Health Network | A61B005/08 A61B005/00 A61B007/00
US10289209 | B2 | 2019-05-14 | Information processing apparatus, information processing method, and recording medium | 2018-07-09 | There is provided an information processing apparatus including a data acquiring unit configured to acquire content to which metadata is attached and the metadata attached to the content, the metadata being generated from data obtained from a sensor mounted on a subject, and a display control unit configured to reflect contents of the metadata acquired by the data acquiring unit in display of the content to which the metadata acquired by the data acquiring unit is attached. | 1. A non-transitory computer-readable medium having embodied thereon a program, which when executed by a computer causes the computer to execute a method, the method comprising: receiving content associated with metadata and the metadata which is generated from data obtained from a sensor mounted on a subject while performing one or more contacting strikes of a sports movement; andcontrolling a display of the received metadata and the received content,wherein the metadata includes information related to an impact,wherein the content includes an image of an impact position,wherein the image of the impact position is controlled to be changed in color according to the information related to the impact,wherein the content further includes a depiction of a degree of proximity of the impact position to a sweet spot for each time the one or more contacting strikes of the sports movement is performed and an image of sports equipment, andwherein the image of the impact position and the depiction of the degree of proximity of the impact position to the sweet spot are displayed to overlap on the image of the sports equipment simultaneously. 2. The non-transitory computer-readable medium according to claim 1, wherein the information related to the impact is generated from data obtained from at least one of a gyro sensor and an acceleration sensor. 3. The non-transitory computer-readable medium according to claim 1, wherein the metadata is generated from the data obtained from the sensor mounted on at least one of a tennis racket, a golf club, a baseball bat, a cricket bat, or shoes worn by a person. 4. The non-transitory computer-readable medium according to claim 1, wherein the content includes a name of the subject. 5. The non-transitory computer-readable medium according to claim 1, wherein the content includes a time at which the data was obtained. 6. The non-transitory computer-readable medium according to claim 1, wherein the color is changed according to a possibility of hitting at the impact position. 7. The non-transitory computer-readable medium according to claim 1, wherein the degree of proximity of the impact position to the sweet spot and the sweet spot are simultaneously depicted in the display of the received content. 8. The non-transitory computer-readable medium according to claim 1, wherein the display of the received metadata includes information of a swing trajectory and a swing speed for each time the one or more contacting strikes of the sports movement is performed. 9. The non-transitory computer-readable medium according to claim 1, wherein the display of the received metadata and a part of the display of the received content are prevented from overlapping each other. 10. The non-transitory computer-readable medium according to claim 1, wherein the metadata includes a shot type, andwherein the shot type is generated from the data obtained from the sensor mounted on the subject. 11. The non-transitory computer-readable mediu... | SONY CORPORATION | G06F003/01 H04N009/82 H04N021/414 H04N021/422 H04N021/4223 H04N021/433 H04N021/472 H04N021/84 H04N021/845 G06K009/00 G09G005/00 A61B005/00
US10286248 | B2 | 2019-05-14 | Viewing neck posture discomfort relief accessory | 2017-08-19 | A viewing neck posture discomfort relief accessory includes a user wearable head band assembly, and an optical assembly attached to the user wearable head band assembly. The user wearable head band assembly is worn by the user to place the optical assembly in front of the user's eyes. The optical assembly enables the user to look into the optical assembly in a forward direction so that the neck of the user can be held in a generally upright comfortable posture due to the optical assembly having pairs of mirrors that reflect the path of sight of the user' eyes from the forward direction to a downward direction to allow viewing an item, such as a book page or mobile device keyboard or screen, being held by the user in a generally horizontal orientation. | 1. A viewing neck posture discomfort relief accessory, comprising: a user wearable head band assembly, comprising: a head band to fit about a head of a user,a mounting platform coupled to the head band so as to overlie eyes of the user and an area of the head of the user about the eyes of the user, anda pair of couplers supported about a periphery of the mounting platform and being configured to fit against the area of the head of the user about the eyes or upon front portions of an eyeglass lens frame; andan optical assembly attached to the head band assembly such that when the head band assembly is worn by the user the optical assembly is placed in front of the eyes of the user,wherein the optical assembly is configured to enable the user to look into the optical assembly in a forward direction so that a neck of the user can be held in a generally upright comfortable posture due to the optical assembly reflecting a path of sight of the eyes of the user from a forward direction to a downward direction to allow viewing an item being held in a horizontal orientation. 2. The accessory of claim 1, wherein the mounting platform of the user wearable head band assembly includes a pair of viewing windows horizontally spaced apart from one another to accommodate alignment with the eyes of the user. 3. The accessory of claim 2, wherein the mounting platform of the user wearable head band assembly also includes an inwardly arched cutout spaced from and located between the viewing windows to accommodate receiving a nose of the user through the inwardly arched cutout. 4. The accessory of claim 3, wherein the mounting platform of the user wearable head band assembly also includes a soft nose piece fitted along the inwardly arched cutout of the mounting platform. 5. The accessory of claim 3, wherein the mounting platform of the user wearable head band assembly also includes downwardly projecting lights supported along lower edge portions of the mounting platform being spaced apart by the inwardly arched cutout of the mounting platform. 6. A viewing neck posture discomfort relief accessory, comprising: a user wearable head band assembly, comprising: a head band to fit about a head of a user, anda mounting platform coupled to the head band so as to overlie eyes of the user and an area of the head of the user about the eyes of the user; andan optical assembly attached to the head band assembly such that when the head band assembly is worn by the user the optical assembly is placed in front of the eyes of the user,wherein the optical assembly is configured to enable the user to look into the optical assembly in a forward direction so that a neck of the user can be held in a generally upright comfortable posture due to the optical assembly reflecting a path of sight of the eyes of the user from a forward direction to a downward direction to allow viewing an item being held in a horizontal orientation, andwherein the optical assembly comprises a housing support... | - | G02B021/00 A63B021/00 G02C003/00 A63B023/025 A61B005/00 G02B017/06
US10286149 | B2 | 2019-05-14 | Body fluid sampling device and a method thereof | 2009-12-02 | According to an embodiment of the invention, a body fluid sampling device is disclosed. The device includes a channel for allowing passage of the fluid through the channel, a flow controller for maintaining flow of the fluid in the channel; a flow direction controller for changing the direction of the flow of the fluid towards a collection medium; and the flow controller for delivering a portion of the fluid as a sample onto the collection medium. | 1. A fluid sampling device comprising: a channel arranged to allow passage of a fluid through the channel, the channel having an inflow end to receive the fluid and an outflow end to expel the fluid, the outflow end being different from the inflow end, the inflow and outflow ends defining a unidirectional flow of the fluid to form a closed loop, and wherein the inflow end is adapted to be attached to a subject to receive fluid from the subject, and the outflow end is adapted to be attached to the same subject to return the fluid to the same subject;a single flow controller configured to maintain the unidirectional flow of the fluid in the channel; anda flow direction controller having a first position forming the closed loop of the unidirectional flow of the fluid and a second position, the second position of the flow direction controller configured to change direction of the unidirectional flow of the fluid from being directed toward the outflow end to being directed toward a collection medium; so thatthe single flow controller is configured to deliver a portion of the fluid as a sample onto the collection medium when the flow direction controller is in the second position, wherein the fluid sampling device includes only the single flow controller that provides the unidirectional flow of the fluid. 2. The device according to claim 1, wherein the channel is selected from a flexible tube and a passage within a housing of the device. 3. The device according to claim 1, wherein the channel includes an inflow channel, an outflow channel and a channel part positioned between the inflow channel and the outflow channel, the inflow channel having the inflow end and the outflow channel having the outflow end. 4. The device according to claim 3, wherein the inflow channel comprises a curvature tube portion, the curvature tube portion interacts with the single flow controller, which maintains the unidirectional flow of the fluid in the channel. 5. The device according to claim 1, wherein the single flow controller comprises a pump. 6. The device according to claim 1, wherein the flow direction controller comprises a channel part controlled by an actuation means, the actuation means being adapted to position the channel part in at least two positions such that in a first channel position the channel part forms the closed loop of unidirectional flow of the fluid in the channel and in a second channel position the channel part faces the collection medium and allows delivery of the portion of the fluid as the sample onto the collection medium. 7. The device according to claim 1, wherein the flow direction controller comprises a channel part controlled by an actuation means, the actuation means being adapted to position the channel part in at least two positions such that in a first channel part position the channel part forms an open loop of fluid flow in the channel and in a second channel part position the channel part faces the collection medium and al... | FluiSense ApS | A61B005/00 A61M005/178 A61B005/15 A61B005/155
US10292445 | B2 | 2019-05-21 | Event monitoring dosimetry apparatuses and methods thereof | 2012-02-10 | A dosimetry apparatus includes at least one sensor in a housing, a cover configured to permit compression waves to pass through, the cover is seated over the at least one sensor, and a dosimetry processing device with a memory. The dosimetry processing device is coupled to the at least one sensor in the housing. The dosimetry processing device is configured to execute programmed instructions stored in the memory comprising: obtaining readings from the at least one sensor; storing the readings with a time and date stamp when obtained; conducting an analysis based on the obtained readings; and outputting at least one of the stored readings or the conducted analysis. | 1. A multiple use dosimetry apparatus comprising: a pressure sensor capable of detecting a blast pressure waveform disposed in a housing;a cover configured to permit blast compression waves to pass through, the cover which extends out and away from the housing is seated over the pressure sensor and comprises a mesh structure comprising a particle filtering mesh layer configured to exclude dust seated against a structural mesh layer configured to provide structural integrity to the particle filtering mesh layer, wherein the structural mesh layer comprises larger mesh openings than the mesh openings of the particle filtering mesh layer in a manner that protects the pressure sensor and the particle filtering mesh layer from physical damage; anda dosimetry processing device with a memory coupled to the pressure sensor in the housing, the dosimetry processing device configured to execute programmed instructions stored in the memory comprising obtaining readings from the pressure sensor, storing the readings when obtained, conducting an analysis based on the obtained readings and outputting at least one of the stored readings or the conducted analysis, wherein the pressure sensor combined with the cover provides multi-directional sensitivity to blast direction and will detect the same pressure waveform independent of the relative orientation of the pressure sensor to the pressure front of the explosive blast to within fifty percent of the pressure waveform amplitude. 2. The apparatus as set forth in claim 1 wherein the cover has one or more shaped passages that direct the compression waves towards the pressure sensor. 3. The apparatus as set forth in claim 2 wherein the one or more shaped passages of the cover comprise a funnel shape. 4. The apparatus as set forth in claim 1 wherein the mesh structure further comprises a check valve that controls flow into the housing. 5. The apparatus as set forth in claim 1 further comprising a floating body seated within the mesh structure. 6. The apparatus as set forth in claim 1 further comprising beads packed between the mesh structure and the pressure sensor. 7. The apparatus as set forth in claim 1 further comprising a porous matrix between the pressure sensor and the mesh structure. 8. The apparatus as set forth in claim 1 further comprising an inertial measurement unit in the housing. 9. The apparatus as set forth in claim 1 further comprising a display device coupled to the dosimetry processing device, the display device configured to illustrate the stored readings. 10. The apparatus as set forth in claim 9 wherein the display device comprises a plurality of different colored status indicator devices each with a different symbol to illustrate a severity level of the stored reading. 11. The apparatus as set forth in claim 10 further comprising an engagement device coupled to the dosimetry processing device, wherein the dosimetry processing device is configured to execute programmed instructions stor... | ROCHESTER INSTITUTE OF TECHNOLOGY | A42B003/04 A61B005/11 A61B005/00 G01L005/14 G01P015/08 G16H050/30
US10290099 | B2 | 2019-05-14 | Image processing device and image processing method | 2015-12-02 | There is provided an image processing device capable of generating a more accurate analysis image by extracting a region, which exists at a boundary between different substances and has a pixel value that is non-uniform and continuously changes, from volume data. The image processing device acquires the volume data of a region which includes a large intestine, sets a plurality of starting points of region expansion in a boundary region between air and a residue in the large intestine, sets a condition of an expandable range of a width according to a gradient of a pixel value of each of the starting points, performs a region expansion process from each of the starting points according to the set condition, and generates the analysis image based on the result of the region expansion process. | 1. An image processing device including a processor and a non-transitory storage medium storing a program of executable instructions that, when executed by the processor, configure the image processing device to perform a method comprising: (a) acquiring volume data of an image having a region which exists at a boundary between different substances and has pixel values that are non-uniform and continuously changes;(b) setting a plurality of starting points for region expansion in the region, and setting an expandable range according to a gradient of the pixel values for each of the starting points as a region expansion condition;(c) performing a region expansion process in the expandable range from the starting point; and(d) generating an analysis image from the volume data based on information of an expansion region which is a region expanded through the region expansion process. 2. The image processing device according to claim 1, wherein the region is a boundary region between a contrast residue and air in a luminal organ. 3. The image processing device according to claim 2, wherein the analysis image is generated in (d) by setting a region which is expanded in (c) as a drawing prohibition region. 4. The image processing device according to claim 1, wherein the region is a boundary region between an inside and an outside of a contrast blood vessel which includes a part where the contrast is not sufficient. 5. The image processing device according to claim 3, wherein the analysis image is generated in (d) by setting a region which is expanded in (c) as a drawing region which has a prescribed opacity. 6. The image processing device according to claim 1, wherein the method performed by the image processing device further comprises: extracting a first region and a second region from the volume data based on the pixel values and pixel positions of the volume data, and determines the starting point of the region expansion process based on information of the gradient of the pixel values at a boundary between the first region and the second region. 7. The image processing device according to claim 1, wherein the method performed by the image processing device further comprises: setting a range of a width according to a size of the gradient of the pixel values for each of the starting points as the region expansion condition to an expandable range. 8. The image processing device according to claim 1, wherein the method performed by the image processing device further comprises: extracting a first region and a second region from the volume data based on the pixel values and pixel positions of the volume data;setting a scanning line over the first region and the second region; andexpanding a region up to a prescribed finite range using information of a first order differentiation value of the pixel values on the scanning line, and, thereafter, further expanding the region up to a prescribed finite range using information of a second order differen... | HITACHI, LTD. | A61B005/00 G06T007/00 A61B006/03 A61B005/055 G06T007/11 G06K009/46 A61B006/00 G06T007/12
US10293160 | B2 | 2019-05-21 | Mobile phone for treating a patient with dementia | 2014-07-18 | Devices, systems and methods are disclosed that allow a patient to self-treat neurodegenerative diseases, such as dementia, Alzheimer's disease, ischemic stroke, post-concussion syndrome, chronic traumatic encephalopathy and the like by electrical noninvasive stimulation of a vagus nerve. The system comprises a handheld stimulator that is applied to the surface of the patient's neck, wherein the stimulator comprises or is joined to a smartphone. A camera of the smartphone may be used to position and reposition the stimulator to a particular location on the patient's neck. The system may also comprise a base station that is used to meter the charging of a rechargeable battery within the stimulator. The base station and stimulator transmit data to one another regarding the status of a stimulation session. | 1. A method for treating a patient with a neurodegenerative disease, the method comprising: receiving an electrical signal at a mobile phone hosting a handheld stimulator including a contact surface, wherein the mobile phone receives the electrical signal from a signal source external to the mobile phone;contacting an outer surface of a skin of the patient with the contact surface;applying, as the contact surface contacts the outer surface, an electrical impulse, formed based on the electrical signal, from the contact surface to the outer surface such that the electrical impulse passes from the outer surface transcutaneously through the skin to a vagus nerve within a body of the patient, wherein the electrical impulse modulates the vagus nerve and thereby modifies the neurodegenerative disease; andcausing a function of the mobile phone to be disabled as the electrical impulse is applied from the contact surface to the outer surface, wherein the function is other than stimulation control. 2. The method of claim 1, wherein the electrical impulse increases an inhibitory neurotransmitter in a brain of the patient such that an activity of a microglial cell of the patient is modified. 3. The method of claim 2, wherein the electrical impulse transitions the microglial cell from a M1 phenotype state to an M2 phenotype state, thereby counteracting a neuroinflammation in the brain of the patient. 4. The method of claim 1, wherein the neurodegenerative disease comprises at least one of a dementia or an Alzheimer's disease. 5. The method of claim 1, wherein the neurodegenerative disease comprises a post-traumatic concussion. 6. The method of claim 1, wherein the neurodegenerative disease comprises an ischemic stroke. 7. The method of claim 1, further comprising: prophylactically treating the neurodegenerative disease with a treatment regimen, wherein the treatment regimen comprises continuously applying the electrical impulse for a time period from about 30 seconds to about 300 seconds as a single dose and wherein the treatment regimen comprises applying a single dose on a daily basis. 8. The method of claim 7 wherein the treatment regimen comprises applying from 2 to 5 single doses per day. 9. The method of claim 1, wherein the mobile phone includes a housing, wherein the housing includes the contact surface. 10. The method of claim 1, wherein the mobile phone is encased in a case, wherein the case includes the contact surface. 11. The method of claim 1, wherein the wirelessly transmitting the electric signal includes downloading a mobile application software onto the mobile phone. 12. The method of claim 11 further comprising amplifying the electric signal. 13. The method of claim 12, wherein the amplifying is performed within the handheld stimulator. 14. The method of claim 12, wherein the amplifying includes electrically coupling an amplifier to at least one of the mobile phone or the handheld stimulator. 15. The method of claim 1, wherein ... | Electrocore, Inc. | A61N001/36 A61B005/00 H04M001/21 A61N001/04 A61B005/04 A61B005/0484 A61B005/11 H04M001/02 A61B005/0456 A61B005/0482 A61B008/00
US10289641 | B2 | 2019-05-14 | Cluster mapping based on measured neural activity and physiological data | 2015-10-16 | Techniques are described for determining recommended tourist based on the real time collection and analysis of biological information regarding users. Sensors in proximity to a user may collect neural activity data (e.g., brain wave data) and physiological data (e.g., blood pressure, heart rate, blood sugar level, etc.). The biological information may be analyzed to determine, for each user, an emotion metric indicating an emotional state of the user at various times. The emotion metrics may be correlated with location data to determine the emotion metric of the user at various sites during a trip. Tag metadata describing the location(s) may be clustered through semantic analysis to generate clusters of semantically similar tags. Emotion metric scores for the clusters may be employed to predict destination(s) where the user(s) may exhibit positive emotion metrics, and the predicted destination(s) may be presented to users in advertisements or other content. | 1. A system, comprising: at least one neural activity sensor;at least one processor; anda memory communicatively coupled to the at least one processor and storing instructions which, when executed by the at least one processor, cause the at least one processor to perform operations comprising: receiving neural activity data generated through measurement, by the at least one neural activity sensor, of neural activity of a user at one or more times;analyzing the neural activity data to determine an emotion metric indicating an emotional state of the user at the one or more times;correlating the emotion metric at the one or more times with location data indicating one or more locations of the user at the one or more times, the correlating to determine, for the user and for each location, a respective emotion metric that indicates the emotional state of the user while the user is at the respective location;based on location metadata including descriptive tags for locations, performing semantic clustering to determine clusters of locations based on a degree of semantic similarity between the descriptive tags for the locations;determining a combined emotion metric for the user and for each of the clusters of locations, based on the respective emotion metrics corresponding to the locations included in the respective cluster;identifying one of the clusters for which the combined emotion metric is an extremum among the clusters;determining at least one recommended destination for the user based on each of the at least one recommended destination corresponding to a respective location tag that is in the cluster for which the combined emotion metric is the extremum among the clusters; andcommunicating recommendation information for presentation on a computing device, the recommendation information describing the at least one recommended destination. 2. The system of claim 1, wherein: the neural activity data includes a plurality of neural oscillation types exhibited by the user; andanalyzing the neural activity data to determine the emotion metric further comprises: analyzing the plurality of neural oscillation types to determine a plurality of secondary emotion metrics at each of the one or more times; anddetermining the emotion metric based on the plurality of secondary emotion metrics. 3. The system of claim 2, wherein the plurality of secondary emotion metrics indicate one or more of: a level of favor of the user;a level of interest of the user;a level of attention of the user; ora level of stress of the user. 4. The system of claim 1, wherein determining the at least one recommended destination further comprises: determining the at least one recommended destination having a location that is within a threshold distance of a current location of the user. 5. The system of claim 1, wherein: the system further comprises at least one physiological sensor;the operations further comprise: receiving physiological data generated through measurement, by the a... | Accenture Global Services Limited | G06F016/35 A61B005/16 G06F016/33 G06F019/00 A61B005/0476
US10306773 | B2 | 2019-05-28 | Mounting structure for module in electronic device | 2017-08-09 | An electronic device is provided. The electronic device includes a display including a display area and a connecting area extending from one side of the display area, a flexible printed circuit board (FPCB) connected with the connecting area, and a first module mounted on a first surface of the FPCB, where the connecting area is bent such that the first module is apart from the display to face the display. | 1. An electronic device comprising: a display including a display area and a connecting area extending from one side of the display area;a flexible printed circuit board (FPCB) connected with the connecting area;a first module mounted on a first surface of the FPCB; anda back panel formed on a rear surface of the display,wherein the connecting area is bent such that the first module is apart from the display to face the display, andwherein an opening is formed in an area of the back panel, which corresponds to the first module. 2. The electronic device of claim 1, wherein the connecting area includes polyimide (PI), and wherein pixels of the display are not formed in the connecting area. 3. The electronic device of claim 1, wherein the connecting area includes a part of a display panel of the display. 4. The electronic device of claim 1, wherein at least a part of the connecting area is bent with a specified curvature. 5. The electronic device of claim 1, further comprising: a second module mounted on a second surface of the FPCB, which is opposite to the first surface. 6. The electronic device of claim 1, wherein the back panel includes an electronic pen sensor layer. 7. The electronic device of claim 1, wherein an area of the back panel, which surrounds the opening, is attached to the FPCB through an adhesive layer, and wherein the adhesive layer includes a water-proof member which passes air and blocks moisture. 8. The electronic device of claim 1, wherein the first module is a pressure sensor. 9. The electronic device of claim 1, wherein the first module includes at least one of a biometric sensor and a pressure sensor. 10. The electronic device of claim 9, wherein the biometric sensor is configured to use at least one of a plurality of pixels, which are included in the display, as a light source. 11. The electronic device of claim 1, wherein the first module is a biometric sensor, and wherein at least one pressure sensor is mounted on the first surface while being adjacent to the first module. 12. The electronic device of claim 11, wherein the biometric sensor is activated if the at least one pressure sensor detects pressure having a specific value or more. 13. The electronic device of claim 1, further comprising: a buffer member formed on a surface of the first module, which faces the display. 14. The electronic device of claim 1, further comprising: a display driver integrated circuit disposed on one surface of the connecting area to control the display. 15. An electronic device comprising: a flexible printed circuit board (FPCB) including a planar area and a bent area;a sensor mounted on a first surface of the planar area;a display connected with the bent area; anda back panel formed on a rear surface of the display,wherein the bent area is bent such that the sensor is apart from the display to face the display, andwherein an opening is formed in an area of the back panel, which corresponds to a position of the sensor. 16. ... | Samsung Electronics Co., Ltd | H05K003/36 G06F001/16 G06K009/00 H05K001/02 G02F001/1333 H04M001/02 H05K001/18 H05K003/34 A61B005/1172 H05K001/14 G02F001/1345
US10299689 | B2 | 2019-05-28 | System and method of determining a risk score for triage | 2014-03-07 | The present disclosure provides a system and method of determining a risk score for triage. In particular, a system is provided for providing an assessment of risk of a cardiac event for a patient, for example an incoming patient to a hospital emergency department complaining of chest pain. In the disclosure, the system includes an input device for measuring physiological data based vital signs parameter of the patient, a twelve-lead electrocardiogram (ECG) device for establishing an ECG obtained from results of the electrocardiography procedure, and determining an ECG parameter and a heart rate variability (HRV) parameter therefrom. An ensemble-based scoring system is further provided, establishing weighted classifier based on past patient data and where the vital signs parameter, the ECG parameter and the HRV parameter are compared to corresponding weighted classifiers to determine a risk score. A corresponding method to determine a risk score for triage is also provided. | 1. A system for determining a risk score for triage, comprising: a first input device for measuring a first input parameter relating to physiological data of a patient, the first input parameter comprising a vital signs parameter;a twelve-lead electrode electrocardiogram (ECG) device, for carrying out a electrocardiography procedure on the patient, and establishing an ECG obtained from results of the electrocardiography procedure, the ECG device comprising an ECG extraction module to extract at least one ECG parameter from the ECG;a heart rate variability (HRV) analysis module for determining a HRV analysis from the ECG, the HRV analysis comprising at least one HRV parameter; andan ensemble-based scoring system, comprising: a plurality of weighted classifiers for providing a risk score calculation, the plurality of weighted classifiers established based on past patient data in a database of accumulated past patient data;a sorting module arranged to: receive data from the database of accumulated past patient data; andsort the data into a plurality of data sets, each data set corresponding to a classifier, and comprising an imbalanced data set;a sampling module arranged to: receive a first imbalanced data set corresponding to a first classifier comprising a first majority data set comprising a first number of data samples, and a first minority data set comprising a second number of data samples, from the sorting module; andextract a first majority data subset comprising a third number of samples from the first majority data set, wherein the third number of samples in the first majority data subset is equal to the second number of samples in the first minority data set; andan analysis module for receiving the first input parameter, the at least one HRV parameter, and the at least one ECG parameter which are communicated or transmitted to the ensemble-based scoring system, wherein the analysis module determines a risk score by comparing the first input parameter, the at least one HRV parameter, and the at least one ECG parameter to corresponding weighted classifiers. 2. The system for determining a risk score as claimed in claim 1, wherein the ensemble-based scoring system further comprises a data access module for obtaining past patient data and configured for data communication with the database of accumulated past patient data. 3. The system for determining a risk score as claimed in claim 1, wherein the ensemble-based scoring system further comprises a classifier generation module for establishing the plurality of weighted classifiers, based on past patient data provided by the data access module. 4. The system for determining a risk score as claimed in claim 3, wherein the classifier generation module further comprises a training module arranged to: receive the first majority data subset and the first minority data set from the sampling module; andbuild a first classification model to represent the first classifier with the first majority dat... | SINGAPORE HEALTH SERVICES PTE LTD | A61B005/04 A61B005/024 A61B005/0452 A61B005/0205 A61B005/00 A61B005/0408 A61B005/0456 A61B005/046 A61B005/0468 A61B005/0472 A61B005/1455 G16H050/30 G06F019/00
US10278600 | B2 | 2019-05-07 | Method and apparatus for measurement of neural response | 2016-06-16 | A method for measuring a neural response to a stimulus. Measurement circuitry is settled prior to a stimulus, by connecting a sense electrode to the measurement circuitry to allow the measurement circuitry to settle towards a bio-electrically defined steady state. Charge is recovered on stimulus electrodes by short circuiting the stimulus electrodes to each other. An electrical stimulus is then applied from the stimulus electrodes to neural tissue, while keeping the sense electrode disconnected from the measurement circuitry. After the stimulus, a delay is imposed during which the stimulus electrodes are open circuited and the sense electrode is disconnected from the measurement circuitry and from the stimulus electrodes. After the delay, a neural response signal present at the sense electrode is measured by connecting the sense electrode to the measurement circuitry. | 1. An implantable device for measuring a neural response to a stimulus, the device comprising: a plurality of electrodes including at least one nominal stimulus electrode and at least one nominal sense electrode;a stimulus source for providing a stimulus to be delivered from the one or more stimulus electrodes to neural tissue;measurement circuitry for amplifying a neural signal sensed at the one or more sense electrodes; anda control unit configured to control application of a stimulus to the neural tissue and measurement of an evoked neural response, the control unit configured to settle the measurement circuitry prior to a stimulus by connecting the at least one sense electrode to the measurement circuitry to allow the measurement circuitry to settle towards a bio-electrically defined steady state, the control unit further configured to recover charge on the stimulus electrodes by short circuiting the stimulus electrodes to each other, the control unit further configured to cause the stimulus source to apply an electrical stimulus from the stimulus electrodes to neural tissue while keeping the at least one sense electrode disconnected from the measurement circuitry, the control unit further configured to impose a delay during which the stimulus electrodes are open circuited and the sense electrode is disconnected from the measurement circuitry and from the stimulus electrodes, and the control unit further configured to measure a neural response signal present at the sense electrode by connecting the at least one sense electrode to the measurement circuitry after the delay. 2. The device of claim 1, wherein the control unit is further configured to open circuit the at least one sense electrode during the post-stimulus delay so the at least one sense electrode is disconnected from all other electrodes of the array, to prevent charge transfer to the at least one sense electrode from other non-stimulus electrodes. 3. The device of claim 1, wherein the control unit is further configured to undertake repeated measurement cycles and to allow a measurement amplifier to accumulate a bio-electrically defined steady state bias point over multiple cycles without re-setting the bias point each cycle. 4. The device of claim 1, wherein the control unit is further configured to cause the settle period to be sufficiently long to permit the electrodes and the measurement circuitry to reach an equilibrium, as permitted by a stimulus rate. 5. The device of claim 1, wherein the control unit is further configured to provide for the delay to be in the range of substantially zero to 1 ms. 6. The device of claim 5, wherein the control unit is further configured to provide for the delay to be in the range of substantially 50 to 200 μs. 7. The device of claim 1, wherein the control unit is further configured to provide for the delay to take a value which ensures a measurement amplifier is not saturated and therefore performs linearly at all times when connected wi... | Saluda Medical Pty Ltd. | A61B005/00 A61B005/04 A61N001/36 A61M005/172
US10297123 | B2 | 2019-05-21 | Wearable article having an actuator that performs non-haptic and haptic operations | 2018-08-23 | A haptic zipper is provided. The haptic zipper includes a first chain, a second chain opposing the first chain, a slider, an actuator coupled to the slider, and a controller coupled to the actuator. The slider is coupled to the first chain and the second chain to mesh or disengage opposing teeth of the first and second chains. The controller is configured to process an input signal including data related to a haptic effect, generate a haptic drive signal based on the data, and transmit the haptic drive signal to the actuator to render the haptic effect. | 1. A haptic zipper, comprising: a first chain including teeth;a second chain, opposing the first chain, including teeth;a slider, coupled to the first chain and the second chain, to mesh or disengage opposing teeth of the first chain and the second chain;an actuator coupled to the slider;an antenna to receive an input signal from a remote device over a wireless connection, the input signal including data related to a haptic effect; anda controller, coupled to the actuator and the antenna, configured to process the input signal, generate a haptic drive signal based on the data, and transmit the haptic drive signal to the actuator to render the haptic effect. 2. The haptic zipper according to claim 1, wherein the actuator further comprises: a motor including a drive shaft;a first gear, coupled to the drive shaft, to engage the teeth of the first chain; anda second gear, coupled to the drive shaft, to engage the teeth of the second chain. 3. The haptic zipper according to claim 2, wherein when the haptic drive signal causes the motor to rotate the first gear and the second gear in a first direction, the slider moves in the first direction and meshes opposing teeth of the first chain and the second chain. 4. The haptic zipper according to claim 3, wherein when the haptic drive signal causes the motor to rotate the first gear and the second gear in a second direction opposite to the first direction, the slider moves in the second direction and disengages opposing teeth of the first chain and the second chain. 5. The haptic zipper according to claim 4, wherein the haptic drive signal causes the slider to move less than a maximum length of travel in the first direction or the second direction. 6. The haptic zipper according to claim 1, wherein the haptic drive signal causes the slider to move in a pattern or sequence. 7. The haptic zipper according to claim 6, wherein the pattern or sequence includes a plurality of movement intervals. 8. The haptic zipper according to claim 6, wherein the pattern is a velocity pattern or an acceleration pattern. 9. The haptic zipper according to claim 2, further comprising: a pull-tab coupled to the slider,wherein the controller is further configured to generate a force feedback signal and transmit the force feedback signal to the actuator, the force feedback signal causing movement of the slider. 10. The haptic zipper according to claim 9, wherein the force feedback signal includes a sequence of virtual detents. 11. The haptic zipper according to claim 10, wherein the sequence of virtual detents includes a plurality of virtual detents that are applied periodically at a distance of slider movement. 12. The haptic zipper according to claim 9, further comprising: a sensor, coupled to the controller, to measure a position of the slider relative to a stop and transmit slider position data to the controller,wherein the controller is further configured to generate the force feedback signal when the position of the ... | IMMERSION CORPORATION | G08B006/00 A43B011/00 A61B005/00 A41D001/00 G06F003/01 G06F001/16
US10292580 | B2 | 2019-05-21 | Pattern stimulus for visual function testing | 2014-04-18 | A pattern stimulus system is described that includes a hemispherical concave surface, a plurality of illumination sources, and a controller. The illumination sources are arranged on the hemispherical concave surface in a plurality of annular rows and a plurality of radial columns. The control is configured to operate the illumination sources to display a checkerboard pattern by illuminating a first subset of the illumination sources and dimming a second subset of the illumination sources. The control is further configured to invert the checkerboard pattern by dimming the first subset of the illumination sources and illuminating the second subset of the illumination sources. Methods are also described for using the pattern stimulus system to evaluate a condition of the eye and to diagnose diseases of the eye. | 1. A pattern stimulus system comprising: a hemispherical concave surface;a plurality of illumination sources arranged on the hemispherical concave surface in a plurality of annular rows and a plurality of radial columns; anda controller configured to operate the illumination sources to display a checkerboard pattern on the hemispherical concave surface by illuminating a first subset of the illumination sources and dimming a second subset of the illumination sources, wherein the hemispherical concave surface is configured to display the checkerboard pattern extending beyond a far peripheral visual field of a testing subject; andinverting the checkerboard pattern displayed on the hemispherical concave surface by dimming the first subset of the illumination sources and illuminating the second subset of the illumination sources. 2. The pattern stimulus system of claim 1, further comprising a plurality of opaque dividers positioned on a back-side hemispherical convex surface extending perpendicular to the concave surface and arranged to separate individual illumination sources of the plurality of illumination sources. 3. The pattern stimulus system of claim 1, wherein the hemispherical concave surface is sized to include a radius that is greater than or equal to a shortest distance of focus for a typical adult eye. 4. The pattern stimulus system of claim 1, wherein the hemispherical concave surface is sized to include a radius that is greater than or equal to 14 inches. 5. The pattern stimulus system of claim 1, wherein each illumination source of the plurality of illumination sources includes a light emitting diode. 6. The pattern stimulus system of claim 1, wherein each illumination source of the plurality of illumination sources includes an array of light emitting diodes. 7. The pattern stimulus system of claim 1, further comprising a processor and a non-transient computer-readable memory storing instructions that, when executed by the processor, cause the pattern stimulus system to invert the checkerboard pattern at a defined frequency. 8. The pattern stimulus system of claim 7, further comprising a user interface configured to receive an input indicative of the defined frequency from a user. 9. The pattern stimulus system of claim 1, further comprising a processor and a non-transient computer-readable memory storing instructions that, when executed by the processor, cause the pattern stimulus system to display the checkerboard pattern to a portion of a testing subject's visual field by illuminating only the illumination sources of the first subset of illumination sources that correspond to a defined plurality of radial columns and a defined plurality of annular rows anddimming only the illumination source of the first subset of illumination sources that correspond to the defined plurality of radial columns and the defined plurality of annular rows. 10. The pattern stimulus system of claim 9, wherein the instructions, when executed by the... | THE BOARD OF TRUSTEES OF THE UNIVERSITY OF ILLINOIS | A61B003/024 A61B003/00 A61B005/0484 A61B005/0496 A61B005/00
US10292633 | B2 | 2019-05-21 | Fluid diversion mechanism for bodily-fluid sampling | 2015-03-19 | An apparatus includes a housing, a fluid reservoir, a flow control mechanism, and an actuator. The housing defines an inner volume and has an inlet port that can be fluidically coupled to a patient and an outlet port. The fluid reservoir is disposed in the inner volume to receive and isolate a first volume of a bodily-fluid. The flow control mechanism is rotatable in the housing from a first configuration, in which a first lumen places the inlet port is in fluid communication with the fluid reservoir, and a second configuration, in which a second lumen places the inlet port in fluid communication with the outlet port. The actuator is configured to create a negative pressure in the fluid reservoir and is configured to rotate the flow control mechanism from the first configuration to the second configuration after the first volume of bodily-fluid is received in the fluid reservoir. | 1. A method for procuring bodily-fluid samples from a patient using a parenteral sampling device, the device including an inlet port configured to be placed in fluid communication with a patient, an actuator including a seal member defining a portion of a fluid reservoir, and a flow control mechanism configured to selectively place the fluid reservoir in fluid communication with the patient, the method comprising: establishing fluid communication between the patient and the inlet port;disposing the flow control mechanism in a first configuration, the flow control mechanism defining a first fluid flow path configured to place the inlet port in fluid communication with the fluid reservoir;exerting an activation force on a portion of the actuator to move the seal member from a first position, in which the fluid reservoir has a first volume, toward a second position, in which the fluid reservoir has a second volume greater than the first volume, an increase in volume producing a negative pressure differential in the fluid reservoir operable to draw a predetermined volume of bodily-fluid into the fluid reservoir;transitioning the flow control mechanism from the first configuration to a second configuration in response to the seal member being placed in the second position, the flow control mechanism operable to allow bodily-fluid to flow through a second fluid flow path from the inlet port to an outlet port when the flow control mechanism is in the second configuration;coupling the outlet port to a sample reservoir, the sample reservoir having a negative pressure that produces a suction force in at least the second fluid flow path operable to draw bodily-fluid from the patient to the sample reservoir when the flow control mechanism is placed in the second configuration; andat least partially obstructing the second fluid flow path when the flow control mechanism is in the second configuration to reduce the suction force in at least a portion of the second fluid flow path. 2. The method of claim 1, wherein disposing the flow control mechanism in the first configuration includes transitioning the flow control mechanism from a third configuration, in which the inlet port is fluidically isolated from the fluid reservoir and the outlet port, to the first configuration. 3. The method of claim 1, wherein the actuator moves the seal member a first distance to draw the predetermined volume of bodily-fluid into the fluid reservoir, and the actuator moves the seal member a second distance to place the flow control mechanism in the second configuration. 4. The method of claim 3, wherein the second distance is greater than the first distance. 5. The method of claim 1, further comprising: modulating the activation force exerted on the portion of the actuator to modulate the negative pressure differential in the fluid reservoir. 6. The method of claim 5, wherein the actuator is operably coupled to a bias member configured to exert a reaction force in response to... | Magnolia Medical Technologies, Inc. | A61B005/15 A61B010/00 A61B005/153 A61B005/155
US10297350 | B2 | 2019-05-21 | Risk-based control-to-range | 2016-06-01 | Methods and systems are disclosed for determining a basal rate adjustment of insulin based on risk associated with a glucose state of a person with diabetes. A method may include detecting a glucose state of the person based on a received glucose measurement signal and determining a current risk metric associated with the detected glucose state. The method may include determining a current risk metric associated with the detected glucose state based on a weighted average of cumulative hazard values of return paths generated from a glucose state distribution around a detected glucose state. The method may include calculating an adjustment to a basal rate of a therapy delivery device based on the current risk metric associated with the detected glucose state and a reference risk metric associated with a reference glucose level. | 1. A method of determining and administering a basal rate adjustment of insulin based on risk associated with a glucose state of a person with diabetes, the method comprising: receiving, by at least one computing device, a signal representative of at least one glucose measurement;detecting, by the at least one computing device, a glucose state of the person based on the signal, the detected glucose state including a glucose level of the person and a rate of change of the glucose level;determining, by the at least one computing device, a current risk metric associated with the detected glucose state based on a target glucose state, the target glucose state being stored in memory accessible by the at least one computing device, the current risk metric indicating a risk of at least one of a hypoglycemic condition and a hyperglycemic condition of the person,wherein a return path is determined based on a transition from the current glucose state to the target glucose state, the return path comprising at least one intermediate glucose value associated with a return to the target glucose state,wherein a cumulative hazard value of the return path is determined, the cumulative hazard value including a sum of the hazard values of the at least one glucose value on the return path, each hazard value being indicative of a hazard associated with the corresponding intermediate glucose value,wherein the current risk metric is determined based on a weighted average of cumulative hazard values of return paths generated from a glucose state distribution around the detected glucose state;identifying, by the at least one computing device, a reference glucose state and a reference risk metric associated with the reference glucose state;calculating, by the at least one computing device, an adjustment to a basal rate of a therapy delivery device based on the current risk metric associated with the detected glucose state and the reference risk metric associated with the reference glucose level;transmitting a control signal to instruct the therapy delivery device to adjust the basal rate based on the calculated adjustment; andadministering the adjusted basal rate to the person with diabetes. 2. The method of claim 1, wherein the calculating comprises mapping the current risk metric to a percent reduction of the basal rate based on the reference risk metric. 3. The method of claim 2, wherein the reference glucose state includes a glucose level corresponding to a hypoglycemic condition. 4. The method of claim 1, further comprising displaying to a user, on a graphical user interface, graphical data representative of the calculated adjustment to the basal rate. 5. The method of claim 1, wherein the therapy delivery device includes an insulin pump for delivering insulin to the person with diabetes, and the therapy delivery device is in communication with the at least one computing device for receiving the calculated adjustment of the basal rate. 6. The method of claim 1, ... | Roche Diabetes Care, Inc. | G01N033/48 G16H050/20 G16H050/30 G06F019/00 A61B005/145 A61M005/142 A61M005/172
US10293062 | B2 | 2019-05-21 | Metal complexes with bisphosphonate useful as imaging agents | 2017-03-20 | Provided herein are magnetic resonance imaging (MRI) contrast agents comprising a compound having a structure represented by: Y—X—Z, wherein, X is: Fe(III) or Mn(II), and Y and Z are each independently selected from pyrophosphate and bisphosphonate (e.g., 1-hydroxybisphosphonate), or a pharmaceutically acceptable hydrate and/or salt thereof. Methods of use of the MRI contrast agent are also provided. | 1. A magnetic resonance imaging (MRI) contrast agent comprising a compound having a structure represented by: Y—X—Zwherein,X is Mn(II) and Y and Z are each independently a bisphosphonate of the formula:wherein: R1 is —OH, and R2 is selected from the group consisting of: H, alkyl, aminoalkyl, alkylaminoalkyl, arylalkyl, and heteroarylalkyl wherein said compound has a stoichiometry of 1:2 (Mn(II):bisphosphonate);wherein said compound is a salt comprising at least one alkali metal and at least one alkaline earth metal, andwherein the contrast agent has a molecular weight of less than 2,000 daltons. 2. The MRI contrast agent of claim 1, wherein the contrast agent has a molecular weight of less than 800 daltons. 3. The MRI contrast agent of claim 1, wherein the compound is octahedral. 4. The MRI contrast agent of claim 1, wherein the compound is a monohydrate or a dihydrate. 5. The MRI contrast agent of claim 1, wherein the alkali metal comprises Na+ or K+. 6. The MRI contrast agent of claim 1, wherein said bisphosphonate is etidronate. 7. The MRI contrast agent of claim 1, comprising: at least one water coordinated with said Mn(II). 8. The MRI contrast agent of claim 1, wherein said MRI contrast agent has an r2 relaxivity of 5 to 18 mM−1sec−1 measured at 7 Tesla, 22 degrees Celsius, in 2 mM Tris buffered ddH2O, pH 7.0. 9. The MRI contrast agent of claim 1, wherein said alkaline earth metal is selected from calcium and magnesium. 10. The MRI contrast agent of claim 9, wherein said alkali metal comprises sodium. 11. The MRI contrast agent of claim 1, wherein said compound is coupled to one or more therapeutic agents. 12. The MRI contrast agent of claim 11, wherein said one or more therapeutic agents are covalently coupled to Y and/or Z. 13. A composition comprising the MRI contrast agent of claim 1 in a pharmaceutically acceptable carrier. 14. The composition of claim 13, wherein said composition is formulated for intravenous or intraarterial administration. 15. The composition of claim 13, wherein said pharmaceutically acceptable carrier is water or phosphate buffered saline. 16. The composition of claim 13, wherein said composition has a pH of from 6.0 to 8.0. 17. The composition of claim 13, wherein said composition has a pH of from 7.0 to 7.4. 18. A method of performing a magnetic resonance imaging (MRI) scan on a subject comprising administering the composition of claim 13 to said subject prior to and/or during said MRI scan. 19. A method of administering a therapeutic agent to a subject in need thereof, comprising administering the MRI contrast agent of claim 1 to said subject in a treatment effective amount. 20. The method of claim 19, further comprising detecting the MRI contrast agent with MRI in said subject. | Duke University | A61B005/055 A61K049/10 A61K049/08 A61K047/54
US10295626 | B2 | 2019-05-21 | MRI apparatus | 2015-12-21 | In one embodiment, an MRI apparatus includes receiving coils each including an A/D converter configured to convert an MR signal received from an object into a digital signal by sampling the MR signal, a clock generation circuit configured to generate a reference clock of the sampling, and a radio transmission circuit configured to wirelessly transmit a digitized MR signal; and a main body configured to wirelessly receive the digitized MR signal and generate an image of the object by reconstructing the digitized MR signal, wherein one of the receiving coils selected as a reference receiving coil by the main body is configured to transmit the reference clock to each of other receiving coils by radio or by wire; and each of the other receiving coils is configured to synchronize the reference clock generated by the clock generation circuit with the reference clock transmitted from the reference receiving coil. | 1. An MRI (Magnetic Resonance Imaging) apparatus comprising: a plurality of receiving coils, each of which includes (i) an A/D converter configured to convert an MR signal received from an object into a digital signal by sampling the MR signal,(ii) a clock generation circuit configured to generate a reference clock of the sampling, and(iii) a radio transmission circuit configured to wirelessly transmit a digitized MR signal; anda main body configured to wirelessly receive the digitized MR signal and generate an image of the object by reconstructing the digitized MR signal,wherein one of the plurality of receiving coils is selected as a reference receiving coil by the main body and the selected reference receiving coil is configured to transmit the reference clock generated by the clock generation circuit thereof to each of other receiving coils by radio or by wire; andeach of the other receiving coils is configured to synchronize the reference clock generated by the clock generation circuit thereof with the reference clock transmitted from the selected reference receiving coil. 2. The MRI apparatus according to claim 1, wherein the main body includes processing circuitry configured to determine the reference receiving coil out of the plurality of receiving coils. 3. The MRI apparatus according to claim 2, wherein the processing circuitry is configured to determine the reference receiving coil based on at least one of a position of each of the plurality of receiving coils, a type of each of the plurality of receiving coils, and intensity of an MR signal received by each of the plurality of receiving coils. 4. The MRI apparatus according to claim 2, wherein the processing circuitry is configured to determine the reference receiving coil based on a region of interest set to the object or an imaging region of the object. 5. The MRI apparatus according to claim 3, wherein the plurality of receiving coils includes (a) at least one receiving coil belonging to a first group fixedly arranged on or inside a table for loading the object regardless of contents of an examination and (b) at least one receiving coil belonging to a second group attached to the object according to the contents of an examination; and the processing circuitry is configured to select the reference receiving coil from the first group. 6. The MRI apparatus according to claim 5, wherein the first group includes at least one of a head coil to be attached to a head of the object and a spine coil to be attached to a back side of the object. 7. The MRI apparatus according to claim 3, wherein each of the plurality of receiving coils is configured to be arranged along a body axis direction of the object; and the processing circuitry is configured to determine a centermost receiving coil in the body axis direction out of the plurality of receiving coils, as the reference receiving coil. 8. The MRI apparatus according to claim 3, wherein the plurality of receiving coils includes at leas... | TOSHIBA MEDICAL SYSTEMS CORPORATION | G01R033/36 G01R033/3415 A61B005/055 A61B005/00
US10292895 | B2 | 2019-05-21 | Heel protector and corresponding rehabilitation systems and methods for using the same | 2016-09-09 | A heel protector (100) includes a leg engaging section (101) and a foot engaging section (102) intersecting at a heel receiver (103). The leg engaging section (101) and the foot engaging section (102) define a leg insertion aperture (104). The leg engaging section (101) defines at least one aperture (203) disposed in an ankle region (205) to permit a connection tube (1002) extending from an inflatable bladder (901) of a compression device (800) to pass therethrough. The heel protector (100) and compression device (800) work together as a rehabilitation system (1300). | 1. A heel protector, comprising: a leg engaging section and a foot engaging section intersecting at a heel receiver, the leg engaging section and the foot engaging section defining a leg insertion aperture;the leg engaging section defining at least one aperture disposed in an ankle region, the ankle region disposed at least a predetermined distance from the foot engaging section, the at least one aperture defining a channel to permit a connection tube extending from an inflatable bladder of a compression device to pass therethrough;further comprising a connection tube receiving channel configured to direct a connection tube from the heel protector toward an aperture disposed at the heel receiver. 2. The heel protector of claim 1, the leg engaging section defining at least two apertures disposed in the ankle region. 3. The heel protector of claim 2, one aperture disposed about forty-five degrees around the leg engaging section from another aperture. 4. The heel protector of claim 1, the heel protector defining a connection tube channeling aperture disposed at the heel receiver. 5. The heel protector of claim 4, the connection tube channeling aperture being color-coded. 6. The heel protector of claim 5, the connection tube channeling aperture color-coded differently from the at least one aperture. 7. The heel protector of claim 1, the connection tube receiving channel disposed along a seam of the leg engaging section between the at least one aperture and the aperture disposed at the heel receiver. 8. The heel protector of claim 7, the connection tube receiving channel configured to receive the connection tube and direct the connection tube away from the heel protector through the at least one aperture. 9. The heel protector of claim 1, further comprising a bolster to stabilize the heel protector rotationally when worn by a patient. 10. The heel protector of claim 9, the bolster comprising a triangular cross section. 11. The heel protector of claim 9, the heel protector comprising a fastener disposed on an exterior of the leg engaging section, the bolster comprising a complementary fastener disposed on an exterior of the bolster. 12. The heel protector of claim 11, the fastener comprising one of a hook fastener or a loop fastener, the complementary fastener comprising another of the hook fastener or the loop fastener. 13. The heel protector of claim 9, the bolster affixed to the leg engaging section. 14. The heel protector of claim 9, the bolster defining a bolster channel to permit the connection tube to pass from the at least one aperture through the bolster channel. 15. A rehabilitation system, comprising: a heel protector, comprising: a leg engaging section and a foot engaging section intersecting at a heel receiver, the leg engaging section and the foot engaging section defining a leg insertion aperture;the leg engaging section defining at least one aperture disposed in an ankle region disposed proximally along the leg engaging se... | Medline Industries, Inc. | A61H009/00 A61F005/00 A61F005/01 A61F005/058 A43B003/02 A43C011/14 A61B005/00 A61F007/02 A61F007/10
US10299716 | B2 | 2019-05-28 | Side face image-based mental state determination | 2016-12-22 | Apparatus, systems, and/or methods may provide a mental state determination. For example, a data collector may collect image data for a side of a face of a user from an image capture device on the user (e.g., a wearable device). The image data may include two or more perspectives of a feature on the side of the face of the user. In addition, a state determiner may determine a mental state of the user based on the image data. In one example, fields of view may be combined to determine a total region and/or a total overlap region. Changing the position that one or more image capture devices point may modulate the total region and/or the total overlap region. In addition, one or more sensors may be utilized to further improve mental data determinations. | 1. A system to determine a mental state comprising: a wearable device including one or more image capture devices that are to be moveably coupled to a user and that have corresponding fields of view orientated in a direction from a rearward facial portion of a same side of a face of the user towards a field of view of the user to capture image data for the side of the face of the user, wherein the one or more image capture devices include one or more of at least one image capture device to pan vertically across the side of the face of the user to capture the image data or at least two image capture devices that are vertically spaced apart to concurrently capture the image data for the side of the face of the user, and wherein the image data is to include two or more perspectives from different angles of a feature on the side of the face of the user,a region determiner logic circuit to determine a total overlap region on the side of the face of the user,a feature identifier logic circuit to identify the feature in the total overlap region,a state determiner logic circuit to determine a mental state of the user based on each of the two or more perspectives from the different angles of the feature in the total overlap region, anda communication interface to transmit mental state data corresponding to the mental state of the user to one or more of a data storage device and a client apparatus. 2. The system of claim 1, wherein one or more of the at least one image capture device is to capture the image data when the at least one image capture device is to pan or the at least two image capture devices are to concurrently capture the image data when the at least two image capture devices are to be at rest. 3. The system of claim 1, further including, a collector logic circuit to collect the image data,the region determiner logic circuit to determine a total region on the side of the face of the user, wherein the total region is to be based on two or more fields of view of the corresponding fields of view, and wherein the total overlap region is to be located in the total region,an evaluator logic circuit to one or more of, evaluate the feature in the total overlap region based on characteristic mental state data to determine the mental state of the user, orevaluate the feature in the total overlap region based on user specific mental state data to determine the mental state of the user, andan adjuster logic circuit to one or more of, calibrate an angle of an image capture device of the one or more image capture devices for the user, oradjust one or more of the total region or the total overlap region based on one or more of a perspective preference, a region preference, a feature preference, an accuracy preference, or an efficiency preference. 4. The system of claim 1, further including, a physiological sensor to provide physiological data of the user, anda state evaluator logic circuit to evaluate the feature and the physiological data to determine ... | Intel Corporation | A61B005/01 A61B005/16 G06F001/16 A61B005/0402 A61B005/0476 A61B005/1171 H04N007/18 A61B005/1455 A61B005/08 A61B005/021 A61B005/024 A61B005/145
US10278647 | B2 | 2019-05-07 | Method and apparatus for removing motion artifacts from biomedical signals | 2016-06-09 | A method and corresponding apparatus employ a time-varying spectral analysis approach for reconstructing a heart-related signal that includes motion artifacts. The motion artifacts are produced by motion of a biomedical sensor relative to a sensing location. By comparing time-varying spectra of the heart-related signal and a motion signal, those frequency peaks resulting from the motion artifacts may be suppressed in a time-varying spectrum of the heart-related signal. The time-varying spectral analysis based approach enables the heart-related signal to be reconstructed with accuracy by suppressing the motion artifacts. Example applications for the method and corresponding apparatus include training aids (e.g., runners' heart-rate monitors) and hospital patient heart-rate monitors. | 1. A method for reconstructing a heart-related signal output by a biomedical sensor, the method comprising: reconstructing a representation of the heart-related signal to produce a reconstructed representation of the heart-related signal, the reconstructing based on (i) a time-varying spectral analysis of the heart-related signal and a motion signal, the motion signal output by a motion sensor and representative of motion artifacts in the heart-related signal, the motion artifacts being signal artifacts produced by movement of the biomedical sensor relative to a sensing location, and (ii) a classification of the movement, wherein the time-varying spectral analysis includes pre-processing the heart-related signal to produce a pre-processed heart-related signal, pre-processing the motion signal to produce a pre-processed motion signal, and computing a first time-frequency spectrum (TFS) of the heart-related signal using the pre-processed heart-related signal and a second TFS of the motion signal using the pre-processed motion signal; andoutputting the reconstructed representation of the heart-related signal. 2. The method of claim 1, wherein the motion artifacts are suppressed in the reconstructed representation of the heart-related signal. 3. The method of claim 1, wherein: in an event the classification indicates that the movement does not rise to a level causing the motion artifacts, the reconstructed representation is based on an average value of peak-to-peak intervals in the pre-processed heart-related signal. 4. The method of claim 1, wherein the pre-processing includes filtering the heart-related signal to produce a filtered heart-related signal, the filtered heart-related signal being the pre-processed heart-related signal. 5. The method of claim 4, wherein the pre-processing further includes down-sampling the filtered heart-related signal, the down-sampling being at a sampling rate less than an original sampling rate. 6. The method of claim 1, wherein the first TFS computed and the second TFS computed are 3-dimensional spectra, the first TFS computed and the second TFS computed each including a respective time-varying amplitude or power distribution with respect to time and frequency. 7. The method of claim 1, wherein the first TFS computed is a first time-varying power spectral density (PSD) and the second TFS computed is a second time-varying PSD. 8. The method of claim 1, wherein the reconstructed representation is a current reconstructed representation and wherein, based on the classification indicating that the movement does rise to a level causing the motion artifacts and is a pseudo-periodic movement or a periodic movement, the reconstructing includes: determining whether at least one spectral peak is present having a corresponding frequency within a given frequency range at a point in time in the first TFS computed, the current reconstructed representation being reconstructed for the point in time; andwherein, based on a det... | University of Connecticut | A61B005/00 A61B005/0205 A61B005/024 A61B005/0245 A61B005/04 A61B005/11 A61B005/1455 A61B005/046 A61B005/0464
US10293768 | B2 | 2019-05-21 | Automatic in-vehicle component adjustment | 2017-08-11 | Embodiments can provide a real-time system that can automatically adjust various components within a driving apparatus automatically in response to certain conditions being detected. The real-time system may be configured to control these components in response to detection of certain conditions, which may include external conditions and/or internal conditions. In some embodiments, a user of the driving apparatus may be facilitated to provide his/her personal settings to configure the real-time system. In those embodiments, an interface may be provided to the user to instruct the real-time system to adjust one or more components within the driving apparatus in accordance with the user provided personal settings in response to one or more specific conditions being detected. | 1. A method for automatically adjusting one or more component settings of a driving apparatus, the method being implemented in a processor configured to execute machine-readable instructions, the method comprising: identifying a user of the driving apparatus;receiving condition information regarding an external condition about the driving apparatus, wherein the condition information indicates occurrence of the external condition has been detected;in response to the detection of the occurrence of the external condition as indicated by the condition information, retrieving one or more rules matching the external condition, wherein a given one of the one or more rules specifies a component within the driving apparatus to be adjusted, a specific target setting for the adjustment, and a condition that triggers the adjustment of the component;based on the one or more rules, determine one or more components for adjustment by virtue occurrence of the external condition;retrieving personal setting data for the identified user, the retrieved personal setting data including one or more target settings for adjusting the component as specified in the given rule; andgenerating one or more control commands for adjusting settings of the one or more components based on the retrieved rules and personal setting data. 2. The method of claim 1, wherein the external condition includes one of a weather condition, a road condition, and a traffic condition in an area where is driving apparatus is traveling in. 3. The method of claim 1, wherein the condition information includes at least one of a fatigue condition and a medical condition regarding the user. 4. The method of claim 1, wherein the condition information includes at least one of an ambient condition within a cabin of the driving apparatus, a mechanical condition of the driving apparatus, and an electrical condition of the driving apparatus. 5. The method of claim 1, wherein the personal setting data overrides the target setting specified in the given rule. 6. The method of claim 1, wherein the personal setting data specify at least one additional target setting for adjusting the component specified in the given rule. 7. The method of claim 1, wherein the component specified in the given rule includes at least one of: an audio module, air conditioning module, seat control module, interior lighting module, window control module, sunroof control module, mirror control module, and telecommunication module of the driving apparatus. 8. The method of claim 1, wherein the driving apparatus includes a vehicle, a train, a ship, or an airplane. 9. The method of claim 1, further comprising: receiving the personal setting data from the user via an interface, the interface being presented to user on a portable computing device associated with the user. 10. A system for automatically adjusting one or more component settings of a driving apparatus, the system comprising one or more processors configured to execute ma... | Wellen Sham | B60R016/037 G01C021/36 B60Q003/80 A61B005/00 A61B005/18
US10279177 | B2 | 2019-05-07 | System for selective spatiotemporal stimulation of the spinal cord | 2017-08-04 | The present disclosure refers to systems for electrical neurostimulation of a spinal cord of a subject in need of nervous system function support. In one example, a system comprises a signal processing device configured to receive signals from the subject and operate signal-processing algorithms to elaborate stimulation parameter settings; one or more multi-electrode arrays suitable to cover a portion of the spinal cord of the subject; and an Implantable Pulse Generator (IPG) configured to receive the stimulation parameter settings from the signal processing device and simultaneously deliver independent current or voltage pulses to the one or more multiple electrode arrays, wherein the independent current or voltage pulses provide multipolar spatiotemporal stimulation of spinal circuits and/or dorsal roots. Such system advantageously enables effective control of nervous system functions in the subject by stimulating the spinal cord, such as the dorsal roots of the spinal cord, with spatiotemporal selectivity. | 1. A system for neuromodulation of a nervous system of a subject, comprising: a pulse generator configured to simultaneously deliver independent current or voltage pulses to more than one electrode, wherein the more than one electrodes are configured to cover a portion of the spinal cord to selectively stimulate specific dorsal roots, wherein said pulse generator is operatively connected with the more than one electrodes to provide spatiotemporal stimulation of the portion of the spinal cord, wherein the more than one electrodes are part of a multi-electrode array comprising at least a portion comprising electrodes arranged in a direction transverse relative to the portion of the spinal cord and at least one portion comprising electrodes arranged in a longitudinal direction relative to the portion of the spinal cord. 2. The system according to claim 1, wherein neuromodulation of the nervous system of the subject further comprises neurostimulation of the spinal cord of the subject. 3. The system according to claim 1, wherein the more than one electrodes are configured to selectively stimulate single dorsal roots. 4. The system according to claim 1, wherein the pulse generator is operatively connected with the more than one electrodes to provide a multipolar stimulation. 5. The system according to claim 4, wherein the multipolar stimulation is configured to modulate a shape of a stimulating field in order to increase a spatial specificity of the multipolar stimulation. 6. The system according to claim 1, wherein the portion comprising electrodes arranged in the direction transverse relative to the spinal cord and the at least one portion comprising electrodes arranged in the longitudinal direction relative to the spinal cord are alternately disposed in the multi-electrode array. 7. The system according to claim 1, wherein the portion comprising electrodes arranged in the direction transverse relative to the spinal cord engages the spinal cord in a ring configuration. 8. The system of claim 7, wherein the selective stimulation of specific dorsal roots includes selective stimulation of lumbar spinal roots. 9. The system according to claim 1, wherein the portion comprising electrodes arranged in the longitudinal direction includes electrodes arranged in two or more columns disposed in the longitudinal direction. 10. The system of claim 9, wherein the selective stimulation of specific dorsal roots includes selective stimulation of cervical and/or sacral spinal roots. 11. The system of claim 1, wherein the selective stimulation of specific dorsal roots promotes a specific movement of a limb. 12. A method for neuromodulation of a nervous system of a subject, comprising: a) providing a pulse generator configured to simultaneously deliver independent current or voltage pulses to more than one electrode;b) providing the more than one electrodes configured to cover a portion of the spinal cord to selectively stimulate specific dorsal roots, wherei... | Ecole Polytechnique Federale De Lausanne (EPFL) | A61N001/00 A61N001/36 A61N001/05 A61B005/0488 A61B005/00
US10299738 | B2 | 2019-05-28 | Game-based sensorimotor rehabilitator | 2015-11-16 | Treatment of neurological injury through motor relearning. A game-based sensorimotor rehabilitator that enables individuals to interact with the functional objects using the appropriate amount of force, tilt, finger movement, and muscle activity to regain lost skill due to injury. | 1. A computer-implemented machine for training or rehabilitating, comprising: a base having one or more load force sensors for receiving force from one or more grasping objects;a glove having two or more grip force sensors;a processor; anda tangible computer-readable medium operatively connected to the processor and including computer code configured to:receive information from the one or more load force sensors and the two or more grip force sensors; anddetermine a change in load force and determine a grip force exerted through the glove,wherein the base further comprises a coaster configured to receive the one or more grasping objects. 2. The computer implemented machine of claim 1, wherein the computer code is further configured to determine if the change in load force and the group force are each within an identified range of acceptable states and if not, send information to a feedback mechanism to provide corrective feedback. 3. The computer-implemented machine for training or rehabilitating of claim 1, further wherein the coaster comprises a first leg, a second leg, and a third leg, and wherein the one or more load force sensors comprise a first load force sensor associated with the first leg, a second load force sensor associated with the second leg, and a third load force sensor associated with the third leg. 4. The computer-implemented machine for training or rehabilitating of claim 1, further comprising a capacitive sensor associated with the base and configured to start the computer-implemented machine. 5. The computer-implemented machine for training or rehabilitating of claim 1, further comprising computer code configured to receive an initial load information from the one or more load force sensors and determining a weight of the one or more objects associated with the base. | NEW YORK UNIVERSITY | A61B005/00 A61B005/11 A61B005/22 A63B021/072 G06F003/01 G09B019/00 G06F019/00 A63F013/428 A63F013/24 A63F013/218 A63F013/212 G06F003/0346 A63B071/00 A63B071/06 A63B021/06 A63B023/12 A63B023/16 A63B024/00 A63B022/00 A63B021/00
US10289206 | B2 | 2019-05-14 | Free-form drawing and health applications | 2015-12-18 | Various systems and methods for implementing free-form drawing for health applications are described herein. A system for implementing a health application includes a user interface module to receive, at a user device, a plurality of parameters including a free-form gesture path, the free-form gesture path representing an air gesture performed by a user of the user device; and a control module to adjust a fitness routine of the user based on the plurality of parameters. | 1. A system for implementing a health application, the system comprising: a user interface module to receive, at a user device, a plurality of parameters including a free-form gesture path, the free-form gesture path representing an air gesture performed by a user of the user device; anda control module to adjust a fitness routine of the user based on the plurality of parameters,wherein to adjust the fitness routine for the user the control module is to: analyze the free-form gesture path to obtain a path morphology, parameterize the free-form gesture path into a coordinate system to produce a parameterized free-form path, and use the shape of the free-form path in the x-y plane to parameterize an intensity over time of an exercise session;use the path morphology to determine a navigation route and fit the parameterized free-form path to a route with similar geographical topology; andpresent the navigation route to the user. 2. The system of claim 1, wherein to receive the plurality of parameters including the free-form gesture path, the user interface module is to receive the free-form gesture path from a wearable device worn by the user and coupled to the user device. 3. The system of claim 2, wherein the wearable device comprises a wrist-based device. 4. The system of claim 2, wherein the wearable device comprises a glove-based device. 5. The system of claim 1, wherein to receive the plurality of parameters including the free-form gesture path, the user interface module is to receive the free-form gesture path from the user device. 6. The system of claim 1, wherein to receive the plurality of parameters including the free-form gesture path, the user interface module is to receive the free-form gesture path from a camera system. 7. The system of claim 6, wherein the camera system is incorporated into the user device. 8. The system of claim 6, wherein the camera system is separate from the user device. 9. The system of claim 1, wherein the free-form gesture path comprises a path in substantially two-dimensions. 10. The system of claim 1, wherein the free-form gesture path comprises a path in three-dimensions. 11. The system of claim 1, wherein to adjust the fitness routine for the user, the control module is to adjust at least one of: a resistance or an incline setting of an exercise apparatus used in the fitness routine. 12. The system of claim 1, wherein to analyze the free-form gesture path, the control module is to parameterize the free-form gesture path into a second coordinate system to produce a second parameterized free-form path; and wherein to use the path morphology to determine the navigation route, the control module is to transmit the second parameterized free-form path to a remote server to obtain the navigation route. 13. The system of claim 1, wherein to parameterize the free-form gesture path into the coordinate system to produce a parameterized free-form path, the control module is to use the length of the free-for... | Intel Corporation | G06F017/30 G01C021/36 G01C021/20 G06F003/0346 G06F003/0484 G06F003/01 G06F003/03 A61B005/00 G06F016/435 A63B071/06 A63B022/00 A63B022/02 A63B022/06 A63B024/00 A63B069/00 A63B069/16
US10299700 | B2 | 2019-05-28 | Voice control system for an implant | 2018-01-16 | A system for supplying energy to a medical device implanted in a mammal patient. The system comprises an external energy source adapted to be externally arranged to the patient's body and configured to wirelessly transmit energy for powering the medical device. The system further comprises an internal energy receiver adapted to be implanted in the patient's body and configured to receive energy, transmitted from the external energy source, for supplying energy or control signals to the medical device, and a control unit configured to control the amount of energy received by the internal energy receiver, wherein said control unit is configured to control based on a parameter indicating a characteristic of the medical device or a characteristic of the patient's condition. | 1. A system for supplying energy to a medical device implanted in a mammal patient, the system comprising: an external energy source adapted to be externally arranged to the patient's body and configured to wirelessly transmit energy for powering the medical device;an internal energy receiver adapted to be implanted in the patient's body and configured to receive energy, transmitted from the external energy source, for supplying energy or control signals to the medical device;a control unit configured to control the amount of energy received by the internal energy receiver, wherein said control unit is configured to control based on a parameter indicating a characteristic of the medical device or a characteristic of the patient's condition, wherein the parameter is one of a body temperature of the patient, a blood pressure of the patient, a heart rate of the patient and a parameter indicating a breathing of the patient. 2. The system according to claim 1, further comprising a sensor or a measuring device configured to provide the parameter to the control unit; wherein the control unit is configured to determine an energy balance or a currently required amount of energy based on the parameter; andwherein the control unit is configured to control the amount of energy received by the internal energy receiver based on the determined energy balance. 3. The system according to claim 1, wherein the parameter is one of a power consumption of the medical device, an operational mode of the medical device, and a temperature of the medical device. 4. The system according to claim 1, wherein the parameter is related to a current state of the internal energy receiver, such as a battery status, a voltage, or an energy consumption. 5. The system according to claim 1, wherein the amount of energy received by the internal energy receiver is controlled by adjustment of a transmission parameter of the external energy source, and wherein the transmission parameter is at least one of a voltage, a current, an amplitude, a wave frequency and pulse characteristics. 6. The system according to claim 1, wherein the implantable internal energy receiver has an internal first coil and a first electronic circuit connected to the first coil, andthe external energy transmitter for transmitting wireless energy has an external second coil and a second electronic circuit connected to the second coil. 7. The system according to claim 4, wherein the internal energy receiver comprises a feedback device for communicating feedback information indicating an amount energy received in the first coil;the external energy source is configured to receive the feedback information and determine a coupling factor between the first coil and the second coil based on the feedback information and the amount of energy transferred by the second coil; andwherein the amount of energy received be the internal energy receiver is controlled based on the obtained coupling factor. 8. The system accordin... | - | G10L015/00 A61B005/07 H04B013/00 A61B005/00 A61N001/378 A61N001/372 G10L015/22 G10L015/26
US10303971 | B2 | 2019-05-28 | Image classification by brain computer interface | 2016-06-02 | A method of classifying an image is disclosed. The method comprises: applying a computer vision procedure to the image to detect therein candidate image regions suspected as being occupied by a target; presenting to an observer each candidate image region as a visual stimulus, while collecting neurophysiological signals from a brain of the observer; processing the neurophysiological signals to identify a neurophysiological event indicative of a detection of the target by the observer; and determining an existence of the target in the image is based, at least in part, on the identification of the neurophysiological event. | 1. A method of classifying an image, comprising: applying a computer vision procedure to the image to detect a target therein, and assigning a computer detection score to the image using said computer vision procedure;presenting the image to an observer as a visual stimulus, while collecting neurophysiological signals from a brain of said observer;processing said neurophysiological signals to identify a neurophysiological event indicative of a detection of the target by said observer, and assigning to the image a neurophysiological detection score, based on said identification;determining an existence of said target in the image based on both said computer detection score and said neurophysiological detection score;determining a mismatch between said computer detection score and said neurophysiological detection score; andwhen said mismatch is detected, re-presenting said image to said observer. 2. The method according to claim 1, wherein said neurophysiological signals comprise EEG signals, and wherein the method comprises calculating a ratio of slow wave EEG to fast wave EEG and determining a neurophysiological state of said observer based on said ratio. 3. The method according to claim 1, wherein said computer vision procedure employs clustering. 4. The method according to claim 1, wherein said computer vision procedure employs neural networks. 5. The method according to claim 1, wherein said collecting said neurophysiological signals is at a sampling rate of at least 150 Hz. 6. The method according to claim 1, further comprising applying a low pass filter to said collected neurophysiological signals. 7. The method according to claim 1, wherein said processing said neurophysiological signals comprises applying a Spatially Weighted Fisher Linear Discriminant (SWFLD) classifier to said neurophysiological signals. 8. The method according to claim 1, wherein said processing said neurophysiological signals comprises applying a convolutional neural network (CNN) classifier to said neurophysiological signals. 9. The method according to claim 8, wherein said CNN comprises a first convolution layer applying spatial filtering for each of a plurality of time points characterizing said neurophysiological signals, a second convolution layer applying temporal filtering to outputs provided by said first convolution layer, and a third convolution layer applying temporal filtering to outputs provided by said second convolution layer. 10. The method according to claim 1, wherein said processing said neurophysiological signals comprises: applying a Spatially Weighted Fisher Linear Discriminant (SWFLD) classifier;calculating a SWFLD classification score based on said SWFLD classifier;applying a convolutional neural network (CNN) classifier to said neurophysiological signals;calculating a CNN classification score based on said CNN classifier; andcombining said SWFLD score and said CNN score. 11. The method according to claim 1, further comprising present... | InnerEye Ltd. | A61B005/00 G06F003/01 G06K009/46 A61B005/04 A61B005/0484 A61B005/11 G06K009/20 G06K009/62 G06N003/04 G06N003/08 G06K009/00 G16H030/40 G06N007/00
US10288814 | B2 | 2019-05-14 | Variable spatial offset fiber optic probe for optical spectography and imaging | 2016-03-24 | Apparatus and method for optical spectroscopy and/or imaging with a variable fiber offset. An optical probe includes one or more first optical fibers, one or more second optical fibers, and one or more actuators. The first optical fibers are to deliver light to an object. The second optical fibers are to collect light emitted from the object. The actuators are configured to change a distance between the first optical fibers and the second optical fiber while the object is being illuminated by light emitted from the first optical fibers. | 1. An optical probe comprising: one or more first optical fibers to deliver light to an object;one or more second optical fibers to collect light emitted from the object; andone or more actuators configured to change a distance between the first optical fibers and the second optical fibers while the object is being illuminated by light emitted from the first optical fibers, wherein the one or more actuators comprise: a mechanical iris configured to change a spatial offset between the first optical fibers and the second optical fibers, and the mechanical iris comprises: an actuating ring;a base ring; andone or more blades, wherein a first end of each of the blades is rotatably attached to the actuating ring. 2. The probe of claim 1, wherein one of the first optical fibers or the second optical fibers is disposed along a center line of the probe. 3. The probe of claim 1, wherein: the actuators are coupled to one of the first optical fibers or the second optical fibers;the actuators are disposed to form a ring about a center line of the probe; andmovement of the actuators changes a distance between the actuators and the center line of the probe. 4. The probe of claim 1, wherein the base ring comprises: one or more curved slots, a first end of the curved slots nearer a center line of the probe than a second end of the curved slots;wherein a second end of each of the blades is coupled to one of the first optical fibers or the second optical fibers and the second end of each of the blades is moveable along one of the curved slots of the base ring. 5. The probe of claim 4, wherein rotation of the actuating ring causes each of the blades to move along one of the curved slots of the base ring to change the distance between the first optical fibers and the second optical fibers. 6. The probe of claim 1, wherein a second end of each of the blades is rotatably attached to the base ring; wherein each of the blades comprises a first arcuate section and a second arcuate section and each of the blades is coupled to one of the first optical fibers or the second optical fibers at an intersection of the first arcuate section and the second arcuate section. 7. The probe of claim 6, wherein rotation of the actuating ring causes the intersection of the first arcuate section and the second arcuate section of each of the blades to move along a curved path and change the distance between the first optical fibers and the second optical fibers. 8. An optical probe comprising: a first optical fiber to deliver light to an object;a plurality of optical fibers to collect light emitted from the object; anda plurality of actuators configured to change a distance between the first optical fiber and the plurality of optical fibers while the object is being illuminated by light emitted from the first optical fiber;wherein the first optical fiber is disposed along a center line of the probe;wherein the actuators are coupled to the plurality of optical fibers and disposed to f... | Board of Regents of the University of Texas System | G02B006/35 G01N021/49 G01N021/65 A61B005/00 G02B006/00
US10302723 | B2 | 2019-05-28 | Apparatuses, methods and systems for estimating water diffusivity and microcirculation of blood using DW-MRI data | 2015-11-13 | (“AEW”) are disclosed herein. The apparatuses, methods and systems provide a computational framework for choosing and applying the most appropriate model in different regions of a heterogeneous area on a voxel-by-voxel basis. The apparatuses, methods and systems also configure an intravoxel-incoherent-motion (IVIM) model for estimating water diffusivity and microcirculation of blood in the capillary network from DW-MRI low b-value data. In one implementation, the method uses a small number of b-values (at least 3 in the b-value range of 0-300 s/mm2, increasing the upper bound of the low b-value range by one b-value in the absence of DW-MRI signal at 300 s/mm2 and is able to synthetically generate DW-MRI data corresponding at higher b-values using the derived IVIM equation. The method also accounts for estimating non-Gaussian diffusion parameter Kapp. | 1. A computer processor implemented method for outputting an optimally modelled coefficient for a voxel in diffusion weighted magnetic resonance imaging, the method comprising: (a) applying, using a processor, a mono-exponential model to signal intensities for a set of b-values at a particular voxel in a region of interest (ROI) received from an imaging device;(b) estimating, using a processor, a goodness of fit of the model applied in (a) by comparing the model to the signal intensities for b-values below a predetermined b-value at the particular voxel, wherein the estimating includes: (b1) determining, using a processor, an R-square coefficient (R2) between the mono-exponential model and the signal intensities for the set of b-values at the particular voxel according to the formula R2=1−SSres/SStot where SSres is a residual sum of squares and SStot is a total sum of squares;(b2) determining, using a processor, an adjusted R2 coefficient according to the formula adjusted R2=1−(1−R2)*(n−1)/n−p−1where n is the number of b-values used and p is the number of parameters used from the mono-exponential model; and(b3) outputting the adjusted-R2 coefficient as a measure of the goodness of fit;(c) if the goodness of fit is less than a predetermined goodness threshold at the particular voxel, applying, using a processor, an intravoxel-incoherent-motion (IVIM) model to the signal intensities for the set of b-values at the particular voxel and determining a perfusion fraction parameter (f), true-diffusion coefficient (D) and micro-perfusion coefficient (D*) using the IVIM model;(d) outputting an apparent diffusion coefficient (ADC) determined from the mono-exponential model for the particular voxel, if (i) the goodness of fit is not less than the predetermined goodness threshold, (ii) f is equal to a lower bound of a predetermined fraction range used in applying the IVIM model in (c), or (iii) D*/D is less than 10; and(e) outputting the true diffusion (D) determined from the IVIM model for the particular voxel, if (i) the goodness of fit is less than the predetermined goodness threshold, (ii) f is not equal to the lower bound of the predetermined fraction range used in applying the IVIM model in (c), and (iii) D*/D is not less than 10. 2. The computer processor implemented method of claim 1, wherein step (b) comprises determining, using a processor, a root-mean-square error (RMSE) between the mono-exponential model and the signal intensities for the set of b-values at the particular voxel and outputting the RMSE as a measure of the goodness of fit. 3. The computer processor implemented method of claim 1, further comprising repeating steps (a) through (e) for a plurality of voxels in the ROI. 4. The computer processor implemented method of claim 3, further comprising generating, using a processor, a map for each voxel in the ROI indicating whether the ADC or the true diffusion was output at steps (d) and (e), respectively. 5. The computer processor implem... | FOUNDATION FOR RESEARCH AND TECHNOLOGY —HELLAS (FORTH) | G06F007/60 G06F017/10 G01R033/56 G16H050/50 G01R033/563 A61B005/055
US10299673 | B2 | 2019-05-28 | Method and system of enhancing ganglion cell function to improve physical performance | 2016-12-05 | A method and a system of enhancing ganglion cell function using a gaming environment corresponding to a physical activity. The method and system may be used to implement one or more processes to improve a person's visual processing profile. In particular, the method and system may be used to improve a player's skill in the corresponding physical activity. | 1. A method of generating a visual processing profile of a person, the method comprising: displaying a first visual stimulus to a first portion of a field of view of the person;measuring the person's response to the first visual stimulus;displaying a second visual stimulus to a second portion of the field of view of the person;measuring the person's response to the second visual stimulus;determining a level of retinal ganglion function of a first retinal ganglion subtype and a level of a retinal ganglion function of a second retinal ganglion subtype for the person based on at least the person's measured response to the first visual stimulus and the person's measured response to the second visual stimulus; anddetermining the visual processing profile for the person based on the level of retinal ganglion function for the first retinal ganglion subtype and the level of retinal ganglion function for the second retinal ganglion subtype. 2. The method of claim 1 wherein displaying a first visual stimulus comprises generating a visual stimulus and filtering the visual stimulus by using at least one of a neutral density filter, a medium density filter or a dark density filter. 3. The method of claim 1 wherein displaying a second visual stimulus comprises generating a visual stimulus and filtering the visual stimulus by using at least one of a neutral density filter, a medium density filter or a dark density filter. 4. The method of claim 1 wherein displaying the first visual stimulus and the second visual stimulus comprises displaying stimuli to at least one of the person's entire field of view, a central portion of the person's field of view, a peripheral portion of the person's field of view, a superior portion of the person's field of view, a nasal portion of the person's field of view, an inferior portion of the person's field of view, or a temporal portion of the person's field of view. 5. The method of claim 1 wherein the first visual stimulus and the second visual stimulus are provided by using at least one of a computer game, a video game, a board game, a software tool, or a physical object. 6. The method of claim 1 wherein the first visual stimulus and second visual stimulus are configured to activate, reduce or terminate function in a pre-defined cell type of the person's retina based on the pre-defined cell type's associated visual function. 7. The method of claim 1 further comprising altering a visual acuity of the person by providing to the person a visual stimulus designed to alter the person's visual processing, wherein the visual stimulus is determined in response to a level of visual function associated with at least one retina cell type. 8. The method of claim 1 wherein the first visual stimulus models a movement of an object either toward or away from the person's field of view. 9. The method of claim 1 further comprising comparing the visual processing profile of the person to a predetermined visual processing profile to gener... | Vizzario, Inc. | A61B003/024 A61B003/028 A61B005/16
US10278630 | B2 | 2019-05-07 | Method and system for providing calibration of an analyte sensor in an analyte monitoring system | 2017-11-30 | Method and apparatus for providing calibration of analyte sensor including applying a control signal, detecting a measured response to the control signal, determining a variance in the detected measured response, and estimating a sensor sensitivity based on the variance in the detected measured response is provided. | 1. A method of calibrating an analyte sensor, comprising: applying one or more control signals to the analyte sensor, including a most recent control signal;receiving one or more measured responses to the one or more control signals, including a most recent measured response to the most recent control signal;for each of the one or more measured responses and the one or more control signals, determining a difference in the measured response to the control signal between a beginning of a half duty cycle and an end of a half duty cycle of the measured response to the control signal;determining that the number of the one or more control signals exceeds a predetermined threshold; andin response to determining that the number of the one or more control signals exceeds the predetermined threshold, determining an analyte sensor sensitivity based on the difference in the measured response between the beginning of the half duty cycle and the end of the half duty cycle of the most recent measured response to the most recent control signal. 2. The method of claim 1, wherein applying the one or more control signals comprises providing one or more perturbations of the analyte sensor. 3. The method of claim 2, wherein applying the one or more control signals to the analyte sensor include controlling a poise voltage for the analyte sensor. 4. The method of claim 2, wherein applying the one or more control signals to the analyte sensor includes providing one or more perturbations by a mechanical transducer. 5. The method of claim 4, wherein the analyte sensor comprises a membrane; and wherein determining the analyte sensor sensitivity further comprises detecting one or more fluctuations in the membrane of the analyte sensor in response to the one or more perturbations by the mechanical transducer, and determining a thickness of the membrane based on the one or more fluctuations in the membrane of the analyte sensor. 6. The method of claim 1, wherein receiving the one or more measured responses comprises determining one or more voltage signals which are substantially proportional to a current signal level on an electrode of the analyte sensor. 7. The method of claim 1, wherein the analyte sensor comprises a plurality of electrodes including a working electrode comprising an analyte-responsive enzyme bonded to a polymer disposed on the working electrode. 8. The method of claim 7, wherein the analyte-responsive enzyme is chemically bonded to the polymer. 9. The method of claim 7, wherein the working electrode further comprises a mediator. 10. The method of claim 1, wherein the analyte sensor comprises a plurality of electrodes including a working electrode comprising a mediator bonded to a polymer disposed on the working electrode. 11. The method of claim 10, wherein the mediator is chemically bonded to the polymer. 12. A device, comprising: an analyte sensor;a processor; anda memory storing instructions which, when executed by the processor, cause the pr... | Abbott Diabetes Care Inc. | A61B005/1495 A61B005/1468 A61B005/1473 A61B005/145 G01N027/327 A61B005/00
US10285837 | B1 | 2019-05-14 | Systems and methods for measuring volume of potential sleeve in a sleeve gastrectomy | 2016-09-16 | One or more medical devices may be provided that may be used, for example, in bariatric surgery including a vertical sleeve gastrectomy. Occlusion devices can be integrated with a catheter or tube to occlude one or more proximal or distal landmarks of a stomach and a stapling guide may be used to occlude a lateral boundary of the stomach to define a cavity. A volume of the potential resultant sleeve may be determined by inserting fluid or gas into the catheter or tube, measuring pressure, and calculating the volume of the cavity. | 1. A method of performing a sleeve gastrectomy on a stomach of a patient, comprising: positioning a first medical device in the interior of the stomach, the first medical device including a first occlusion device at a distal end thereof, the first medical device being positioned by inserting the first medical device into the mouth of the patient to access the interior of the stomach and positioning the first occlusion device at a landmark of the stomach, the first occlusion device defining a distal boundary of a potential resultant sleeve;positioning a second occlusion device at another landmark of the stomach, the second occlusion device defining a proximal boundary of the potential resultant sleeve; andpositioning a second medical device on the exterior of the stomach relative to the first medical device, the second medical device being configured to define a lateral boundary the potential resultant sleeve and a path along which the sleeve gastrectomy may be performed; anddetermining a volume of the potential resultant sleeve, wherein determining the volume of the potential resultant sleeve further comprises one or more of the following: filling the potential resultant sleeve with fluid or gas via the first medical device, the fluid or gas being configured to be trapped into the potential resultant sleeve by the distal, proximal, and lateral boundaries created by the first occlusion device, the second occlusion device, and the second medical device respectively;measuring pressure associated with the fluid or gas; andcalculating the volume based on the pressure. 2. The method of claim 1, further comprising performing the sleeve gastrectomy along the path created by the second medical device, if based on the determination, the volume of the potential resultant sleeve may be a desired or suitable volume for a resected resultant sleeve. 3. The method of claim 1, further comprising adjusting the second medical device laterally if, based on the determination, the volume of the potential resultant sleeve may be too low or too high, and re-determining the volume of the potential resultant sleeve. 4. The method of claim 1, wherein the second medical device may be a clamp. 5. The method of claim 1, wherein the second medical device may be a stapler. 6. The method of claim 1, wherein the first medical device may include a medical tube. 7. The method of claim 1, wherein the first occlusion device may be a balloon. 8. A medical device for a sleeve gastrectomy comprising: a first medical device comprising at least a first occlusion device at a distal end thereof, the first medical device being configured to be inserted into an interior of a stomach and the first occlusion device being configured to be positioned at a landmark thereof to occlude a portion of the stomach and define a distal boundary of a potential resultant sleeve;a second occlusion device, the second occlusion device being configured to be inserted into the interior of the stomach or p... | Standard Bariatrics, Inc. | A61F005/00 A61B017/122 A61B017/128 A61B005/00
US10297835 | B2 | 2019-05-21 | Flexible and implantable glucose fuel cell | 2014-05-15 | A glucose fuel cell for reception into a given constrained volume of implantation in a vertebrate in which the glucose fuel cell has access to fluid containing glucose. The fuel cell includes an anode adapted to oxidize the glucose, a cathode adapted to reduce an oxidant, and a membrane disposed between the anode and the cathode and separating the anode from the cathode. At least one of the anode or cathode define a flexible sheet that is geometrically deformed to be receivable into the given constrained volume of implantation and increase volumetric power density. Related methods of making a glucose fuel cell of this type and implantable assemblies including the glucose fuel cell are also disclosed. | 1. An enzyme-free, fully implantable glucose fuel cell for reception into a given constrained volume of implantation in a vertebrate in which the glucose fuel cell has access to fluid including glucose and dissolved fluidic oxygen, the fuel cell comprising: an anode adapted to oxidize the glucose with no biological enzymes or biological catalysts;a cathode adapted to reduce an oxidant with no biological enzymes or biological catalysts; anda membrane disposed between the anode and the cathode and separating the anode from the cathode;wherein the fuel cell is in the form of a flexible sheet that is geometrically deformed into a coiled or spiral shape receivable into the given constrained volume of implantation and wherein the flexibility is exploited to improve volumetric power density; andwherein the flexible sheet includes openings from one side of the flexible sheet to the other side of the flexible sheet that accommodate fluid flow of fluid containing dissolved glucose and dissolved fluidic oxygen from one side of the flexible sheet to the other side of the flexible sheet to increase overall availability of dissolved glucose and dissolved fluidic oxygen to the anode and cathode, respectively, and to allow either or both dissolved glucose and dissolved oxygen radial access between multiple coiled layers of the flexible sheet. 2. The glucose fuel cell of claim 1, wherein the flexible sheet further comprises a flexible mechanical substrate on which the anode, the cathode, and the membrane reside. 3. The glucose fuel cell of claim 2, wherein the flexible sheet is approximately 7 μm thick. 4. The glucose fuel cell of claim 2, wherein the flexible mechanical substrate is an oxide layer. 5. The glucose fuel cell of claim 1, wherein the flexible sheet is rolled such that the glucose fuel cell has a rolled-up form factor. 6. The glucose fuel cell of claim 1, wherein, as the flexible shape is deformed into a shape, the volumetric power density of the fuel cell is increased. 7. The glucose fuel cell of claim 1, wherein the anode is nanoporous platinum or platinized platinum, the cathode is a sulfonated tetrafluoroethylene-based fluoropolymer-copolymer having single-walled carbon nanotubes embedded therein, and the membrane is a sulfonated tetrafluoroethylene-based fluoropolymer-copolymer. 8. The glucose fuel cell of claim 1, wherein the oxidant is another carbohydrate or organic fuel. 9. The glucose fuel cell of claim 1, wherein a given constrained volume of implantation is a subcutaneous reservoir with access to cerebrospinal fluid in at least one of the brain and spinal cord of the vertebrate. 10. The glucose fuel cell of claim 1, wherein the fuel cell is used to sense glucose. 11. An implantable assembly comprising the glucose fuel cell of claim 1 and electronics powered by the glucose fuel cell, wherein the glucose fuel cell is co-fabricated with at least a portion of the electronics on a flexible mechanical substrate with semiconductor fabr... | Massachusetts Institute of Technology | A61N001/378 H01M004/86 H01M004/90 H01M004/92 H01M004/98 H01M008/00 H01M008/1009 H01M008/1039 H01M008/1097 H01M008/1018 A61B005/00 A61B005/145 H01M008/1069 H01M008/1081 H01M004/88 H01M008/0208
US10278619 | B2 | 2019-05-07 | Method and device for distinguishing blinking events and instrument gazes using an eye opening width | 2016-04-26 | A method for distinguishing blinking events and instrument gazes on the basis of an eye-opening width. The eye-opening width represents an instantaneously detected clearance between the eyelids of an eye. In a step of ascertaining, a blinking event is ascertained using at least one blinking limit value. The blinking event is ascertained when an opening width value, which represents the eye-opening width, is smaller than the blinking limit value. In a step of determining, an instrument gaze is determined using a maximum blinking duration. The instrument gaze is determined when the detected blinking event is detected as lasting longer than the maximum blinking duration. The steps of the method are able to be carried out anew when the opening width value is greater than an open limit value following the determination of the instrument gaze. | 1. A method for distinguishing blinking events and instrument gazes using an eye-opening width, the eye-opening width representing an instantaneously detected clearance between eyelids of an eye, the method comprising: receiving, by a control unit including hardware, video data from a video camera, the video data including images of eyes of a driver;determining, using the control unit, an opening width value based on the received video data, the opening width value representing a value of the eye-opening width;ascertaining, using the control unit, the opening width value is smaller than a blinking limit value;ascertaining, using the control unit, a blinking event based on ascertaining the opening width value is smaller than the blinking limit value;determining, using the control unit, based on the received video data, a duration of the ascertained blinking event and determining the duration of the ascertained blinking event lasted longer than the maximum blinking duration;determining, using the control unit, an instrument gaze based on determining the duration of the ascertained blinking event lasted longer than the maximum blinking duration; andoutputting, by the determination device, a control signal or a data signal indicating the determined instrument gaze;wherein the steps of the method are carried out anew when the opening width value is greater than an open limit value following the determination of the instrument gaze. 2. The method as recited in claim 1, wherein, in the ascertaining step, a medium blinking event is ascertained when the opening width value is smaller than a medium blinking limit value, a deep blinking event is ascertained when the opening width value is smaller than a deep blinking limit value, and a deep blinking event is ascertained when an opening width value is smaller than the deep blinking limit value following the ascertaining of the medium blinking event. 3. The method as recited in claim 2, wherein the instrument gaze is determined in the determining step when the medium blinking event is ascertained as lasting longer than the maximum blinking duration. 4. The method as recited in claim 1, further comprising: storing a time characteristic of the opening width value as a blinking event characteristic when the opening width value is greater than the blinking limit value following the ascertaining of the blinking event, the steps of the method being executed anew following the step of storing. 5. The method as recited in claim 4, further comprising: interpolating the opening width values of the blinking event characteristic to connect them into a curve. 6. The method as recited in claim 5, wherein in the step of interpolating, the curve is approximated using a predefined curve shape. 7. The method as recited in claim 6, wherein in the step of interpolating, at least one deviation value of at least one of the opening width values from the curve is determined. 8. The method as recited in claim 7, further compri... | ROBERT BOSCH GMBH | A61B005/11 A61B003/113 A61B005/18 A61B005/00 G08B021/06 A61B003/10 A61B003/14 G06K009/00
US10286285 | B2 | 2019-05-14 | Display method, display apparatus, motion analysis system, motion analysis program, and recording medium | 2017-01-09 | A display method includes acquiring first attitude information of the hands of a subject holding an exercise equipment during standing still on the basis of an output from an inertial sensor (sensor unit) which measures a swing action of the subject (user) performing a swing with the exercise equipment (golf club) and is attached to at least one of the exercise equipment and the subject, acquiring second attitude information of the hands of the subject holding the exercise equipment at impact on the basis of an output from the inertial sensor, and displaying at least one of the first attitude information and the second attitude information. | 1. A display method comprising: acquiring first attitude information of a golf club at address attitude on the basis of an output from an inertial sensor which is attached on a shaft of the golf club and measures swing actions of a subject who performs a swing with the golf club;acquiring second attitude information of the golf club at impact on the basis of an output from the inertial sensor;determining a first inclined angle at the address attitude based upon the first attitude information and a length from a position where the inertial sensor is attached to a head of the golf club;determining a second inclined angle at the impact based upon the second attitude information and the length from the position where the inertial sensor is attached to the head of the golf club;determining an inclined angle change amount based upon the first inclined angle and the second inclined angle; anddisplaying the inclined angle change amount and at least one of the first attitude information and the second attitude information. 2. The display method according to claim 1, wherein, in the displaying, attitude difference information between the first attitude information and the second attitude information is displayed. 3. The display method according to claim 1, further comprising: acquiring a swing trajectory of the subject on the basis of an output from the inertial sensor,wherein, in the displaying, the swing trajectory is displayed. 4. The display method according to claim 1, further comprising: capturing an image of a swing of the subject,wherein, in the displaying, the captured image of the swing is displayed. 5. The display method according to claim 1, wherein, in the displaying, at least one of a first straight line based on the first attitude information and the second straight line based on the second attitude information is displayed. 6. The display method according to claim 1, wherein, in the displaying, information is displayed in a front view viewed from a direction intersecting a hitting surface of the golf club. 7. The display method according to claim 6, wherein the front view is a front view viewed from a target side or a front view viewed from an opposite side to the target side. 8. A display apparatus comprising: a processor configured to act as: a first generation section that generates first attitude information of a golf club at address attitude on the basis of an output from an inertial sensor which is attached on a shaft of the golf club and measures swing actions of the subject who performs a swing with the golf club;a second generation section that generates second attitude information of the golf club at impact on the basis of an output from the inertial sensor; anda determination section that determines (1) a first inclined angle at the address attitude based upon the first attitude information and a length from a position where the inertial sensor is attached to a head of the golf club, (2) a second inclined angle at the impa... | SEIKO EPSON CORPORATION | A63B069/36 A63B024/00 A63B071/06 A61B005/11 G06K009/00 A61B005/00 A63B102/02 A63B102/04 A63B102/16 A63B102/18
US10300223 | B2 | 2019-05-28 | Pleural air leak test system | 2015-06-25 | Disclosed are methods, apparatus, and systems useful for detecting leaks in pleural tissue. Also disclosed are methods of detecting and sealing such leaks. Indicator dye or stain is aerosolized and delivered to the lung via anesthetic equipment, oxygen tube, endoscope, or other suitable equipment, the dye is allowed to travel through the lung along the path or paths of least resistance emerging at the surface of the lung, staining the tissue indicative of a leak. Some embodiments include introducing one part of a two part sealant with the dye, and applying the second part of the sealant to the stain identified leak locations. | 1. A method of identifying and sealing an air leak in lung tissue in a patient in need thereof, the method comprising: introducing a first composition comprising an indicator and a first component of a multipart sealant into the lung via an aerosol or nebulizer,allowing the first composition to accumulate at one or more air leak,applying a second composition comprising a second component of a multi-part sealant externally to the lung at locations where the indicator has accumulated, andallowing the first component and the second component of the multi-part sealant to cure with one another to form a pleural sealant. 2. The method of claim 1, wherein the first composition is introduced to the patient in need thereof via a breathing apparatus. 3. A method of identifying and sealing an air leak in lung tissue in a patient in need thereof, the method comprising: introducing an indicator compound into the lung via an aerosol or nebulizer,allowing the indicator compound to accumulate at one or more air leak,applying externally to the lung a suture or sealant at a location identified by accumulated indicator compound. 4. The method of claim 1, wherein the indicator is methylene blue. 5. The method of claim 3, wherein the external application of the sealant also includes an application of an indicator. | Neomend, Inc. | A61B005/00 A61M013/00 A61M016/08 A61L024/00 A61L024/10 A61L024/04 A61B005/08 A61B017/00 A61M011/00
US10303924 | B2 | 2019-05-28 | Methods and systems for detecting prohibited objects in a patient room | 2017-12-20 | A prohibited object detection system detects prohibited objects in a patient room. An image of an object detected in a room of a patient is initially collected. The system identifies reference points on the object, for example, points along the contours of the object. The system may compare the reference points to reference points of images associated with prohibited objects. The system then determines, based on the comparison, if the object is a prohibited object. One or more designated recipients may be alerted if the object is a prohibited object. The system may also register the object in a database of prohibited objects. | 1. A system for detecting a prohibited object in a patient room, the system comprising: one or more 3D motion sensors configured to collect a series of images of a room of the patient;a computerized monitoring system communicatively coupled to the one or more 3D motion sensors, a processor of the computerized monitoring system utilizing information received from the one or more 3D motion sensors to determine if the object is a prohibited object based on limitations for the patient, wherein determining if the object is a prohibited object comprises determining a plurality of reference points related to features of the object and comparing the plurality of reference points of the object to a plurality of reference points for features of objects within a database and identifying the object as being prohibited for the patient; anda computerized monitoring system communicatively coupled to the one or more 3D motion sensors, the computerized monitoring system configured to send an initial alert to the patient being monitored, the initial alert providing the patient being monitored an opportunity to respond before an alert is sent to one or more designated recipients. 2. The system of claim 1, further comprising a computerized communication system communicatively coupled to the computerized monitoring system, the computerized communication system configured to send the alert to one or more designated recipients if the patient being monitored does not respond to the initial alert. 3. The system of claim 2, further comprising a central monitoring station communicatively coupled to the computerized communication system, the central monitoring station configured to display at least a portion of the series of images of the person, wherein the central monitoring station comprises a primary display and an alert display. 4. The system of claim 3, wherein the alert display is a dedicated portion of the primary display. 5. The system of claim 3, wherein the alert display is a separate display or series of displays from the primary display. 6. The system of claim 1, wherein the computerized monitoring system analyzes sound data for recognizable words that indicate a response from the patient. 7. A method for detecting prohibited objects in a patient room, the method comprising: receiving, from a 3D motion sensor, an image of an object detected in a room of a patient;determining, by a processor, that the object is a prohibited object based on limitations for the patient, wherein determining the object is a prohibited object comprises determining, utilizing information received from the 3D motion sensor, a plurality of reference points related to features of the object, comparing the plurality of reference points of the object detected in the room to a plurality of reference points related to features of objects within a database, and identifying the object as being prohibited for the patient;initiating an initial alert to the patient being monitored upon dete... | CERNER INNOVATION, INC. | G06K009/00 A61B006/00 G08B005/22 G08B025/00 G08B021/18 G06F019/00 G06T007/292 G06T007/20 H04N007/18 G06K009/46 G16H040/63 G16H010/60 H04N013/204 H04N013/207 A61B005/00 A61B005/11 G06K009/62 G06T007/00 G06T011/60 H04N005/232 A61B005/1171 G06K009/52 G08B013/196 G16H030/20 G16H015/00 G16H080/00 G16H040/67 G16H050/30 G08B021/04 H04N013/00 G06F003/0482 G06F003/0484
US10304114 | B2 | 2019-05-28 | Data mesh based environmental augmentation | 2014-07-31 | In various example embodiments, a system and method for data mesh-based environmental augmentation are presented. Attribute data associated with a user may be received from a plurality of attribute sources. A portion of the attribute data may include real-time data. A portion of the real-time data indicative of an identity of the user may be identified. The identity of the user may be authenticated with respect to the real-time data by analyzing the identified portion of the real-time data. Based on the authentication of the identity of the user, a user activity being performed by the user may be identified based on the real-time data, and the user activity may be augmented according to a user setting. | 1. A system comprising: one or more processors; andmemory storing instructions that, when executed by the one or more processors, cause the system to perform operations comprising:receiving attribute data associated with a plurality of electronic devices, the plurality of electronic devices comprising at least a first electronic device including a location sensor, a second electronic device excluding a location sensor, and a third electronic device excluding a location sensor, the second electronic device associated with a first location, the third electronic device associated with a second location;identifying a portion of first real-time data produced by the first electronic device and a portion of second real-time data produced by the second electronic device as being indicative of a user identity;authenticating the user based on an analysis of the portion of the first real-time data and the portion of the second real-time data indicative of a user identity, the authenticating comprising calculating an identity likelihood metric based on the portion of the first real-time data and the portion of the second real-time data, the identity likelihood metric indicating a likelihood of authentication of the user with respect to the first real-time data and the second real-time data;in response to the authenticating, transmitting secured content for presentation on the second electronic device;detecting movement of the first electronic device from the first location to the second location; andin response to the detecting movement of the first electronic device to the second location, automatically transmitting the secured content for presentation on the third electronic device without requiring authentication input from the user on the third electronic device. 2. The system of claim 1, wherein the authenticating the user further comprises: determining that the identity likelihood metric exceeds a threshold. 3. The system of claim 1, wherein the operations further comprise identifying, from the first real-time data, the first electronic device as corresponding to the user, wherein the identity likelihood metric is based in part on identification of the first electronic device as corresponding to the user. 4. The system of claim 1, wherein at least one of the first real-time data or second real-time data includes sensor data corresponding to the user and wherein the identity likelihood metric is based in part on the sensor data. 5. The system of claim 1, wherein the operations further comprise: extracting past identification indications from past attribute data that corresponds to the user, wherein the attribute data includes the past attribute data;extracting real-time identification indications from at least one of the first real-time data or the second real-time data; andcalculating the identity likelihood metric by correlating the real-time identification indications with the past identification indications. 6. The system of claim 1, wherein th... | eBay Inc. | H04L029/06 G06Q030/06 G06T011/20 H04L012/26 H04L029/12 H04L029/08 H04W076/14 H04W004/80 A61B005/04 H04W084/18
US10278651 | B2 | 2019-05-07 | Early confirmation of a prolonged aperiodic measurement | 2014-06-18 | A medical device (10), medical method and graphical user interface (GUI) (18) displaying data regarding measurement of a physiological parameter. A window (22) for the physiological parameter is displayed using a display device (20). The window (22) includes an indicator (24) identifying a measured value of the physiological parameter. In response to automatic trigger of measurement of the physiological parameter, the window (22) is updated to further include a first indicator (34) indicating measurement of the physiological parameter is ongoing. In response to manual trigger of measurement of the physiological parameter, the window (22) is updated to replace the indicator (24) identifying the measured value with a second indicator (36) indicating measurement of the physiological parameter is ongoing. The second indicator (36) is prominent relative to the first indicator (34). | 1. A medical device displaying data regarding measurement of a physiological parameter, said medical device comprising: a display device; andat least one processor programmed to: display a window for the physiological parameter using the display device, the window including a third indicator identifying a measured value of the physiological parameter;in response to an automatic trigger of measurement of the physiological parameter, update the window to further include a first indicator, having a first format and being static over time, indicating measurement of the physiological parameter is ongoing; andin response to a manual trigger of measurement of the physiological parameter, update the window to replace the third indicator identifying the measured value with a second indicator, having a second format, indicating measurement of the physiological parameter is ongoing;wherein the format of the second indicator is different from the format of the first indicator. 2. The medical device according to claim 1, wherein the second indicator is dynamic over time. 3. The medical device according to claim 1, wherein the at least one processor is further programmed to: during an automatically triggered measurement of the physiological parameter, update the window to include an indicator identifying a preliminary value estimating the physiological parameter. 4. The medical device according to claim 3, wherein the at least one processor is further programmed to: during the automatically triggered measurement of the physiological parameter, receive acceptance of the preliminary value;in response to receiving acceptance of the preliminary value, end the automatically triggered measurement and update the window to replace the second indicator indicating measurement of the physiological parameter is ongoing with the indicator identifying the measured value, wherein the measured value is the preliminary value. 5. The medical device according to claim 3, wherein the at least one processor is further programmed to: in response to the automatically triggered measurement failing to meet predetermined criteria within a predetermined amount of time, suspend the automatically triggered measurement and wait up to a predetermined amount of time for a user of the medical device to accept the preliminary value;in response to failing to receive acceptance of the preliminary value within the predetermined amount of time, abort the automatically triggered measurement and update the window to replace the second indicator indicating measurement of the physiological parameter is ongoing with an indicator indicating the automatically triggered measurement was aborted. 6. The medical device according to claim 1, wherein the at least one processor is further programmed to: automatically trigger measurement of the physiological parameter according to a timing sequence; andin response to completion of a measurement of the physiological parameter, update the window include an in... | KININKLIJKE PHILIPS N.V. | A61B005/00 G06F019/00 A61B005/01 A61B005/021 A61B005/022 A61B005/08
US10300307 | B2 | 2019-05-28 | Focused ultrasound system for small bore imaging | 2014-04-14 | A focused ultrasound (“FUS”} system capable of use in a small bore imaging system, such as a small bore magnetic resonance imaging (“MRI”} system is provided. The FUS system generally includes an ultrasound transducer whose position is adjusted by a positioning system. The positioning system is sized to fit within the bore of the small bore imaging system. For instance, the positioning system can fit within a diameter of 150 millimeters or less. | 1. A focused ultrasound system capable of use in a small bore imaging system, comprising: an ultrasound transducer configured to emit a beam of focused ultrasound energy toward a subject;a positioning system sized to fit within a bore of a small bore imaging system and capable of positioning the ultrasound transducer to localize the beam of focused ultrasound energy within a target location in the subject, the positioning system comprisinga motor assembly configured to translate the ultrasound transducer along at least one direction, wherein the bore of the small bore imaging system has a diameter less than 150 millimeters;a transducer mounting assembly coupled to the ultrasound transducer and configured to selectively adjust a position of the ultrasound transducer in a lateral direction such that the ultrasound transducer can be translated along a full lateral dimension of the focused ultrasound system without extending beyond a spatial extent of the focused ultrasound system; anda control system in communication with the positioning system and configured to control the motor assembly so as to position the ultrasound transducer to localize the beam of focused ultrasound energy within the target location in the subject. 2. The focused ultrasound system as recited in claim 1 in which the motor assembly comprises: a first motor capable of adjusting a position of the ultrasound transducer in a first horizontal direction; anda second motor capable of adjusting a position of the ultrasound transducer in a second horizontal direction;wherein one of the first horizontal direction and the second horizontal direction corresponds to the lateral direction. 3. The focused ultrasound system as recited in claim 2 in which the first motor and the second motor are rotated about a longitudinal axis of the motor assembly relative to each other. 4. The focused ultrasound system as recited in claim 2 in which the first motor and the second motor are linear piezomotors. 5. The focused ultrasound system as recited in claim 2 in which the positioning system further comprises a first drive rod coupled to the ultrasound transducer and the first motor, and a second drive rod coupled to the ultrasound transducer and the second motor. 6. The focused ultrasound system as recited in claim 2 in which the positioning system further comprise: a first motion encoder coupled to the first motor to measure the translation of the ultrasound transducer along the first horizontal direction; anda second motion encoder coupled to the second motor to measure the translation of the ultrasound transducer along the second horizontal direction. 7. The focused ultrasound system as recited in claim 6 in which the first motion encoder and the second motion encoder include an optical encoder. 8. A focused ultrasound system capable of use in a small bore imaging system, comprising: an ultrasound transducer configured to emit a beam of focused ultrasound energy toward a subject;a positioning... | Sunnybrook Research Institute | A61B008/00 A61N007/02 A61B005/055 G01R033/48 A61B006/00 A61N007/00 A61B090/00
US10300247 | B2 | 2019-05-28 | Devices and methods for fluid transfer through a placed peripheral intravenous catheter | 2016-02-03 | An apparatus includes a catheter, an introducer, and an actuator. A distal end portion of the introducer is configured to be coupled to a peripheral intravenous line. The introducer defines an inner volume having a first portion that defines an axis parallel to and offset from an axis defined by a second portion. A first portion of the actuator is movably disposed in the first portion of the inner volume. A second portion of the actuator is movably disposed in the second portion of the inner volume and coupled to the catheter movably disposed in the second portion of the inner volume. The actuator moves the catheter between a first position, in which the catheter is disposed within the introducer, and a second position, in which at least a portion of the catheter is disposed within the peripheral intravenous line. | 1. An apparatus, comprising: a catheter having a proximal end portion and a distal end portion and defining a lumen extending through the proximal end portion and the distal end portion;an introducer having a proximal end portion and a distal end portion, the introducer defining an inner volume having a first portion and a second portion, the inner volume having a tortuous cross-sectional shape relative to a plane perpendicular to a longitudinal axis of the introducer such that an axis defined by the first portion of the inner volume is parallel to and offset from an axis defined by the second portion of the inner volume, the first portion being adjacent to a slot defined by the introducer, the second portion being offset from the first portion in a transverse direction along the plane, the second portion configured to movably receive the catheter, the distal end portion of the introducer configured to be coupled to an indwelling peripheral intravenous line; andan actuator having a first portion extending through the slot to be movably disposed in the first portion of the inner volume and a second portion movably disposed in the second portion of the inner volume, the second portion of the actuator being coupled to the catheter, the actuator configured to move relative to the introducer to move the catheter between a first position and a second position, the catheter disposed within the introducer when in the first position, the distal end portion of the catheter disposed beyond the distal end portion of the introducer such that at least a portion of the catheter is disposed within the indwelling peripheral intravenous line when the catheter is in the second position and the introducer is coupled to the indwelling peripheral intravenous line. 2. The apparatus of claim 1, wherein the introducer includes a first member and a second member, the first member configured to couple to the second member to collectively form the introducer, an inner surface of the first member and an inner surface of the second member collectively defining the inner volume of the introducer when the first member is coupled to the second member. 3. The apparatus of claim 1, wherein the first portion of the actuator and the second portion of the actuator collectively have the tortuous cross-sectional shape. 4. The apparatus of claim 1, wherein the catheter is configured to reduce fluid flow restrictions present within the peripheral intravenous line as the catheter is moved from the first position to the second position, the distal end portion of the catheter being disposed within the peripheral intravenous line when the catheter is in the second position such that the distal end portion of the catheter is distal to a portion of the peripheral intravenous line otherwise restricted by the fluid flow restrictions. 5. The apparatus of claim 1, further comprising: a lock coupled to the distal end portion of the introducer, the lock configured to contact a portion of the per... | VELANO VASCULAR, INC. | A61B005/15 A61M025/01 A61M025/06
US10295399 | B2 | 2019-05-21 | Global overweight and obesity preventing and tracking system and method | 2008-05-22 | An obesity preventing and tracking system, the system comprising: at least one in-building overweight and obesity preventing module for collecting anthropometry information from a person at a fixed location in order to forecast and prevent development of an obesity condition; and/or at least one on-board vehicle overweight and obesity preventing module for collecting the anthropometry information from the person in a vehicle operable by the person in order to forecast and prevent development of an obesity condition and/or at least one entertainment overweight and obesity preventing module for collecting anthropometry information from said person while said person is a guest at an entertainment facility in order to forecast and prevent development of an obesity condition; and a communications network for linking at least one in-building overweight and obesity preventing module and at least one on-board vehicle overweight and obesity preventing module and at least one entertainment overweight and obesity preventing module to a trend obesity preventing service for predicting the development of an obesity condition of the person. | 1. An obesity predicting system, the system comprising: a plurality of modules each of the plurality of modules having a computer having stored instructions that when executed causes the computer to collect anthropometry measurements of an individual from a variety of locations and predict an obesity condition based upon collected anthropometry measurements of the individual, wherein the plurality of modules comprise: at least one on-board vehicle overweight and obesity predicting module configured to collect anthropometry measurements of an individual in a vehicle;at least one in-building overweight and obesity predicting module configured to collect anthropometry measurements of an individual at a fixed location; andat least one entertainment overweight and obesity predicting module configured to collect anthropometry measurements of an individual at an entertainment facility; anda communications network for linking the at least one on-board vehicle overweight and obesity predicting module, the at least one in-building overweight and obesity predicting module, and the at least one entertainment overweight and obesity predicting module to a computer of the obesity predicting system, the computer of the obesity predicting system having stored instructions that when executed causes the computer of the obesity predicting system to collect the anthropometry measurements from each of the plurality of modules and use the collected anthropometry measurements to predict whether the individual is trending towards an obesity condition, wherein the computer of the obesity predicting system uses a currently collected weight measurement to calculate a BMI progress based in part upon an age of the individual and then determine if the individual is trending towards an overweight condition based the comparison of the calculated BMI progress with a recommended BMI progress, wherein the system after determining on more than one occasion that the individual is trending towards the overweight condition, the system will request authorization to send a warning message to a health care provider of the individual, upon receipt of authorization to send a warning message to the health care provider of the individual, the system will send the warning message to the health care provider of the individual, and wherein the system is configured to determine whether a different individual is having their weight measured by the system by determining whether two consecutive measurements of the individual are greater than a pre-determined amount. 2. The system as in claim 1, wherein the stored instructions of the at least one in-building overweight and obesity predicting module when executed causes the at least one in-building overweight and obesity predicting module to store and analyze height, age, gender and weight information of the individual at the fixed location. 3. The system as in claim 2, wherein the stored instructions of the at least one in-building overweight and o... | - | A61B005/00 G01G019/414 G01G023/37 G06F019/00
US10278671 | B2 | 2019-05-07 | Shear wave detection in medical ultrasound imaging | 2013-09-30 | Shear waves are detected with ultrasound. The detection of the shear wave is constrained using prior measurements in a more controlled environment (e.g., less noise). For example, shear waves measured in a phantom are used to constrain the detection of shear waves in a patient to avoid false positive detections. | 1. A method for shear wave detection with ultrasound, the method comprising: transmitting, from a transducer, an acoustic radiation force excitation into a patient;measuring, with ultrasound, displacements at a location of tissue within a patient in response to a shear wave resulting from the acoustic radiation force excitation, the displacements measured over a first plurality of times;determining, by a processor, a maximum displacement in magnitude of the displacements for the location; then identifying a time range as a predetermined constraint, from a memory, based on the maximum displacement, the time range extending over a second plurality of times that is a sub-set of the first plurality of times for which the displacements are measured, and the time range being identified by the processor;locating, by the processor, a time from the measured displacements of the second plurality of times, the located time corresponding to a first displacement in magnitude, the first displacement at the located time being less than the maximum displacement, wherein the locating further comprises a search for the located time constrained to be within the time range such that the displacements in the sub-set of the first plurality of times are searched and not the displacements outside the sub-set of the first plurality of times, the first displacement being in the sub-set;calculating, by the processor, a shear wave velocity as a function of the time; anddisplaying an indication of the shear wave velocity. 2. The method of claim 1 wherein measuring the displacements comprises repetitively scanning the location with the ultrasound. 3. The method of claim 1 wherein identifying comprises identifying based on the maximum displacement in magnitude. 4. The method of claim 1 wherein determining the maximum displacement comprises determining over a displacement range of time longer than the time range, the displacement range of time comprising the first plurality of times. 5. The method of claim 1 wherein identifying the time range comprises looking-up from a table of phantom measurements under a same transmit configuration of the acoustic radiation force excitation. 6. The method of claim 1 wherein identifying the time range comprises identifying an expected time given the maximum displacement and assigning a tolerance to the expected time. 7. The method of claim 1 wherein locating the time comprises locating the first displacement as a peak displacement of the displacements within the time range and locating the time as a time of occurrence of the peak displacement. 8. The method of claim 1 wherein locating the time comprises calculating a correlation lag within the time range. 9. The method of claim 1 wherein calculating the shear wave velocity comprises calculating the shear wave velocity as a function of a distance from an origin of the shear wave to the location and the time or calculating the shear wave velocity as a function of a distance from the loc... | Siemens Medical Solutions USA, Inc. | A61B005/00 A61B008/00 A61B008/08 G01S007/52
US10300280 | B2 | 2019-05-28 | Active implantable medical device for the treatment of heart failure with vagus nerve stimulation | 2014-04-18 | An active implantable medical device includes a VNS pulse bursts generator for stimulation of the vagus nerve according to several selectable configurations. The device may further include a sensor of the current activity level of the patient. The generator is controlled on the activity signal via a classifier determining the of class the current level of activity among a plurality of classes of activity. A controller selects a configuration of VNS therapy depending on the class of activity thus determined. Limits of the activity classes are dynamically changeable by a calibration module that conducts a historical analysis of the successive current activity levels over a predetermined analysis period. The calibration module can prepare a histogram of the historical analysis, and can define the limits of the activity classes depending on the outcome of the historical analysis and the histogram. | 1. An active implantable medical device for treatment of heart failure with vagus nerve stimulation (VNS), comprising: a generator configured to produce bursts of VNS pulses according to of several different selectable VNS therapy configurations;a sensor configured to measure a current activity level of a patient and generate an activity signal depending on the current level of activity of the patient; anda controller for the generator that changes the bursts in response to the activity signal, the controller comprising one or more circuits configured to: determine in which class the current activity level is among a plurality of classes of activity, each of the plurality of classes having limits of the level of activity within the class, wherein each class of activity is defined by limits comprising an upper and a lower measurement level of the sensor and the class of the current activity level is determined by comparing the measured current activity level to the limits of the classes;select a respective VNS therapy configuration depending on the activity class determined by the one or more circuits using the limits of the classes; anddynamically re-calibrate the activity class limits by conducting a historical analysis of the current activity levels of the patient over a predetermined period of analysis; anddefining the limits of the classes of activity based on results of said historical analysis;wherein the one or more circuits are configured to periodically conduct the re-calibration. 2. The device of claim 1, wherein the one or more circuits are configured to dynamically re-calibrate the activity class limits periodically in response to determining in which class the current activity level is among a plurality of classes of activity. 3. The device of claim 1, wherein the one or more circuits are further configured to dynamically re-calibrate the activity class limits by: sampling successive activity levels of the current activity levels of the patient during said analysis period;building a histogram of the sampled activity levels; andpartitioning the histogram into said plurality of classes of activity. 4. The device of claim 3, wherein the one or more circuits are further configured to dynamically re-calibrate the activity class limits by finding an average activity level during each respective period of analysis. 5. The device of claim 3, wherein partitioning the histogram includes defining the limits between successive classes so that a cumulative sum of the sampled levels in each class is a predetermined fraction of the cumulative sum of the sampled levels of all classes. 6. The device of claim 5, wherein said predetermined fraction is a fraction identical for all classes. 7. The device of claim 3, wherein the one or more circuits are further configured to dynamically re-calibrate the activity class limits by determining a minimum value and a maximum value of said activity levels sampled during the analysis period, and partitionin... | Sorin CRM SAS | A61N001/36 A61N001/362 A61B005/11
US10292614 | B2 | 2019-05-21 | Wrist-wearable body composition measuring device and body composition measuring method using the same | 2015-03-17 | A wrist-wearable body composition measuring device includes a main body; a strap connected to the main body; a first input electrode and a first output electrode which are provided on an inner surface of the strap and configured to contact a wrist of a subject; a second input electrode and a second output electrode which are provided on an outer surface of the strap; a measuring unit configured to measure a body impedance of the subject by applying current to the first input electrode and the second input electrode and detecting a voltage generated between the first output electrode and the second output electrode in response to the applied current; and a processor configured to analyze a body composition of the subject based on the body impedance measured by the measuring unit. | 1. A wrist-wearable body composition measuring device comprising: a main body;a strap connected to the main body;a first input electrode and a first output electrode which are provided on an inner surface of the strap and configured to contact a wrist of a first arm of a subject;a second input electrode and a second output electrode which are provided on an outer surface of the strap;a measuring unit configured to measure a body impedance of the subject by applying current to the first input electrode and the second input electrode and detecting a voltage generated between the first output electrode and the second output electrode in response to the applied current; anda processor configured to analyze a body composition of the subject based on the body impedance measured by the measuring unit,wherein the strap includes a first strap part and a second strap part that are spaced apart from each other, and the main body is disposed between the first strap part and the second strap part,the first input electrode and the first output electrode are disposed on the inner surface of the first strap part, and the second input electrode and the second output electrode are disposed on the outer surface of the first strap part,the first input electrode and the first output electrode on the inner surface of the first strap part are disposed to directly oppose the second input electrode and the second output electrode on the outer surface of the first strap part, to allow the measuring unit to measure the body impedance of the subject from a closed circuit that is formed when the wrist-wearable body composition measuring device is worn around the wrist of the first arm, the first input electrode and the first output electrode are pressed against the wrist of the first arm at a same time when the second input electrode and the second output electrode is contacted by at least one finger of a second arm of the subject, and there is no contact between the first arm and the second arm, anda direction in which the first input electrode and the first output electrode are arranged on the inner surface of the first strap part is perpendicular to a direction in which the second input electrode and the second output electrode are arranged on the outer surface of the first strap part. 2. The wrist-wearable body composition measuring device of claim 1, wherein the direction in which the first input electrode and the first output electrode are arranged on the inner surface of the first strap part is perpendicular to a longitudinal direction of the strap. 3. The wrist-wearable body composition measuring device of claim 1, wherein the direction in which the first input electrode and the first output electrode are arranged on the inner surface of the first strap part is parallel to a longitudinal direction of the strap. 4. The wrist-wearable body composition measuring device of claim 1, wherein the measuring unit comprises: a current supply configured to supply the current... | SAMSUNG ELECTRONICS CO., LTD. | A61B005/053 A61B005/00
US10282914 | B1 | 2019-05-07 | Systems and methods for computer assisted operation | 2017-10-26 | Systems and methods are disclosed method for rendering reality for an object by performing motion tracking and area learning of an environment; selecting a pattern or color from a plurality of product variations; blending the pattern or color of the object and the environment; and displaying the color on the object as an augmented reality view. | 1. A method for rendering reality, comprising: performing tracking and area learning of an environment by motion-tracking visual features of the environment using concurrent odometry and mapping (COM) including feature points and planes to estimate a pose of the camera relative to the environment and understanding an environment with points or planes using accelerometer sensor and estimating light or color in the environment;capturing images from a plurality of angles of the environment;acquiring sensor data from sensors and optimizing features extracted from each image and sensor data, where a feature conveys data unique to the image at a specific pixel location;selecting a pattern or color from a plurality of product variations;blending the pattern or color of the object and the environment;displaying the color on the object as an augmented reality view;scaling the 3D model of the product based on dimensions of the environment and the product;projecting the product in the environment;selecting a best fit from jewelry variations, shoe variations, clothing variations, apparel variations or footwear variations; anddetermining content to be presented based on previous activities or selections while generating an augmented or virtual reality display of the new product in the environment. 2. The method of claim 1, comprising: performing motion tracking and understanding an environment by detecting points or planes from images and estimating light or color in the environment using the video camera and an accelerometer;determining a target volume or space;projecting the product in the environment; anditeratively changing product variations until satisfied. 3. The method of claim 1, comprising applying a 3D deformable template to the object and warping the template to one or more predetermined points on the model. 4. The method of claim 1, wherein the object comprises hair, foot, hand, finger, toe, wrist, neck, or ear, wherein the object comprises jewelry. 5. The method of claim 1, comprising providing a 3D printer for printing a custom object, or providing a bed of sand having a liquid flowable state and a solid state with an impression for a reformably molded object. 6. The method of claim 1, wherein the object comprises a body portion, a head, a chest region, a leg, and the object comprises body protection gear. 7. The method of claim 1, wherein the object comprises a face and the product variation comprises facial makeup products. 8. The method of claim 1, wherein the object comprises a head and the product variation comprises hairstyles. 9. The method of claim 1, wherein the anatomical portion is a face, comprising: selecting a makeup pattern or color from a plurality of makeup product variations; blending the makeup pattern or color onto the model; anddisplaying the makeup color on the face. 10. The method of claim 1, comprising modeling one or more applications of light foundation creme, eye disguise, highlighter, concealer or blush and ... | - | G06F003/01 G06F019/00 G06T019/00 G06T015/00 G06T017/00 G06T019/20 G06K009/00 G06K009/46 G06K009/62 A61B005/00 A61B005/11 G06T003/00 A61B005/107 G06T011/00
US10292511 | B2 | 2019-05-21 | Methods, system and apparatus to improve motivation and control when taking meals and to automate the process of monitoring nutrition | 2017-07-19 | A meal consumption monitoring and control system is disclosed. The system includes a flat profile scale serving as a coaster for a plate, a cup, or a glass enabled with Bluetooth or other type of wireless connectivity. The scale is connected to an accompanying mobile application installed on a mobile device. The mobile application is connected to the accompanying server-side cloud bases software application. The method for motivating children to consume meal in whole and without significant interruptions includes displaying a children content on the mobile device during the meal consumption, pausing the content when there is a significant delay registered in the meal consumption process, and resuming the content and/or providing certain awards to the child when the child resumes taking meal. The method for automatically controlling the consistency of the eater's nutrition includes collecting meal descriptions and weight data at every meal taking session, and storing the collected data on the cloud for further access by the eaters and/or their parents/guardians. | 1. A meal consumption monitoring and control system, comprising: a flat profile scale configured as a coaster to be positionable under a dish, said scale being enabled with a wireless connectivity and being configured to continuously measure a weight of a meal in said dish;a mobile device having a mobile application installed thereon, said mobile application being selectively connectable to the flat profile scale via said wireless connectivity; anda server having a server-side cloud based software application; said mobile application being selectively connectable to the server-side cloud based software application;wherein said mobile application is configured to initiate a predetermined entertainment content on said mobile device when prompted by a user, wherein said mobile application is further configured to stop said predetermined entertainment content when said weight of said meal does not change for a predetermined period of time, wherein said mobile application is further configured to provide a voice prompt to an eater after said predetermined entertainment content is stopped, and wherein said mobile application is further configured to resume said predetermined entertainment content when said weight of said meal begins reducing again. 2. The system of claim 1, wherein said mobile application is configured to determine a nutritional value of a consumed portion of said meal and to communicate said nutritional value to said server-side cloud based software application, and wherein said server-side cloud based software application is configured to store said nutritional value on said server. 3. The method for motivating eaters to consume a meal, the method comprising the steps of: providing a flat profile scale and positioning said scale under a dish, said scale being enabled with a wireless connectivity;providing a mobile device with a mobile application installed thereon, the mobile application being configured to initiate a predetermined entertainment content on said mobile device when prompted by a user;selectively connecting said mobile application to the flat profile scale via said wireless connectivity;using said flat profile scale to continuously measure a weight of a meal in said dish;conveying said weight of said meal to said mobile application via said wireless connectivity;using said mobile application to stop said predetermined entertainment content when said weight of said meal does not change for a predetermined period of time;using said mobile application to provide a voice prompt to an eater after said predetermined entertainment content is stopped; andusing said mobile application to resume said predetermined entertainment content when said weight of said meal begins reducing again. 4. The method of claim 3, further comprising steps of providing a server having a server-side cloud based software application; and selectively connecting said mobile application to the server-side cloud based software application. 5. The met... | - | A47G019/30 G06F019/00 A47G019/02 A61B005/00 G16H020/60 A47G023/14 A61B005/11
US10278617 | B1 | 2019-05-07 | Method and apparatus for sensing ammonia in breath | 2014-03-12 | A method is provided for sensing ammonia in a breath sample. The method comprises conditioning the breath sample so that the conditioned breath sample has a relative humidity greater than a relative humidity corresponding to a first inflection point of a downwardly concave lowest ammonia iso-concentration curve. It also comprises contacting the conditioned breath sample with an interactant that interacts with the ammonia in the conditioned breath sample, wherein the interaction causes a change in an optical characteristic in relation to the amount of the ammonia in the breath sample. It further comprises using the change in the optical characteristic to sense the ammonia in the breath sample. Related apparatuses are also provided. | 1. A method for sensing ammonia in a breath sample, the method comprising: conditioning the breath sample so that the conditioned breath sample has a relative humidity greater than a relative humidity corresponding to a first inflection point of a downwardly concave portion of an ammonia iso-concentration curve, wherein conditioning the breath sample comprises passing the breath sample through a granular desiccant to reduce the relative humidity;contacting the conditioned breath sample with an interactant that interacts with the ammonia in the conditioned breath sample, wherein the interaction causes a change in an optical characteristic in relation to the amount of the ammonia in the breath sample;sensing the change in the optical characteristic with a sensor, wherein the sensor generates an output signal representing the change in the optical characteristic; andby a processor, using the output signal representing the change in the optical characteristic to determine a concentration of the ammonia in the breath sample. 2. A method as recited in claim 1, wherein the conditioning of the breath sample comprises conditioning the breath sample so that the conditioned breath sample has a relative humidity corresponding to a maximum change in the optical characteristic. 3. A method as recited in claim 1, wherein the interactant comprises an ammonia-reactive indicator that changes color as ammonia interacts with the ammonia-responsive indicator. 4. A method as recited in claim 3, wherein the ammonia-reactive indicator comprises a pH indicator. 5. A method as recited in claim 3, wherein the silica gel substrate has a mesh size of between 20 and 200. 6. A method as recited in claim 1, wherein the interactant comprises a pH indicator coupled to a silica gel substrate. 7. A method as recited in claim 1, wherein the optical characteristic comprises an intensity at a predetermined optical frequency. 8. A method as recited in claim 1, wherein the optical characteristic comprises an intensity at a predetermined range of optical frequencies. 9. The method of claim 1, wherein the granular desiccant is an alkaline desiccant. 10. The method of claim 1, wherein the granular desiccant has an alkalinity greater than an alkalinity of ammonia. 11. The method of claim 1, wherein conditioning the breath sample further comprises heating the breath sample. 12. An apparatus for sensing ammonia in a breath sample, the apparatus comprising: a breath conditioning device configured to receive the breath sample and condition the breath sample so that the conditioned breath sample has a relative humidity greater than a relative humidity corresponding to a first inflection point of a downwardly concave portion of an ammonia iso-concentration curve, wherein the breath conditioning device comprises at least one of (1) a granular desiccant through which the breath sample is passed to reduce moisture in the breath sample, or (2) a heater that heats the breath sample;an inter... | Invoy Holdings, LLC | A61B005/08
US10289148 | B2 | 2019-05-14 | Operating device and operating method | 2017-05-04 | An operating device and an operating method are disclosed. The operating device includes a processing assembly and a control assembly. The control assembly includes a control body, an auxiliary unit and a collecting unit. The auxiliary unit is arranged on the control body, a limb of a user is put on said auxiliary unit, and the collecting unit is arranged on the limb of the user. The collecting unit is configured to collect trembling signals indicating limb trembling of the user, and transmit the trembling signals to the processing assembly. The processing assembly is configured to generate driving signals according to the trembling signals and transmit the driving signals to the auxiliary unit. The auxiliary unit is configured to keep a motion state of said auxiliary unit to be the same as a limb trembling state of the user according to said driving signals. | 1. An operating device, comprising: a processing assembly; anda control assembly comprising a control body, an auxiliary unit and a collecting unit;wherein the auxiliary unit is arranged on the control body, a limb of a user is put on said auxiliary unit, and the collecting unit is arranged on the limb of the user; and whereinsaid collecting unit is configured to collect trembling signals indicating limb trembling of the user, and transmit said trembling signals to the processing assembly;said processing assembly is configured to generate driving signals according to said trembling signals and transmit said driving signals to the auxiliary unit;said auxiliary unit is configured to keep a motion state of said auxiliary unit to be the same as a limb trembling state of the user according to said driving signals. 2. The operating device according to claim 1, wherein said auxiliary unit comprises: a handrail, a baseboard, a hinge unit and at least three deflection units, wherein said handrail is provided with a handrail chassis and a joystick connected to said handrail chassis, a length direction of said joystick is perpendicular to a surface of the handrail chassis, said joystick is configured to receive limb operations of the user, and the surface of the handrail chassis is parallel to a surface of the baseboard;said hinge unit is located at the middle of a column formed by the handrail chassis and the baseboard and is hinged to the handrail chassis, and said hinge unit is fixedly connected to the baseboard;said at least three deflection units are inside the column formed by the handrail chassis and the baseboard and distributed around the hinge unit, and are configured to deflect according to the driving signals, so that the motion state of the handrail remains to be the same as the limb trembling state of the user. 3. The operating device according to claim 2, wherein each of said deflection units include a rotating sub-unit and a driving sub-unit, and wherein said rotating sub-unit is in point and plane contact with the handrail chassis and is in fixed connection to said driving sub-unit, and said driving sub-unit is configured to rotate according to the driving signals so as to drive said rotating sub-unit to deflect. 4. The operating device according to claim 3, wherein said rotating sub-unit comprises a cam, and said driving sub-unit comprises a motor bearing and a motor arranged in said motor bearing; and wherein said motor bearing is fixedly connected to said baseboard, and said motor is configured to rotate according to the driving signals so as to drive said cam to deflect. 5. The operating device according to claim 2, wherein said hinge unit comprises a hinge frame, and a hinge bearing is provided between said hinge frame and said handrail chassis, said hinge bearing is fixedly connected to said handrail chassis, said hinge bearing is a column with a boss, and a center of a side of said boss facing away from the handrail chassis is co... | BOE TECHNOLOGY GROUP CO., LTD. | G05G001/00 G05G005/02 A61G005/10 G05G009/047 G06F003/00 A61B005/11 G05B019/042
US10279186 | B2 | 2019-05-07 | Automated verification of MRI compatibility of active implantable medical device | 2018-06-25 | A system may include a processor configured to automatically obtain magnetic resonance imaging compatibility information relating to compatibility of an active implantable medical device implantable in a patient with an MRI modality from at least two information sources. The processor may also be configured to automatically determine compatibility of the active implantable medical device with the magnetic resonance imaging modality based on the magnetic resonance imaging compatibility information. | 1. A system comprising a processor configured to: automatically obtain magnetic resonance imaging (MRI) compatibility information relating to compatibility of an active implantable medical device (AIMD) implantable in a patient with an MRI modality from at least two information sources, wherein the at least two information sources comprise at least one of a first information source associated with a patient programmer or a second information source associated with the AIMD;automatically determine compatibility of the AIMD with the MRI modality based on the MRI compatibility information; andin response to a determination that the AIMD is incompatible with the MRI modality, output an indication that the AIMD is incompatible with the MRI modality, wherein the indication is configured to cause a MRI scan to be refused. 2. The system of claim 1, further comprising the at least two information sources. 3. The system of claim 1, wherein one of the at least two information sources comprises the first information source associated with the patient programmer and another of the at least two information sources comprises at least one of a third information source associated with a patient information terminal, a fourth information source associated with a patient data archive, a fifth information source associated with an AIMD data server, a sixth information source associated with an MRI data server, and the second information source associated with the AIMD. 4. The system of claim 1, wherein the processor is further configured to generate a notification indicating whether the AIMD is compatible with the MRI modality based on the determination. 5. The system of claim 1, wherein the processor is further configured to archive in a patient data archive at least one of the MRI compatibility information and the determination of whether the AIMD is compatible with the MRI modality. 6. The system of claim 1, further comprising the AIMD, and wherein the processor automatically instructs the AIMD to enter an MRI conditionally safe operating mode. 7. The system of claim 1, further comprising an external programmer for the AIMD, wherein the processor, via the external programmer, prompts a user to configure the AIMD in an MRI conditionally safe operating mode. 8. The system of claim 1, further comprising a patient information terminal, a data server, and an MRI compatibility web server, wherein one of the patient information terminal, the data server and the MRI compatibility web server comprises the processor. 9. The system of claim 1, wherein the MRI compatibility information comprises an implant location of the AIMD, and wherein the processor is further configured to confirm whether the implant location of the AIMD permits an MRI scan to be performed by the MRI modality. 10. A method comprising: automatically obtaining with a processor magnetic resonance imaging (MRI) compatibility information relating to compatibility of an active implantable medical dev... | Medtronic, Inc. | A61N001/37 A61N001/372 A61B005/055 G01R033/28 A61N001/39 G16H040/40 G06F019/00 A61N001/08
US10285625 | B2 | 2019-05-14 | Activity monitoring computing device and system | 2014-10-07 | An activity monitoring device (AMD) wearable on the torso of a user. The AMD including functional components such as an accelerometer, a processor, on-board data memory, a wireless transmitter and electrodes for detecting heart rate. The functional components configured to collect data in order to provide heart rate information, running speed, ground contact time, vertical oscillation, cycling cadence, riding positions (standing or seated) and other functions. The device may be accessed and controlled by way of the wireless connection. The device and/or functions thereof may also be controlled through accurate user tap detection. The device may further store and transmit information relevant to various functions for remote storage or display. | 1. A device comprising: a housing coupled with a strap configured to secure the housing to a torso of a user;an accelerometer in communication with a computing unit disposed in the housing, the accelerometer configured to communicate acceleration data associated with movements of the user to the computing unit;the computing unit configured to: obtain, from the accelerometer, a first plurality of acceleration values along a vertical axis and a second plurality of acceleration values along a second axis;obtain, a first plurality of jerk values for the first plurality of acceleration values and a second plurality of jerk values for the second plurality of acceleration values;detect a first series of zero crossings for the first plurality of jerk values and a second series of zero crossings for the second plurality of jerk values;from the first series of zero crossing and the second series of zero crossing, compute at least one of riding cadence, a standing riding identifier or a sitting riding identifier. 2. The device of claim 1 further comprising: a computing unit disposed within the housing and in communication with a pair of electrodes, the pair of electrodes configured to detect heart rate signals from the user, the computing unit coupled with a memory to store processed heart rate signals; and a wireless transmitter supported in the housing and operably coupled with the computing unit. 3. A device comprising: a housing coupled with a strap configured to secure the housing to a torso of a user;an accelerometer in communication with the computing unit disposed within the housing, the accelerometer configured to communicate acceleration data associated with movements of the user to the computing unit;the computing unit configured to obtain cycle riding cadence through computer executable instructions for:obtaining, from the accelerometer, a first plurality of acceleration values along a vertical axis and a second plurality of acceleration values along a second axis;obtaining a first plurality of jerk values for the first plurality of acceleration values and a second plurality of jerk values for the second plurality of acceleration values;detecting a first series of zero crossings for the first plurality of jerk values and a second series of zero crossings for the second plurality of jerk values;obtaining a first set of time durations between the first series of zero crossings and a second set of time durations between the second series of zero crossings; andidentifying a riding cadence value based on whether the first set of time durations or the second set of time durations has a lower variability. 4. The device of claim 3 wherein the second axis is a side-to-side axis, and the riding cadence is based on the variability in the set of durations between vertical oscillation or side-to-side oscillation. 5. The device of claim 4, the computing unit further configured to: filter the first plurality of acceleration values with a filter having a fi... | Wahoo Fitness LLC | A61B005/11 A61B005/00 A61B005/0245 A61B005/024 G01C022/00
US10278632 | B2 | 2019-05-07 | Electrochemical sensor module | 2016-09-19 | Certain embodiments of a sensor cartridge element include a sensor module, an electrode arrangement installed on the sensor module, and a delivery arrangement securely coupled to the sensor module. The sensor module includes an analysis cell and a skin piercing member. The electrode arrangement generates an electrical signal when exposed to a fluid sample collected in the analysis cell. The delivery arrangement includes a drug reservoir, a piston chamber, and a valve arrangement providing selective fluid communication between the drug reservoir and the piston chamber. Metering electronics and an actuator can manage collection of fluid samples and/or dispensing of drug doses. | 1. A cartridge stack comprising a plurality of cartridges stacked together so that adjacent ones of the cartridges contact each other, each cartridge extending along a length between opposite first and second ends so that the lengths of the cartridges in the cartridge stack extend parallel to each other, each cartridge comprising: a sensor module comprising a skin piercing element that extends along the length of the cartridge, an analysis cell housing defining a sample passage way and an analysis cell in fluid communication with the piercing element, the analysis cell comprising at least first and second electrodes adapted for analyzing the amount of an analyte in a fluid sample, wherein the electrodes generate an electrical signal when exposed to a fluid sample collected in the analysis cell;a drug reservoir carried with the sensor module; anda delivery arrangement carried with the sensor module, the delivery arrangement comprising a piston chamber, a piston rod disposed within the piston chamber coaxially with the skin piercing element, and a valve arrangement providing selective fluid communication between the drug reservoir and the piston chamber,wherein each cartridge is slidable along an axis that extends along the length of the cartridge relative to an adjacent one of the cartridges in the stack. 2. The cartridge stack of claim 1, wherein each cartridge comprises a slot extending along a side of the cartridge and a rail extending parallel to the slot. 3. The cartridge stack of claim 2, wherein the rail of the cartridge is slidably coupled with the slot of an adjacent cartridge. 4. The cartridge stack of claim 2, wherein each cartridge comprises a first slot and a first rail on one side of the cartridge and a second slot and a second rail on an opposite side of the cartridge. 5. The cartridge stack of claim 2, wherein the slot extends along the side of the cartridge parallel to the skin piercing element. 6. The cartridge stack of claim 1, wherein each cartridge can be slidably decoupled from the stack. 7. A cartridge assembly comprising a device housing, a cartridge stack with a plurality of cartridges loadable within the device housing, and a drive assembly coupled to the device housing, wherein the cartridge stack is operatively mounted on the drive assembly, each cartridge being removably coupled with an adjacent cartridge, each cartridge defining an axis extending from a proximal end of the cartridge to a distal end of the cartridge, and each cartridge comprising: a sensor module comprising a skin piercing element that extends along the axis and an analysis cell in fluid communication with the skin piercing element, the analysis cell comprising at least first and second electrodes adapted for analyzing the amount of an analyte in a fluid sample, wherein the electrodes generate an electrical signal when exposed to a fluid sample collected in the analysis cell;a drug reservoir carried with the sensor module;a delivery arrangement c... | Pepex Biomedical, LLC. | A61B005/00 A61B005/157 A61B005/15 A61B005/1486 G01N033/543 A61B005/151 A61M005/172 A61B005/145
US10292683 | B2 | 2019-05-21 | Method and device for recording an ultrasound image of a deformed object, in particular the human breast | 2014-07-02 | A relationship is established between points or regions in images of objects deformed in different ways, for example images of the human chest in a mammography and 3D ultrasound process. While a plurality of recording parameters which can be used for such an automatic image registration are often known in X-ray and other imaging methods, precise recording parameters, in particular for the position of the chest, are usually not available in ultrasound processes. The object is to additionally detect the position, in particular the tilt, of the chest and the ultrasound transducer in a chest ultrasound. A linking of multiple ultrasound recordings to one another or a comparably more precise automatic image registration using other modalities can then be carried out using the position of the ultrasound transducer relative to the chest. The position is detected in a manner that is specific to the case. | 1. A method for determining selected points and/or regions in medical recordings of an object deformed in various ways, the method comprising the following steps: performingrecording a recording data record of the deformed object with an ultrasound recording instrument;during the recording step, acquiring information about a position of the object and/or of the ultrasound recording instrument by way of at least one sensor for obtaining a first recording data record;acquiring recording parameters of, and/or image information from, the first recording, the recording parameters including at least one item of information about a position of the object and/or of the ultrasound recording instrument during the recording;producing a first deformation model of the deformed object on the basis of an initial model of a non-deformed object using the recording parameters and/or image information of the first recording or selecting a first deformation model from a model catalog using the recording parameters and/or image information of the first recording;registering the first recording data record with the first deformation model;obtaining a second recording data record of the object, but differently deformed, recorded by way of a different imaging method;acquiring recording parameters and/or image information of the second recording;producing a second deformation model of the deformed object on the basis of an initial model of a non-deformed object using the recording parameters and/or image information of the second recording or selecting a second deformation model from a model catalog using the recording parameters and/or image information of the second recording;registering the second recording data record with the second deformation model;selecting at least one of a point or region in the first deformation model of the object;automatically determining at least one of a point or region in the second deformation model of the object, which corresponds to the selected point and/or region, by coordinate correlation using the initial model of the non-deformed object; anddisplaying the determined point and/or region in the second deformation model of the object. 2. The method according to claim 1, wherein the object is a human breast, and the different imaging method is selected from the group consisting of x-ray mammography, tomosynthesis, and magnetic resonance imaging. 3. The method according to claim 1, wherein the deformed object is a human breast. 4. The method according to claim 1, wherein the acquiring step comprises acquiring one or both of a location or an orientation of the object during the recording. 5. The method according to claim 4, wherein the acquiring step comprises acquiring a tilt of the object relative to an initial location. 6. The method according to claim 1, wherein the step of acquiring information about the position of the ultrasound recording instrument comprises an acquisition of location and/or orientation of the ultrasound re... | Siemens Aktiengesellschaft | A61B008/08 A61B005/00 A61B008/00 A61B005/055 A61B005/11 G06T007/33
US10299870 | B2 | 2019-05-28 | Instrument insertion compensation | 2018-06-26 | Disclosed herein are systems and techniques for compensating for insertion of an instrument into a working channel of another instrument in a surgical system. According to one embodiment, a method of compensation includes: detecting insertion of an insertable instrument into a working channel of a flexible instrument; detecting, based on a data signal from at least one sensor, a position change of a distal portion of the flexible instrument from an initial position: generating a control signal based on the detected position change; and adjusting a tensioning of a pull wire based on the control signal to return the distal portion to the initial position. | 1. A robotic system, comprising: a first instrument, comprising: a shaft comprising a proximal portion and a distal portion, the distal portion comprising an articulable region and a distal end, the shaft comprising a working channel extending therethrough; andat least one pull wire;at least one sensor configured to detect a position of the distal end of the shaft;at least one computer-readable memory having stored thereon executable instructions;one or more processors in communication with the at least one computer-readable memory and configured to execute the instructions to cause the system to at least: detect, based on a data signal from the at least one sensor, a position change of the distal end of the shaft in response to insertion of a second instrument into the working channel of the shaft; andgenerate at least one control signal based on the detected position change; anda drive mechanism connected to the at least one pull wire at the proximal portion of the shaft, the drive mechanism configured to adjust a tensioning of the at least one pull wire based on the at least one control signal, wherein the adjusted tensioning facilitates returning the distal end of the shaft towards an initial position before the position change occurred. 2. The robotic system of claim 1, wherein: the drive mechanism is connected to an end effector of a robotic arm,the robotic arm and the drive mechanism are configured to navigate the distal portion of the shaft through a luminal network of a patient to a treatment site. 3. The robotic system of claim 1, further comprising an electromagnetic (EM) field generator, wherein: the at least one sensor comprises a first set of one or more EM sensors at the distal end of the shaft; andthe one or more processors are configured to execute the instructions to cause the system to: calculate a first position of the first set of EM sensors within an EM field based on data from the first set of EM sensors; and detect the positon change of the distal end of the shaft based on the calculated first position. 4. The robotic system of claim 3 wherein: the second instrument further comprises a second set of one or more EM sensors at the distal end; andthe one or more processors are configured to execute the instructions to cause the system to: calculate a second position of the second set of EM sensors within the EM field based on data from the second set of EM sensors; and generate the at least one control signal further based on the calculated second position. 5. The robotic system of claim 1 wherein: the at least one sensor comprises a set of one or more inertial sensors at the distal end of the shaft; andthe one or more processors are configured to execute the instructions to cause the system to: calculate a first position of the set of one or more inertial sensors based on data from the set of one or more inertial sensors; and generate the at least one control signal further based on the calculated first position. 6. The... | Auris Health, Inc. | A61B034/00 A61B034/30 A61B090/00 A61B001/018 A61B034/20 A61B001/005 A61B001/00 A61B001/267 A61B005/06
US10285617 | B2 | 2019-05-14 | Modular physiologic monitoring systems, kits, and methods | 2014-06-06 | Systems, devices, methods, and kits for monitoring one or more physiologic and/or physical signals from a subject are disclosed. A system including patches and corresponding modules for wirelessly monitoring physiologic and/or physical signals is disclosed. A service system for managing the collection of physiologic data from a customer is disclosed. An isolating patch for providing a barrier between a handheld monitoring device with a plurality of contact pads and a subject is disclosed. | 1. A patch interface, comprising: a substrate comprising a flexible and stretchable material, the substrate having a first surface and a second surface opposite the first surface;an adhesive comprising a first surface and a second surface, the first surface of the adhesive being coupled to the second surface of the substrate, the second surface of the adhesive being formulated for attachment to the skin of a subject;one or more patch interconnects embedded into the substrate for attachment of the patch interface to a module comprising one or more microcircuits;at least one of: one or more sensors embedded in the substrate; and one or more electrodes attached to the second surface of the substrate, the one or more sensors and one or more electrodes being arranged, configured, and dimensioned to interface with the subject when the second surface of the adhesive is attached thereto; andone or more stretchable electrically conducting traces comprising an electrically conducting ink printed onto the second surface of the substrate between the substrate and the first surface of the adhesive, the one or more stretchable electrically conducting traces being arranged to couple one or more of the sensors and electrodes with one or more of the patch interconnects;wherein the patch interface is configured to monitor one or more physiologic signals, physical signals, and electrophysiological signals from the subject; andwherein the one or more patch interconnects provide an electrically conducting interface between the patch interface and the one or more microcircuits of the module. 2. The patch interface in accordance with claim 1, wherein the adhesive is patterned onto the second surface of the substrate so as to form one or more exposed regions of the second surface of the substrate, at least one of the one or more of the sensors and one or more electrodes arranged within the exposed regions; and wherein at least one of the one or more electrodes comprises one of an inherently conducting and an ionically conducting gel adhesive. 3. The patch interface in accordance with claim 2, wherein the gel adhesive is configured to maintain an improved electrical connection to the skin for one of more than one hour, more than one day, and more than three days after one of: the electrode contacts the skin; and pressure is applied to the electrode. 4. The patch interface in accordance with claim 1, wherein at least one of the one or more electrodes comprises an electrode feature comprising one or more microfibers, barbs, microneedles, and spikes to penetrate into a stratum corneum of the skin. 5. The patch interface in accordance with claim 4, wherein the electrode feature is configured to penetrate into the skin during engagement therewith one of less than 2 mm, less than 1 mm, less than 0.5 mm, and less than 0.2 mm. 6. The patch interface in accordance with claim 1, wherein the one or more patch interconnects comprise a plurality of connectors, the connectors phy... | LifeLens Technologies, LLC | A61B005/00 A61B005/145 A61B005/04 A61B005/0496 A61B005/0408 A61B005/0478 A61B005/0492 A61B005/01 A61B005/022 A61B005/053 A61B005/06 A61B005/11 A61B005/1455 A61B005/22
US10278605 | B2 | 2019-05-07 | Methods and devices for sample characterization | 2016-03-23 | Provided herein are methods and devices for the detection, quantification, and/or monitoring of characteristics in samples. The disclosed methods and devices can be used, for example, to identify the presence and location of atrial fibrillation indicators with high spatial resolution. The disclosed methods and devices can even be used to identify the presence and location of atrial fibrillation indicators using non-simultaneously collected data. | 1. A method, comprising: collecting a first electrical signal from each of a first plurality of locations in a sample at a first time;processing the first electrical signals to obtain a first sample parameter for each of the first plurality of locations in the sample at the first time;collecting a second electrical signal from each of a second plurality of locations in a sample at a second time;wherein the first plurality of locations and the second plurality of locations have at least one location in common;processing the second electrical signals to obtain a second sample parameter for each of the second plurality of locations in the sample at the second time;comparing the second sample parameters to the first sample parameters to obtain a third sample parameter at each of the first plurality of locations and the second plurality of locations, wherein comparing the second sample parameters and the first sample parameters comprises applying a correction function to the second sample parameters to obtain the third sample parameters,wherein the correction function is determined based on a phase difference between the first sample parameter and the second sample parameter at the location in common between the first plurality of location and the second plurality of locations; andprocessing the third sample parameters to determine a sample characteristic. 2. The method of claim 1, wherein the sample comprises an organ. 3. The method of claim 1, wherein the organ comprises the heart. 4. The method of claim 1, wherein the first electrical signal, the second electrical signal, or a combination thereof comprises voltage. 5. The method of claim 1, wherein processing the first electrical signals, the second electrical signals, or a combination thereof comprises applying a transform function, a trigonometric function, or a combination thereof. 6. The method of claim 1, wherein processing the first electrical signals, the second electrical signals, or a combination thereof comprises applying a Fourier transform and an arctangent function. 7. The method of claim 1, wherein the first sample parameter comprises frequencies, phases or a combination thereof at each of the first plurality of locations; the second sample parameter comprises frequencies, phases, or a combination thereof at each of the second plurality of locations; the third sample parameter comprises frequencies and phases at each of the first plurality of locations and the second plurality of locations; or a combination thereof. 8. The method of claim 1, wherein processing the third sample parameters comprises mesh generation of the third sample parameters to obtain a sample characteristic. 9. The method of claim 8, wherein the mesh generation comprises triangulating or tetrahedralizing the third sample parameters. 10. The method of claim 1, wherein the sample characteristic comprises a cardiac arrhythmia indicator. 11. The method of claim 1, wherein the sample characteristic comprises a... | The Methodist Hospital System | A61B005/00 A61B005/04 A61B018/00 A61B018/14 A61B005/042 A61B005/046 G01R019/25 G01R023/02 G01R025/00 A61B005/0452
US10292599 | B2 | 2019-05-21 | Implantable cardiac device adapted to extract a patient's respiratory waveforms from an intrathoracic or intracardiac impedance, pressure and/or accelerometry input stream | 2014-04-10 | An implantable cardiac device is provided. The implantable cardiac device includes a sensing unit adapted to measure an intrathoracic or intracardiac impedance, pressure, and/or accelerometry input stream, which includes a patient's respiratory waveforms. Furthermore, the implantable cardiac device includes a quantizer-unit adapted to sample the input stream with an initial sampling frequency Fs, providing input samples of the input stream. The implantable cardiac device further includes a filter bank 50 suited to perform a streaming Wavelet transformation on the input samples on a sample-by-sample basis, using the initial sampling frequency Fs provided by the quantizer-unit, wherein the streaming Wavelet transformation is adapted to perform a source separation, extracting, and separating the respiratory waveforms of the input stream. | 1. An implantable cardiac device, comprising: a device housing;a sensor adapted to measure a physiological signal input stream, comprising a patient's respiratory waveforms;a quantizer adapted to sample the measured physiological signal input stream with an initial sampling frequency Fs, providing input samples of the measured physiological signal input stream; anda filter suited to perform a streaming Wavelet transformation on the input samples on a sample-by-sample basis, using the initial sampling frequency Fs provided by the quantizer, wherein the streaming Wavelet transformation is adapted to perform a source separation, extracting, and separating the patient's respiratory waveforms of the measured physiological signal input stream, and providing the extracted and separated respiratory waveform as an output waveform via a data output,wherein the Wavelet transformation is performed in real time without matrix processing,wherein the initial sampling frequency Fs of the quantizer is adaptable,wherein the initial sampling frequency Fs of the quantizer is adapted according to a change in a heart rate and/or a change in a breathing rate of the patient,wherein the sensor, the quantizer and the filter are provided within the device housing, andwherein the filter is adapted to perform the streaming Wavelet transformation comprising a forward transformation and a backward transformation, wherein during the forward transformation, the streaming Wavelet transformation is performed on each input sample provided by the quantizer generating output data on n different sampling levels, wherein the output data generated on the n different sampling levels is queued and a sampling frequency used to sample an input sample on a sampling level t is equal to 2 times a sampling frequency of a sampling level t−1, wherein n and t are elements of N+. 2. The implantable cardiac device of claim 1, wherein the Wavelet transformation performed by the filter is a Haar Lifting Wavelet Transformation. 3. The implantable cardiac device of claim 1, wherein the filter is provided within a digital signal processing unit. 4. The implantable cardiac device of claim 3, wherein the Wavelet transformation is performed using a recursive algorithm. 5. The implantable cardiac device of claim 1, wherein output data of the sampling level t, that is not needed for a reconstruction of the patient's respiratory waveform, is discarded and excluded from a queuing process during performance of the streaming Wavelet transformation, after it has been used for calculation of the output data of the sampling level t−1. 6. The implantable cardiac device of claim 5, wherein information, whether output data is needed for reconstruction of the patient's respiratory waveform, or discarded from the streaming Wavelet transformation, is stored as a Boolean value in an indication vector. 7. The implantable cardiac device of claim 5, wherein during the backward transformation, an upsampling is performed ... | BIOTRONIK SE & Co. KG | A61B005/0205 A61B005/042 A61B005/04 A61B005/00 A61B005/0215 A61B005/11 A61B005/08 A61B005/053
USRE047403 | E1 | 2019-05-28 | Calibration of sensors or measuring systems | 2015-12-22 | A method for adjusting a sensor, continuous sensor or automatic measuring system in an interstitium including the steps of adjusting the steepness of a measuring curve and a standard offset (standard axis intercept) prior to the use of the sensor, continuous sensor or measuring system, and adapting the offset by a point calibration by using a reference measure or value during the use. The present invention encompasses sensors, continuous sensors or automatic measuring systems calibrated or adjusted in accordance with the method, and in some embodiments, the offset adjusted prior to use is rectified according to the difference between a value determined by the sensor, continuous sensor or measuring system taking into account the standard steepness and the reference value. | 1. A measuring system for determining a value of a glucose concentration, the measuring system comprising: a. a measuring sensor (2, Rm, Rref), having a known gradient and a known offset, for recording a measured value in vivo in a temporally sequential or continuous fashion, and outputting measuring sensor values (P1, P2), the measured values of the measured variable or formed from the measured values, andb. a data acquisition device that receives the measuring sensor values and at least one reference value and forms characteristic values of the glucose concentration from the measuring sensor values, wherein the measuring sensor is a glycose sensor and the at least one reference value is a long-term glycose value, and wherein the data acquisition device creates a long-term glucose value from the at least one reference value and calculates a daily mean or a multiple daily mean of the glucose concentration from the measuring sensor values, and the offset is corrected in accordance with the result of the comparison of the daily mean or multiple daily mean with the long-term glucose value to minimize the difference between the daily mean or multiple daily mean and the long-term glucose value; and whereinc. for the purpose of an automatic self-calibration of the measuring system, the data acquisition device compares the at least one reference value or a value calculated therefrom with the characteristic value from the corresponding time interval, and the offset of the measuring sensor is adjusted in accordance with the result of the comparison by a one-point calibration. 2. The measuring system as claimed in claim 1, wherein the measuring sensor comprises a dialysis probe. 3. The measuring system as claimed in claim 1, wherein the measuring sensor comprises a probe that can be placed in a body and a conveyor device by which a liquid can be conveyed through, only into or only out of the probe. 4. The measuring system as claimed in claim 1, wherein the measuring sensor comprises a flow resistance zone (Rref)(Rref) and the measured variable recorded by the measuring sensor is a pressure of a fluid flowing through the flow resistance zone. 5. The measuring system according to claim 4, wherein the flow resistance zone comprises a flow resistance capillary. 6. The measuring system as claimed in claim 4, wherein a pressure is measured at an upstream inlet and a downstream outlet of the flow resistance zone (Rref), and the pressure values are transmitted to the data acquisition device. 7. The measuring system as claimed in claim 1, wherein the measuring sensor comprises a dialysis chamber through which a sensitive liquid can flow, a flow resistance zone arranged upstream of the dialysis chamber, a flow resistance zone arranged downstream of the dialysis chamber, a pressure transmitter upstream of one of the flow resistance zones, and a pressure transmitter downstream of that one of the flow resistance zones, one of the pressure transmitters being arran... | Roche Diabetes Care, Inc. | A61B005/145 A61B005/1495 G01D018/00 A61B005/00 G01N033/543 C12Q001/00
US10292621 | B2 | 2019-05-21 | Systems and methods for retrieving an implantable device | 2016-02-23 | The present disclosure provides systems and methods for retrieving an implantable device. An implantable device includes a casing, and a marker coupled to the casing, wherein the marker includes a detectable material encased in a biocompatible material, and wherein the marker facilitates accurately locating and retrieving the implantable device after implantation in a patient. | 1. An implantable device comprising: a casing;a proximal pickup electrode coupled to the casing; anda marker disengageably coupled to the proximal pickup electrode in a snap-fit configuration, the marker is tethered to the proximal pickup electrode with a suture, wherein the marker includes a detectable material encased in a biocompatible material, and wherein the marker facilitates accurately locating and retrieving the implantable device after implantation in a patient. 2. The implantable device in accordance with claim 1, wherein the implantable device is an implantable cardiac monitor. 3. The implantable device in accordance with claim 1, wherein the marker comprises a bobbin portion defining a recess that is configured to receive the suture. 4. The implantable device in accordance with claim 1, wherein the detectable material is one of a ferrous material and a permanent magnet. 5. An implantation system comprising: an implantable device comprising: a casing;a proximal pickup electrode coupled to the casing; anda marker disengageably coupled to the proximal pickup electrode easing in a snap-fit configuration, the marker is tethered to the proximal pickup electrode with a suture, wherein the marker includes a detectable material encased in a biocompatible material, and wherein the marker facilitates accurately locating and retrieving the implantable device after Implantation in a patient; andan insertion tool configured to implant the implantable device in the patient. 6. The implantation system in accordance with claim 5, wherein the insertion tool comprises a pushing tool configured to insert the implantable device into tissue of the patient, the pushing tool having a cup-shaped recess configured to engage the marker. 7. The implantation system in accordance with claim 5, wherein the insertion tool comprises on obturator configured to create a channel for receiving the implantable device in tissue of the patient. 8. The implantation system in accordance with claim 5, further comprising a detection device configured to locate the marker once the implantable device is implanted. 9. The implantation system in accordance with claim 8, wherein the detection device comprises one of a metal detector and a giant magnetoresistance sensor. 10. The implantation system in accordance with claim 5, wherein the implantable device is an implantable cardiac monitor. 11. The implantation system in accordance with claim 10, wherein the suture made of a conductive material such that the suture is configured to function as an antenna. 12. The implantation system in accordance with claim 5, wherein the detectable material is one of a ferrous material and a permanent magnet. 13. The implantable device in accordance with claim 1, wherein the detectable material comprises a fluorescent compound. 14. The implantable device in accordance with claim 1, wherein the detectable material comprises a plastic material detectable by observing a change in dielectr... | PACESETTER, INC. | A61N001/00 A61B005/06 A61B005/00 A61B005/04 A61B005/042 A61B090/00
US10303986 | B2 | 2019-05-28 | Automated measurement of brain injury indices using brain CT images, injury data, and machine learning | 2010-03-17 | A decision-support system and computer implemented method automatically measures the midline shift in a patient's brain using Computed Tomography (CT) images. The decision-support system and computer implemented method applies machine learning methods to features extracted from multiple sources, including midline shift, blood amount, texture pattern and other injury data, to provide a physician an estimate of intracranial pressure (ICP) levels. A hierarchical segmentation method, based on Gaussian Mixture Model (GMM), is used. In this approach, first an Magnetic Resonance Image (MRI) ventricle template, as prior knowledge, is used to estimate the region for each ventricle. Then, by matching the ventricle shape in CT images to the MRI ventricle template set, the corresponding MRI slice is selected. From the shape matching result, the feature points for midline estimation in CT slices, such as the center edge points of the lateral ventricles, are detected. The amount of shift, along with other information such as brain tissue texture features, volume of blood accumulated in the brain, patient demographics, injury information, and features extracted from physiological signals, are used to train a machine learning method to predict a variety of important clinical factors, such as intracranial pressure (ICP), likelihood of success a particular treatment, and the need and/or dosage of particular drugs. | 1. A computer automated method for the measurement of brain injury indices, comprising: receiving, at a computer, computed images of a patient's brain including a ventricle system;processing the computed images of the patient's brain to detect anatomical features in bones and tissue specific to the patient's brain;detecting an ideal midline of the patient's brain based on the detected anatomical features in bones and tissues specific to the patient's brain;segmenting out ventricles in the computed images of the patient's brain by computer analysis of ventricle system deformation in the computed images;estimating an actual midline of the patient's brain by matching a shape of a ventricle in the computed images of the patient's brain with the ventricle system segmented out to a ventricle template set;calculating a shift or deformation based on the ideal midline and the actual midline to provide an indication of the midline deformation around the ventricle system;receiving patient demographics information and/or injury information;generating, from the calculated shift or deformation indicating the midline deformation and from the patient demographics information and/or injury information, an indication of intracranial pressure (ICP) severity classification; anddisplaying the indication of intracranial pressure severity classification. 2. The computer automated method according to claim 1, wherein the detecting detects a protrusion in an anterior part of bone and falx cerebri in a posterior region of tissue of the patient's brain using prior knowledge to approximately identify regions of those structures. 3. The computer automated method according to claim 1, wherein the segmenting comprises: performing an initial low-level segmentation; andperforming a subsequent high-level segmentation using anatomical knowledge to filter a candidate ventricle set to detect true ventricle objects. 4. The computer automated method according to claim 3, wherein the anatomical knowledge used in performing a subsequent high-level segmentation is a magnetic resonance image (MRI) ventricle template which is used for computer estimation of regions for each ventricle, wherein the MRI ventricle template is a template configured for use with multiple patients, with multiple states of brain injuries or no brain injuries. 5. The computer automated method according to claim 4, wherein the matching is performed to select a corresponding MRI slice from an MRI ventricle template set, and to detect feature points for estimating the actual midline. 6. The computer automated method according to claim 3, wherein the performing an initial low-level segmentation comprises identifying blood in a CT slice to provide an estimate of amount of blood in each CT slice. 7. The computer automated method according to claim 3, wherein the segmenting comprises: performing the initial low-level segmentation using a Gaussian Mixture Model (GMM) via Expectation-Maximization (EM) training. 8. Th... | - | A61B005/00 G06K009/62 G06T007/00 G06T007/42 G06T007/68 G06F019/00 G16H050/20
US10292604 | B2 | 2019-05-21 | Automatic blood pressure measurement device | 2013-03-05 | An automatic blood pressure measuring apparatus includes: a compression band wrapped around a compressed site of a living body, the automatic blood pressure measuring apparatus sequentially extracting a pulse wave that is pressure oscillation in the compression band in a process of changing a compression pressure value of the compression band to determine a blood pressure value of the living body based on a change in the pulse wave, the compression band having a plurality of expansion bags having independent air chambers aligned in a width direction to respectively compress the compressed site of the living body, the automatic blood pressure measuring apparatus sequentially calculating an amplitude ratio of an amplitude value of a pulse wave from a predetermined expansion bag positioned on a downstream side of an upstream expansion bag positioned on an upstream side of an artery in the compressed site out of the expansion bags. | 1. An automatic blood pressure measuring apparatus comprising: a compression band wrapped around a compressed site of a living body, the automatic blood pressure measuring apparatus sequentially extracting a pulse wave that is pressure oscillation in the compression band in a process of changing a compression pressure value of the compression band to determine a blood pressure value of the living body based on a change in the pulse wave, the compression band having a plurality of expansion bags having independent air chambers aligned in a width direction to respectively compress the compressed site of the living body,the automatic blood pressure measuring apparatus having a processor configured to:sequentially calculate within one pulse period, amplitude ratios of an amplitude value of a downstream pulse wave from a predetermined expansion bag positioned on a downstream side of an upstream expansion bag positioned on an upstream side of an artery in the compressed site out of the plurality of the expansion bags to an amplitude value of an upstream pulse wave from the upstream expansion bag, the automatic blood pressure measuring apparatus determining a maximum blood pressure value of the living body based on whether the amplitude ratios exceed a preset amplitude ratio change judgment value that is defined in advance for judging a rise of the amplitude ratios at a start of a blood flow,wherein the amplitude value of the upstream pulse wave from the upstream expansion bag and the amplitude value of the downstream pulse wave from the downstream expansion bag are sequentially acquired in periods within one pulse of the living body and shorter than a period of a pulse,wherein the amplitude ratios are sequentially calculated in periods shorter than the period of the pulse from the amplitude value of the upstream pulse wave from the upstream expansion bag and the amplitude value of the downstream pulse wave from the downstream expansion bag sequentially acquired in periods shorter than the period of the pulse; anddetermining, for each pulse wave, whether the amplitude ratios sequentially calculated within the one pulse period from the amplitude value of the upstream pulse wave from the upstream expansion bag and the amplitude value of the downstream pulse wave from the downstream expansion bag sequentially acquired within the each pulse wave exceeds the preset amplitude ratio change judgment value, and using the determination to thereby estimate the maximum blood pressure value of the living body. 2. The automatic blood pressure measuring apparatus of claim 1, wherein the compression band has a pair of the upstream expansion bag and the downstream expansion bag comprised of flexible sheets positioned across a predetermined distance in a longitudinal direction of the compressed site, and an intermediate expansion bag disposed between the upstream expansion bag and the downstream expansion bag to align in the longitudinal direction of the compressed site... | A&D COMPANY, LIMITED | A61B005/022 A61B005/021 A61B005/02
US10293205 | B2 | 2019-05-21 | IMU system for assessing head and torso orientation during physical motion | 2015-01-26 | A method and apparatus for monitoring the head and torso orientation of a subject during physical motion. The method and apparatus employ at least two inertial measurement units (IMUs) being temporally synchronized with each other and each measuring three degrees of freedom of angular velocity, acceleration, and optionally magnetic field. A first IMU being affixed to the head of the subject and the second IMU being affixed to the torso of the subject. The orientation of the head, the orientation of the torso, and optionally the relative orientation of the head and torso are calculated based on the data from the IMU's and optionally magnetometer data. The resultant output data is transmitted to a host device (computer, tablet, smart phone) and can be used for monitoring, training, coaching, worker safety and health, and/or rehabilitation. | 1. An apparatus for athlete development, coaching, or training using real time monitoring of the head and cervical spine orientation of an athlete during physical motion on a field of play, said apparatus comprising: at least two inertial measurement units each measuring three degrees of freedom of angular velocity and three degrees of freedom of acceleration and outputting acceleration data and angular rate gyro data, a first of the at least two inertial measurement units being temporally synchronized with a second of the at least two inertial measurement units such that the acceleration data and angular rate gyro data from the first inertial measurement unit and the second inertial measurement unit are temporally synchronized;a first mounting system supporting the first inertial measurement unit for movement therewith, the first mounting system configured to be connectable to the head of the subject such that the data from the first inertial measurement unit is used to calculate the orientation of the head of the subject;a second mounting system supporting the second inertial measurement unit for movement therewith, the second mounting system configured to be connectable to the cervical spine of the subject such that the data from the second inertial measurement unit is used to calculate the orientation of the cervical spine of the subject;a central processing unit configured to receive in real time the acceleration data and the angular rate gyro data from the first and second inertial measurements units, the central processing unit calculating the real time orientation of the head, the real time orientation of the cervical spine, and the real time orientation of the head relative to the cervical spine in response to the acceleration data and the angular rate gyro data from the first and second inertial measurement units during the physical motion on the field of play and outputting resultant real time data; anda host device receiving the resultant real time data and outputting a response to a user on the host device indicative of the real time orientation of the head and the orientation of the cervical spine of the athlete on the field of play. 2. The apparatus according to claim 1 wherein at least one of the at least two inertial measurement units measures a local magnetic field and outputs magnetometer data, wherein the central processing unit calculates the real time orientation of the head, the real time orientation of the cervical spine, and the real time orientation of the head relative to the cervical spine in response to the acceleration data, the angular rate gyro data, and the magnetometer data. 3. The apparatus of claim 1, further comprising: a magnetometer measuring a local magnetic field and outputting magnetometer data, the magnetometer being separate from the first and second inertial measurement units,wherein the central processing unit calculates the real time orientation of the head, the real time orientation of the cervica... | THE REGENTS OF THE UNIVERSITY OF MICHIGAN | A61B005/00 A61B005/11 G01P001/02 G06K009/00 A63B023/02 A63B071/00 G01P015/08 G01P015/18 G01R033/02 G09B019/00 G01C019/5783
US10281369 | B2 | 2019-05-07 | Dual-image based bioimaging devices and techniques | 2016-12-23 | Disclosed are methods, systems, and devices for detecting biological analytes in a sample. The disclosed technology can be used to obtain readings of analyte concentration in a sample by imaging scattered light from an angled narrow beam illuminator. A fluid sample containing one or more biological, organic, and inorganic analytes including proteins, viruses, bacteria, phages, toxins, peptides, DNA, RNA, hormones, chemicals, drugs, and isotopes can be transferred to a microfluidic device having one or more channels with dimensions to generate capillary action for sample transport. The geometry of the microfluidic device may include a reservoir and sensing area, wherein an immunometric reaction can take place for the narrow beam scanning. The test particle may be coated with a specific binding member that is used to bind the binding pair member on an analyte in a sample. Test particles form the binding and the particle/analyte conjugate may be scanned. | 1. A bioimaging apparatus, comprising: a microfluidic holder that holds a microfluidic device to carry a fluid to be measured;an optically opaque plate formed on a first side of the microfluidic holder and structured to include one or more slits to allow passage of light;an illumination light source structure to produce, at a predetermined angle, illumination light towards the optically opaque plate to pass through one or more slits as a directional illumination beam to enter the microfluidic device to illuminate the fluid;a fluorescent material placed adjacent to the optically opaque plate at a location to be illuminated by the illumination light to produce fluorescent light that passes through the one or more slits to enter the microfluidic device to illuminate the fluid; andan image capture plate placed on a second side of the microfluidic holder and structured to block the illumination light that transmits through the microfluidic device at the predetermined angle and to include an imaging aperture that allows transmission of both (1) a portion of scattered light from the fluid caused by illumination of the fluid by the illumination light and (2) a portion of the fluorescent light that passes through the fluid which projects a shadow created by a particle in the fluid passing through the imaging aperture when illuminated by the fluorescent light. 2. The bioimaging apparatus of claim 1, wherein the microfluidic device includes one or more channels for receiving a sample fluid that includes target particles, wherein each channel includes an imaging region in the sample fluid to generate scattered light from target particles, wherein the target particles are illuminated by the incident light. 3. The bioimaging apparatus of claim 1, further includes an imaging device that is placed relative the image capture plate to receive, from the imaging aperture, (1) the portion of scattered light from the fluid caused by illumination of the fluid by the illumination light as a dark-field image and (2) the portion of the fluorescent light that passes through the fluid which projects a shadow created by a particle in the fluid passing through the imaging aperture when illuminated by the fluorescent light as a bright-field image. 4. The bioimaging apparatus of claim 1, wherein a horizontal distance between the one or more slits causes a predetermined width of the directional beam. | Vor, Inc. | G01N001/00 G01N021/00 G01N001/10 G01N021/31 G01N021/47 H01L027/146 A61B005/00 G01N021/64 B01L003/00
US10292647 | B1 | 2019-05-21 | System and method for developing core muscle usage in athletics and therapy | 2016-05-25 | A wearable device has a core contraction sensor and a movement sensor which transmits signals to a processor which analyzes the signals. The core contraction signal may determine if the user's core is contracted or relaxed. A video camera on a smart device may be used with the wearable device to record video of a user while data from the sensors on the wearable device are also recorded. The core contraction and movement sensor data may be sent to and viewed on the smart device display together with video of the user performing a movement. The simultaneous viewing of the video and sensor data may provide immediate feedback to the user regarding the timing of core contractions with body movements in an athletic, training, or therapeutic movement to allow the user to modify and improve coordination of core contraction with body movements to improve movement performance and achieve better results. | 1. A method for improving the timing of a core engagement with a body movement to improve performance, comprising: providing a contraction sensor, a movement sensor, a video camera, and a display in communication with a processor and a memory coupled to the processor, wherein the contraction sensor having a bumper core sensor interface extending from the contraction sensor;placing the bumper core sensor interface of the contraction sensor against core muscles of a user;detecting core contractions of the user with the contraction sensor;detecting body movements of the user with the movement sensor;recording the body movements of the user with the video camera;transmitting core contraction signals from the contraction sensor to the processor;determining by the processor a contraction status of the core muscles that is either contracted when the core contraction signal is greater than a threshold value or relaxed when the core contraction signal is less than the threshold value;transmitting body movement signals from the movement sensor to the processor;transmitting video signals from the video camera to the processor;storing the core contraction signals, the body movement signals and the video signals in the memory;determining by the processor timing relationships between the core contraction signals and the body movement signals;immediately outputting by the processor the video signals and the timing relationships of the core contraction signals and the body movement signals to the display; andsimultaneously displaying on a visual display a user movement from the video signals and the contraction status of the core muscles for the user movement. 2. The method of claim 1 wherein the video signals are displayed on the display in slow motion. 3. The method of claim 1 wherein the display is a touch screen and a playback speed of the video signals is controlled by a slider control on the display. 4. The method of claim 3 wherein the slider may be controlled by a finger in contact with the slider control on the display. 5. The method of claim 1 wherein the recording of the body movements of the user starts after the processor receives the body movement signals which include a first body movement signal following a first pause in movement and a first core contraction signal for a minimum predetermined period of time; and the recording of the body movements ends after the processor detects a second pause in movement and core contraction following a movement where one or both of a movement or core contraction is detected by the processor. 6. The method of claim 5 wherein a minimum duration between the pause before and pause following a movement is detected in order to keep the recorded data. 7. The method of claim 1 wherein the core contraction signals are received by the processor in real time from the contraction sensor and the movement signals are received by the processor in real time from the movement sensor, and the video camera, the display, t... | Alert Core, Inc. | A61B005/00 A61B005/11 A63B024/00
US10299721 | B2 | 2019-05-28 | Scanned laser vein contrast enhancer using one laser | 2016-07-21 | The present invention is a Miniature Vein Enhancer that includes a Miniature Projection Head. The Miniature Projection Head may be operated in one of three modes, AFM, DBM, and RTM. The Miniature Projection Head of the present invention projects an image of the veins of a patient, which aids the practitioner in pinpointing a vein for an intravenous drip, blood test, and the like. The Miniature projection head may have a cavity for a power source or it may have a power source located in a body portion of the Miniature Vein Enhancer. The Miniature Vein Enhancer may be attached to one of several improved needle protectors, or the Miniature Vein Enhancer may be attached to a body similar to a flashlight for hand held use. The Miniature Vein Enhancer of the present invention may also be attached to a magnifying glass, a flat panel display, and the like. | 1. A miniature vein enhancer, for use in imaging subcutaneous blood vessels of a target area of a patient, said miniature vein enhancer comprising: an arrangement of one or more mirrors and one laser, said one laser configured to emit a beam consisting of light at a selective red wavelength being in the range of 630 nm to 750 nm, said beam of red laser light received upon said one or more mirrors and thereby reflected onto a target skin surface to create a spot of light thereon, said spot of light directed to move rapidly thereon using said arrangement of one or more mirrors and a mirror drive system, said mirror drive system configured to drive said arrangement of one or more mirrors to move selectively to generate a pattern of said selective red wavelength of light, said pattern of said selective wavelength of red light forming an image of the blood vessels through differential absorption and reflection; and said miniature vein enhancer comprising means for adjusting power to said one laser, to selectively adjust an intensity of said beam of laser light to change a depth of penetration through the target skin surface of the patient for said image of the blood vessels. 2. The miniature vein enhancer according to claim 1 further comprising one or more buttons configured to select one or more system operating parameters for said miniature vein enhancer. 3. The miniature vein enhancer according to claim 2 wherein said one or more buttons comprise a button configured to set a first one of said one or more system parameters for said laser beam intensity for said changed depth of penetration. 4. The miniature vein enhancer according to claim 2 wherein said one or more buttons comprise a button configured to set a first one of said one or more system parameters for a field of view size. 5. The miniature vein enhancer according to claim 1 further comprising a housing having a first end and a second end. 6. The miniature vein enhancer according to claim 5 wherein a first portion of said housing proximate to its first end is configured to receive said one or more mirrors, said one laser, and said mirror drive system. 7. The miniature vein enhancer according to claim 6 wherein said housing comprises an exit window for said laser beam, said exit window positioned proximate to a bottom of said first end of said housing. 8. The miniature vein enhancer according to claim 7 wherein a second portion of said housing proximate to its second end is configured as a handle. 9. The miniature vein enhancer according to claim 8 further comprising an on-off switch positioned proximate to said handle. 10. The miniature vein enhancer according to claim 8 further comprising a battery compartment in said second portion of said housing; and a door configured to releasably cover said battery compartment. 11. The miniature vein enhancer according to claim 10 further comprising a plurality of vent openings in said first portion of said housing, to allow cooling of a po... | AccuVein, Inc. | A61B005/00 A61M005/42
US10295413 | B2 | 2019-05-21 | Fever alert system | 2017-10-04 | An apparatus, a system and a method for monitoring and alerting a user caring for a patient when a change in body temperature requires immediate attention. The apparatus is a bracelet worn by the user. The system includes the bracelet in wireless communication with a temperature sensing device placed on the patient. The bracelet has a body temperature display an audible alarm that sounds and a vibration that occurs when the temperature exceeds a setpoint, and a plurality of lights, each with a unique setpoint, a light activated when the temperature exceeds the setpoint and a glowing band. The user attaches the temperature sensing device to the patient and dons the bracelet. The user can then sleep, selectively observing the display and lights upon waking with confidence that the system is monitoring the patient's temperature and selectively alerting the user when a change in body temperature requires immediate attention. | 1. A bracelet for monitoring and alerting a caregiver when a patient has a change in body temperature, comprising: a controller operative for wirelessly receiving a signal representing a temperature from a body temperature sensing device on a patient, the controller storing a plurality of body temperature setpoints; anda soft silicone band accommodating the controller, the soft silicone band having an internal glowing mechanism in communication with the controller, the internal glowing mechanism producing an external glow on the entire soft silicone band when activated, the entire soft silicone band comprising luminescent material that glows when activated by the controller, the controller selectively activating the internal glowing mechanism within the silicone band when a temperature detected by the body temperature sensing device is greater than its unique setpoint and the controller selectively activating the glowing mechanism within the soft silicone band when a change in the body temperature from a first body temperature setpoint to a second body temperature setpoint is rapid such the derivative of the change exceeds a preset limit. 2. The bracelet as described in claim 1, wherein the soft silicone band further comprises an electroluminescent compound that glows when activated by the controller, producing an external glow on the entire soft silicone band. 3. The bracelet as described in claim 1, wherein the soft silicone band further comprises a plurality of internal LED lights inside the soft silicone band that glow when activated by the controller, producing an external glow on the entire soft silicone band. 4. The bracelet as described in claim 1, further comprising a display in communication with the controller, the controller directing the display to show the temperature detected by the body temperature sensing device. 5. The bracelet as described in claim 1, further comprising an internal vibrator in communication with the controller, the vibrator associated with a unique setpoint in the controller, the controller selectively activating the vibrator when the temperature detected by the body temperature sensing device is greater than the unique setpoint. 6. The bracelet as described in claim 1, further comprising an alarm in communication with the controller, the alarm associated with a unique setpoint in the controller, the controller selectively sounding the alarm when the temperature detected by the body temperature sensing device is greater than the unique setpoint. 7. A bracelet for monitoring and alerting a caregiver when a patient has a change in body temperature, comprising: a controller operative for wirelessly receiving a signal representing a temperature from a body temperature sensing device on a patient, the controller storing a plurality of body temperature setpoints;a soft silicone band accommodating the controller, the soft silicone band having an internal glowing mechanism in communication with the controller, th... | - | G01K001/00 G01K001/02 A61B005/00 A61B005/01 A44C005/00 G01K013/00 A61B090/30
US10302722 | B2 | 2019-05-28 | System and method for magnetic resonance imaging using exchange time reflective of motion restriction or spin diffusion of protons bound to macromolecules | 2014-03-13 | A system and method for producing a report about a subject from data collected from the subject using a magnetic resonance imaging (MRI] system. The method includes directing the MRI system to perform a pulse sequence to manipulate exchangeable magnetization in the subject and acquiring, with the MRI system, imaging data from the subject in response to the pulse sequence. The method also includes analyzing the effects of the frequencies of applied RF energy on the imaging data to identify inhomogeneous lines formed by a summation of multiple sublines centered at multiple different frequencies. The method further includes generating a report pertaining to inhomogeneous magnetization transfer occurring in the subject in response to the pulse sequence. | 1. A method for producing a report about a subject from data collected from the subject using a magnetic resonance imaging (MRI) system, the steps of the method comprising: a) directing the MRI system to perform at least one pulse sequence that includes applying radio frequency (RF) energy at least at two frequencies, wherein the RF energy is suitable to manipulate magnetization that is transferred from protons in the subject that are bound to macromolecules to free water protons;b) acquiring, with the MRI system, imaging data including magnetization transfer information from the magnetization from protons in the subject that are bound to macromolecules;c) based on the imaging data acquired in step b), producing images indicative of an exchange time of the magnetization from protons in the subject that are bound to macromolecules, wherein the exchange time is reflective of motion restriction or spin diffusion of the protons bound to macromolecules. 2. The method as recited in claim 1 which further includes using the exchangeable time as a contrast mechanism to indicate a clinical condition. 3. The method as recited in claim 1 in which step a) includes applying multiple RF pulses at one of a first frequency and a second frequency that is different from the first frequency using an amplitude modulated RF pulse. 4. The method as recited in claim 3 in which the RF pulses applied at the first frequency and the RF pulses applied at the second frequency are applied simultaneously. 5. The method as recited in claim 1 in which step a) includes applying RF pulses at both a first frequency and a second frequency that is different than the first frequency using a sinusoidally modulated RF pulse that produces power at both the first frequency and the second frequency. 6. The method as recited in claim 5 in which the RF pulses applied at the first frequency and the RF energy applied at the second frequency are applied simultaneously. 7. The method as recited in claim 1 in which step a) includes applying multiple RF pulses having a duration of time separating the multiple RF pulses. 8. The method as recited in claim 7 in which the duration of time separating the multiple RF pulses is longer than the spin diffusion time for protons bound to macromolecules. 9. The method as recited in claim 8 in which the duration of time separating the multiple RF pulses is about five milliseconds. 10. The method as recited in claim 7 in which step c) includes determining the exchange time. 11. The method as recited in claim 10 which determining the exchange time is based on the dependence of the transferred magnetization and the corresponding magnetic resonance signals on the saturation period (w) corresponding to the duration of time separating the multiple RF pulses. 12. The method as recited in claim 1 in which step c) comprises producing a map that depicts an exchange time of the transferred magnetization. 13. The method as recited in claim 12 further comprising... | Beth Israel Deaconess Medical Center, Inc. | G01R033/56 G01R033/48 A61B005/055 A61B005/00 G01R033/565 G01R033/50
US10282875 | B2 | 2019-05-07 | Graph-based analysis for bio-signal event sensing | 2015-12-11 | One or more biological signals are obtained. The one or more biological signals are converted to one or more graph structures. Correlation between two or more of the biological signals are determined using the one or more graph structures. One or more changes in the one or more graph structures within a time window are recorded. A signal graph model is generated based on the recorded changes. | 1. A method, comprising the steps of: obtaining one or more biological signals from one or more sensors attached to one or more subjects, wherein the one or more biological signals are associated with one or more signal channels;converting the one or more biological signals into one or more graph structures, wherein each graph structure comprises one or more nodes representing respective ones of the one or more signal channels at a time index;determining one or more correlations associated with the one or more signal channels using at least one of the one or more graph structures, wherein the one or more correlations comprise a correlation type selected from the group consisting of a temporal concurrent correlation, a temporal sequential correlation, and a spatial correlation;recording one or more changes in the one or more correlations within at least one time window, wherein the at least one time window is defined based on at least one of the one or more time indices;generating a signal graph model based on the one or more recorded changes;determining one or more correlation confidence levels for the one or more correlations; and one of:storing one or more of the one or more biological signals associated with a correlation confidence level exceeding a specified correlation confidence threshold; anddiscarding one or more of the one or more biological signals associated with a correlation confidence level below a specified correlation confidence threshold; andwherein the steps are performed by at least one processor device coupled to a memory. 2. The method of claim 1, further comprising comparing the one or more recorded changes to one or more patterns stored in a database. 3. The method of claim 2, further comprising generating at least one of a message and an alert in response to a match between the one or more recorded changes and a pattern for a medical condition stored in the database. 4. The method of claim 3, further comprising transmitting the at least one of the message and the alert to one or more devices. 5. The method of claim 1, wherein the one or more biological signals are obtained in real-time or near real-time from the one or more sensors. 6. The method of claim 5, wherein the one or more sensors are comprised within one or more wearable devices. 7. The method of claim 5, wherein the one or more biological signals are converted into the one or more graph structures in real-time or near real-time. 8. The method of claim 1, wherein determining the one or more correlations comprises determining one or more appearance correlations between two or more signal channels at a given time index. 9. The method of claim 1, wherein determining the one or more correlations comprises determining one or more temporal correlations, and wherein determining the one or more temporal correlations comprises determining a temporal correlation between a given signal channel at a first time index and the given signal channel at a second time inde... | International Business Machines Corporation | G06T011/20 A61B005/00 A61B005/0205 A61B005/021 A61B005/024 A61B005/04 A61B005/145
US10278602 | B2 | 2019-05-07 | System and method for rapid ECG acquisition | 2016-06-22 | In one embodiment, an ECG monitoring system includes two or more electrodes configured to record cardiac potentials from a patient, at least one processor, and a rapid acquisition module executable on the at least one processor to: determine that an impedance of each electrode is less than an impedance threshold; record initial ECG lead data based on the cardiac potentials; determine that a noise level in each ECG lead of the initial ECG data is less than a noise threshold; start a recording timer once the noise level is below the noise threshold; record an ECG dataset while the noise level is maintained below the noise threshold until the recording timer reaches a predetermined test duration; store the ECG dataset and provide a completion alert. | 1. An ECG monitoring system comprising: two or more electrodes configured to record cardiac potentials from a patient;at least one processor;a rapid acquisition module executable on the at least one processor to: determine that an impedance of each electrode is less than an impedance threshold;start a settling timer using the processor once the impedance of each electrode is determined to be less than the impedance threshold;generate initial ECG lead data based on the cardiac potentials;determine that a noise level in each ECG lead of the initial ECG lead data is less than a noise threshold;record ECG lead data once the noise level is below the noise threshold;record an ECG dataset from the ECG lead data when the noise level is maintained below the noise threshold for a predetermined test duration and then store the ECG dataset and provide a completion alert; andgenerate a failure alert once the settling timer reaches a predetermined attempt duration when the noise level in the ECG lead data is not maintained below the noise threshold for the predetermined test duration. 2. The ECG monitoring system of claim 1, wherein the rapid acquisition module is further executable on the processor to automatically analyze the ECG dataset and automatically display analysis results, wherein the completion alert is provided by displaying the ECG dataset and/or the analysis results. 3. The ECG monitoring system of claim 2, wherein the rapid acquisition module is further executable on the processor to receive a rejection of the ECG dataset from a clinician and, upon receiving the rejection, record a second ECG dataset while the noise level is maintained below the noise threshold for the predetermined test duration, store the second ECG dataset, and generate a second completion alert. 4. The ECG monitoring system of claim 1, wherein the rapid acquisition module is further executable on the processor to continually determine that the impedance of each electrode is below the impedance threshold and the noise level in each ECG lead is below the noise threshold, to identify the ECG dataset from the ECG lead data while the noise level is maintained below the noise threshold. 5. The ECG monitoring system of claim 1, wherein the rapid acquisition module is further executable on the processor to record the ECG dataset for the predetermined test duration, and then check that the impedance was maintained below the impedance threshold and the noise level was maintained below the noise threshold during the test duration. 6. The ECG monitoring system of claim 1, wherein the attempt duration is adjustable by a user. 7. The ECG monitoring system of claim 1, wherein the rapid acquisition module is further executable on the processor to, after the attempt duration, automatically generate the ECG dataset by recording ECG lead data for the test duration. 8. The ECG monitoring system of claim 1, wherein the noise level determination includes determining a signal to noise ratio... | General Electric Company | A61B005/0402 A61B005/04 A61B005/044 A61B005/0452 A61B005/00 A61B005/0424
US10293240 | B2 | 2019-05-21 | Instructional surface with haptic and optical elements | 2018-06-11 | An exercise system comprising: an exercise mat; a plurality of sensors integrated into the exercise mat, each of the sensors configured to sense when a force is applied to a respective portion of the exercise mat; a plurality of displays coupled to the exercise mat and configured to display indications corresponding to desired locations for body parts of a user in accordance with an exercise routine; at least one processor disposed in communication with the plurality of sensors and the plurality of displays; and memory storing at least one exercise routine for use with the exercise mat and instructions that, when executed by the at least one processor, configures the exercise system to: display on one or more of the displays indications corresponding to desired locations of a user's body part in accordance with a form of one of the exercise routines stored in memory; sense by one or more of the sensors an application of force to the exercise mat; determine that a location of the sensed application of force is different than a display location of at least one of the indications; and display on one or more of the displays at least one marker identifying a direction from the location of the sensed application of force to the display location of the at least one of the indications. | 1. A system comprising: a surface;a plurality of sensors coupled to the surface, each of the sensors configured to sense when a force is applied to a respective portion of the surface;a plurality of displays coupled to the surface and configured to display indications corresponding to desired locations for body parts of a user in accordance with a routine;at least one processor in communication with the plurality of sensors and the plurality of displays; andmemory storing the routine and instructions that, when executed by the at least one processor, cause the system to: display on one or more of the plurality of displays indications corresponding to the desired locations for the body parts of the user in accordance with the routine;sense by one or more of the sensors an application of force to the surface;determine that a location of the sensed application of force is different than a display location of at least one of the indications; andin response to determining that the location is different, display on one or more of the plurality of displays at least one marker identifying a direction from the location of the sensed application of force to the display location of the at least one of the indications. 2. The system according to claim 1, wherein the instructions, when executed by the at least one processor, further cause the system to: sense by one or more of the sensors a change in the location of the application of force to the surface;determine that the changed location corresponds to the display location of at least one of the indications; anddisplay on one or more of the plurality of displays an indication of a match between the changed location and the display location of at least one of the indications. 3. The system according to claim 1, wherein the surface includes a mesh, and wherein one or more of the plurality of displays are secured to the mesh. 4. The system according to claim 1, wherein the at least one marker is in an inactive state when the location of the sensed application of force corresponds to the location of the at least one of the indications. 5. The system according to claim 4, wherein the at least one marker is transitioned to an active state when the location of the sensed application of force is different from the location of the at least one of the indications. 6. The system according to claim 1, wherein the at least one marker is highlighted when in an active state. 7. The system of claim 1, in which the system comprises a projector, and in which the at least one processor is configured to cause the projector to project a display indicating a positional adjustment of the user. 8. The system of claim 1, wherein the surface is a surface of at least one of: a ball, a club, a glove, a chair, or an exercise mat. 9. The system of claim 1, wherein the routine comprises at least one of: an exercise routine or a sporting routine. 10. A system comprising: a surface;a plurality of actuating mechanisms coupled to t... | CFPH, LLC | A61B005/00 A61B005/11 G06K009/00 A63B021/00 A63B024/00 A63B069/00 A63B071/06 G06F019/00
US10292881 | B2 | 2019-05-21 | Dynamic apnea therapy surface | 2015-09-09 | Dynamic support surface technologies configure a person support surface in various ways, including configurations in which the person support surface at least temporarily assumes an apnea therapy position, such as a progressive lateral tilt or a ramp-like position. | 1. A dynamic person support system comprising: a person support surface;a lateral rotation apparatus coupled to the person support surface, the lateral rotation apparatus comprising a plurality of independently rotatable longitudinally arranged support planes and a lateral rotation actuator operably coupled to one or more of the support planes; anda control unit comprising a processor and a non-transitory machine readable storage medium comprising a dynamic therapy routine, the dynamic therapy routine comprising instructions executable by the processor to cause the control unit to control the operation of the lateral rotation apparatus by:determining a maximum supine position duration;monitoring the actual supine position duration of a human subject positioned on the person support surface; andcontrolling the lateral rotation actuator to maintain the actual supine position duration below the maximum supine position duration. 2. The dynamic person support system of claim 1, wherein the lateral rotation actuator comprises an electromechanical device configured to drive lateral rotation of the independently rotatable support planes. 3. The dynamic person support system of claim 1, wherein the lateral rotation actuator comprises a plurality of inflatable bladders supporting the independently rotatable support planes and an air supply operably coupled to the inflatable bladders. 4. The dynamic person support system of claim 1, wherein the control unit is configured to compute the maximum supine position duration as a function of an apnea-hypopnea index (AHI) value of the monitored human subject. 5. The dynamic person support system of claim 1, wherein the control unit is configured to compute the maximum supine position duration based on a first apnea-hypopnea index (AHI) value and a second AHI value, wherein the first AHI value is determined while the human subject is in a supine position and the second AHI value is determined while the human subject is in a non-supine position. 6. The dynamic person support system of claim 1, comprising a sensor in communication with the control unit, wherein the control unit is configured to receive a sensed value from the sensor and determine the maximum supine position duration based on the sensed value. 7. The dynamic person support system of claim 6, wherein the sensed value is indicative of an apnea-hypopnea index (AHI) of the monitored human subject. 8. The dynamic person support system of claim 6, wherein the sensed value is indicative of a sleep state of the monitored human subject. 9. The dynamic person support system of claim 6, wherein the control unit is configured to adjust the maximum supine position duration in response to the sensed value. 10. The dynamic person support system of claim 7, wherein the control unit is configured to increase the maximum supine position duration in response to the sensed value being below a threshold value. 11. The dynamic person support system of claim 10, wh... | Hill-Rom Services, Inc. | A61G007/015 A61G007/018 A61G007/008 A61B005/00 A61G007/00 A61M021/02 A61G007/057
US10292765 | B2 | 2019-05-21 | Depth controlled photoablation of human or animal tissue | 2013-12-27 | A photoablation device includes a laser source to propagate a focused laser beam with a beam waist, wherein a radius of the beam increases from the waist in a direction of propagation of the beam; an adjusting structure to adjust an intensity of the beam; a position detector to detect a position of the source in relation to the tissue; a positioning device to move the source in relation to the tissue; and a controller. The controller is to define a photoablation zone of the beam, wherein the zone ends in a cutting face located offset from the waist in the direction of propagation; adjust the intensity of the beam at the face of the zone using the adjusting structure; and move the beam towards the tissue by using the positioning device, wherein the position of the source detected by the position detector is evaluated. | 1. A photoablation device for depth controlled photoablation cutting of human or animal tissue, the photoablation device comprising: a laser source being arranged to propagate a focused laser beam with a beam waist, wherein a radius of the laser beam increases from the beam waist in a direction of propagation of the laser beam;an adjusting structure being arranged to adjust an intensity of the laser beam, wherein the intensity is energy per time per area;a position detector to detect a position of the laser source in relation to the tissue;a positioning device being arranged to move the laser source in relation to the tissue; anda controller unit being arranged to: define a photoablation zone of the laser beam, wherein the photoablation zone ends in a cutting face which is located offset from the beam waist in the direction of propagation of the laser beam;position the laser source using the positioning device so that the cutting face of the photoablation zone is at a top surface of the tissue, wherein the intensity of the laser beam is below a photoablation threshold to cut the tissue by the cutting face;adjust the intensity of the laser beam at the cutting face of the photoablation zone using the adjusting structure so that the intensity as adjusted exceeds the photoablation threshold to cut the top surface of the tissue; andcontrol a depth of photoablation cutting by the cutting face through the top surface into the tissue by moving the laser source toward the tissue using the positioning device, wherein the position of the laser source detected by the position detector is evaluated. 2. The photoablation device according to claim 1, wherein the adjusting structure comprises at least one of a current adjuster and a pulse adjuster, the current adjuster to adjust at least one of a current and a voltage provided to the laser source propagating the laser beam, the pulse adjuster to adjust a length of a pulse of the laser beam. 3. The photoablation device according to claim 1, further comprising an acoustic sensor being arranged to sense an acoustic wave generated by the laser beam hitting the tissue and to provide a corresponding signal. 4. The photoablation device according to claim 3, wherein the controller unit is arranged to evaluate the signal provided by the acoustic sensor in order to detect photoablation cutting of the tissue. 5. The photoablation device according to claim 4, wherein the controller unit is arranged to continuously increase intensity of the laser beam until photoablation cutting of the tissue is detected by evaluating the signal provided by the acoustic sensor. 6. The photoablation device according to claim 3, wherein the controller unit is arranged to monitor a frequency spectrum of the acoustic wave by evaluating the signal provided by the acoustic sensor. 7. The photoablation device according to claim 3, wherein the acoustic sensor is at least one of a microphone, a piezoelectric pressure transducer, or a laser micr... | Advanced Osteotomy Tools—AOT AG | A61B018/20 A61B005/00 A61B018/00 A61B017/00 A61B090/00 A61B034/20 A61B034/30
US10299679 | B2 | 2019-05-28 | Method and system for wirelessly and passively measuring temperature and devices forming the system | 2016-06-27 | The present disclosure provides a method and a system for wirelessly and passively measuring temperature and devices forming the system. The method includes: receiving an energy feedback radio frequency (RF) signal by a temperature measuring end; converting the energy feedback RF signal into electric energy and storing the electric energy; and starting the temperature measuring end after obtaining the electric energy, and transmitting a RF signal under the current temperature to a terminal, and calculating the current temperature through the terminal. The method, the system and the devices forming the system provided in the present disclosure are capable of activating the crystal oscillator or the ceramic oscillator wirelessly and passively, therefore, the method, the system and the devices can be used to wirelessly and passively measure temperature, which is convenient. | 1. A system for wirelessly and passively measuring temperature, comprising a wireless and passive temperature sensing device, an energy feedback device, and a receiving and processing device; wherein the energy feedback device comprises a first temperature compensation crystal oscillator and an RF power amplifier, and an RF signal from the first temperature compensation crystal oscillator is amplified by the RF power amplifier and is further transmit to the wireless and passive temperature sensing device;wherein the wireless and passive temperature sensing device comprises an RF receiving circuit, a storage capacitor, and a crystal oscillator circuit, the RF receiving circuit receiving the RF signal from the energy feedback device and storing energy of the RF signal into the storage capacitor; wherein after a voltage of the storage capacitor reaches a suitable level, the crystal oscillator circuit is activated to transmit an RF signal under a current temperature from the crystal oscillator circuit to the receiving and processing device;wherein the receiving and processing device comprises a second temperature compensation crystal oscillator, an RF receiving amplifier, and a signal processor, the RF receiving amplifier receives the RF signal under the current temperature from the wireless and passive temperature sensing device and outputs the RF signal from the wireless and passive temperature sensing device into the signal processor, and the signal processor calculates the current temperature according to an inherent frequency of the second temperature compensation crystal oscillator and the received RF signal under the current temperature. 2. The system according to claim 1, wherein the wireless and passive temperature sensing device comprises a first house, and the RF receiving circuit, the storage capacitor, and the crystal oscillator circuit are configured in the first house; and wherein the first house comprises one side corresponding to the crystal oscillator circuit and made of a thermal conductive material; or, wherein one side of the first house forms an opening through which the crystal oscillator circuit protrudes from the side of the first house. 3. The system according to claim 1, wherein the receiving and processing device further comprises a network unit connected to the signal processor for receiving and transmitting data through network. 4. The system according to claim 1, wherein the first temperature compensation crystal oscillator and the second temperature compensation crystal oscillator are replaced by one third temperature compensation crystal oscillator shared by the energy feedback device and the receiving and processing device. 5. The system according to claim 4, wherein the wireless and passive temperature sensing device comprises a first house, and the RF receiving circuit, the storage capacitor, and the crystal oscillator circuit are configured in the first house; and wherein the first house comprises one side cor... | Shenzhen Zhiying Technologies Co., Ltd. | G01K011/22 G01K007/00 G01K003/00 A61B005/00 H02J007/02 H02J050/20 A61B005/01 G01K007/32 H02J017/00
US10285652 | B2 | 2019-05-14 | Tendency discrimination device, task execution assisting device, tendency discrimination computer program, and task execution assisting computer program | 2013-12-05 | A tendency discrimination device includes a discriminator to objectively discriminate a tendency of a person to be tested, based on brain information obtained by magnetic resonance imaging (MRI). In the generation of the discriminator, a gray matter volume and a diffusion anisotropy degree are calculated for a frontal pole of each of multiple test subjects as a region of interest, and machine learning is performed on the relationship of the information obtained by classifying results of a test for discriminating the tendencies of the multiple test subjects, to gray matter volumes and diffusion anisotropy degrees obtained by MRI for each of the multiple test subjects. | 1. A tendency discrimination device comprising: a non-transitory recording medium for storing data of an anatomical image and a diffusion weighted image, obtained by magnetic resonance imaging for each of a plurality of subjects, andclassification information in association with each of the plurality of subjects, obtained by classifying results of an assignment undertaken by each of the plurality of subjects when given a test for judging a tendency; anda computer for executing a process for tendency discrimination, based on the data and the classification information stored in the storage unit, said process comprising calculating a gray matter volume and a diffusion anisotropy degree for a predetermined brain region of each of the plurality of subjects as a region of interest, based on the anatomical image and the diffusion weighted image, andgenerating a discriminator by a machine learning of relationship of the classification information to the gray matter volume and the diffusion anisotropy degree, wherein the discriminator outputs a tendency index of a person to be tested, wherein the discriminator discriminates the potential of the person to be tested of finishing an assignment of a program, which has not yet been taken by the person to be tested, based on the outputted tendency index, wherein the assignment of the program is different from the assignment undertaken by the subjects when given the test for judging. 2. A tendency discrimination device for discriminating a tendency of a person to be tested comprising: a computer processor; anda memory storing a computer executable program which, when executed by the computer processor, performs the following, invoke operation of a discriminator which is generated by a machine learning of relationship of information obtained by classifying results of an assignment, which is undertaken by a plurality of subjects when given a test, to gray matter volumes of the plurality of subjects and diffusion anisotropy degrees of the plurality of subjects, the test being for judging tendencies of the plurality of subjects, the gray matter volumes and the diffusion anisotropy degrees being acquired for a predetermined brain region of each of the plurality of subjects as a region of interest, based on anatomical images and diffusion weighted images obtained by magnetic resonance imaging,output a tendency index of the person to be tested, which is determined by the discriminator from a gray matter volume of the person to be tested and a diffusion anisotropy degree of the person to be tested, the gray matter volume and the diffusion anisotropy degree being acquired for the predetermined brain region of the person to be tested as the region of interest, based on an anatomical image and a diffusion weighted image of the person to be tested obtained by magnetic resonance imaging, anduse the outputted tendency index to discriminate the potential of the person to be tested of finishing an assignment of a program, whi... | ADVANCED TELECOMMUNICATIONS RESEARCH INSTITUTE INTERNATIONAL | A61B005/00 A61B005/055 A61B005/16 G09B007/00 G09B007/02 G09B023/28 G01R033/563
US10294507 | B2 | 2019-05-21 | Glucose sensors and methods of manufacture thereof | 2014-05-27 | Disclosed herein is a device that functions as a glucose sensor. The device has a reference electrode; a counter electrode, a working electrode; an electrically conducting membrane; an enzyme layer; a semi-permeable membrane; a first layer of a first hydrogel in operative communication with the working electrode; the first layer of the first hydrogel being operative to store oxygen; wherein the amount of stored oxygen is proportional to the number of freeze-thaw cycles that the hydrogel is subjected to; and a second layer of the second hydrogel. Disclosed too is a method that comprises using periodically biased amperometry towards interrogation of implantable glucose sensors to improve both sensor's sensitivity and linearity while at the same time enable internal calibration against sensor drifts that originate from changes in either electrode activity or membrane permeability as a result of fouling, calcification and/or fibrosis. | 1. A device comprising: a reference electrode;a counter electrode;a working electrode; the working electrode being disposed in the vicinity of the reference and counter electrode;an electrically conducting membrane; the electrically conducting membrane being in operative communication with the working electrode;an enzyme layer; the enzyme layer being in operative communication with the working electrode;a semi-permeable membrane; the semi-permeable membrane being in operative communication with the working electrode;a first layer of hydrogel in operative communication with the working electrode; the first layer of hydrogel comprising an amount of stored oxygen; wherein the amount of stored oxygen is proportional to a number of freeze-thaw cycles that the hydrogel is subjected to; where the number of freeze-thaw cycles is 1 to 7; anda second layer of hydrogel in operative communication with the working electrode; the second layer of hydrogel comprising tissue response modifying release agents; and the second layer of hydrogel further comprising myoglobin. 2. The device of claim 1, wherein the electrically conducting membrane is in physical communication with the working electrode. 3. The device of claim 1, wherein the electrically conducting membrane is in physical communication with the working electrode; the enzyme layer is in physical communication with the electrically conducting membrane; the semi-permeable membrane is in physical communication with the enzyme layer; the first layer of hydrogel is in physical communication with the semi-permeable membrane; and the second layer of hydrogel is in physical communication with the first layer of hydrogel. 4. The device of claim 3, where the first layer of hydrogel is disposed upon and in intimate contact with the semi-permeable membrane. 5. The device of claim 1, wherein the first layer of hydrogel comprises polyvinylalcohol. 6. The device of claim 1, wherein the polyvinylalcohol is crosslinked. 7. The device of claim 1, wherein the device is sensitive to contact with an analyte; the analyte being glucose, lactate, oxygen, or a combination thereof. 8. The device of claim 1, wherein the working electrode comprises a metal. 9. The device of claim 1, wherein the electrically conducting membrane comprises carbon nanotubes. 10. The device of claim 1, wherein the electrically conducting membrane comprises an electrically conducting polymer. 11. The device of claim 1, wherein the electrically conducting membrane comprises electropolymerized poly(ortho-phenylene diamine). 12. The device of claim 1, wherein the enzyme layer is a glucose oxidase enzyme layer. 13. The device of claim 1, wherein the semi-permeable membrane comprises alternating layers of positive and negative polyion species. 14. The device of claim 1, wherein the semi-permeable membrane comprises a plurality of alternating layers of a poly acid and metal ions. 15. The device of claim 14, wherein the poly acid is humic acid and ... | THE UNIVERSITY OF CONNECTICUT | C12Q001/00 C01B013/02 A61B005/145
US10302636 | B2 | 2019-05-28 | Detection devices and related methods of use | 2016-10-27 | Disclosed are devices and methods for detecting analytes from a sample. | 1. A device comprising: a. a substrate comprising a surface;b. a non-fouling polymer layer on the surface, wherein the non-fouling polymer layer comprises a film of functionalized poly(oligo(ethylene glycol)methyl methacrylate) brush molecules, the brush molecules comprising a monomeric core group and a protein-resistant head group;c. at least one capture region on the polymer layer, comprising at least one capture agent, wherein the at least one capture agent binds a target in a sample and the at least one capture agent remains bound to the polymer layer when exposed to the sample; andd. at least one labile region on the polymer layer, comprising at least one detection agent and an excipient, wherein the at least one detection agent solubilizes upon contact with the sample and binds to and labels the target in the sample;wherein the capture region and the labile region are spatially separated. 2. The device according to claim 1, wherein the film is obtainable by copolymerization of a methacrylate and methoxy-terminated oligo(ethylene glycol)methyl methacrylate. 3. The device according to claim 1, comprising a plurality of capture regions, each capture region comprising at least one capture agent. 4. The device according to claim 3, wherein the plurality of capture regions comprise at least two different capture agents. 5. The device according to claim 3, wherein each of the plurality of capture regions comprises a different capture agent. 6. The device according to claim 1, wherein the capture agent is a biomarker. 7. The device according to claim 6, wherein the biomarker comprises a cell, a small molecule ligand, a lipid, a carbohydrate, a polynucleotide, a peptide, a protein, an antigen, or an antibody. 8. The device according to claim 1, comprising a plurality of labile regions, each labile region comprising at least one detection agent. 9. The device according to claim 1, wherein the detection agent comprises a cell, a small molecule ligand, a lipid, a carbohydrate, a polynucleotide, a peptide, a protein, an antigen, or an antibody. 10. The device according to claim 1, wherein the detection agent comprises a detection moiety selected from a chromophore, a fluorophore, a radiolabel, a polynucleotide, a small molecule, an enzyme, a nanoparticle, a microparticle, a quantum dot, or an upconverter. 11. The device according to claim 1, wherein the excipient is selected from a salt, a carbohydrate, a sugar, an emulsifier, a water-soluble polymer, and any combination thereof. 12. The device according to claim 1, wherein the substrate comprises glass, silicon, a metal oxide, or a polymer. 13. The device according to claim 1, further comprising a linking layer between the substrate and the polymer layer. 14. The device according to claim 1, further comprising an agent to demarcate a detection region on the surface or on the polymer layer. 15. A method of manufacturing a device according to claim 1, the method comprising: a. providing a s... | Sentilus Holdco, LLC | G01N021/75 G01N033/543 A61B005/15 A61B005/151 A61B005/157
US10295367 | B2 | 2019-05-21 | Signal detection device and signal detection method | 2013-09-30 | A signal detection device according to an aspect of the invention includes a laminated structure of a first circuit layer (201) in which a plurality of electrodes brought into contact with a subject is formed, a second circuit layer (202) in which a plurality of amplifiers having an input portion capacitively coupled to the plurality of electrodes, respectively, is formed, and a third circuit layer (203) in which a plurality of transistors for reading outputs of the plurality of amplifiers is formed, an insulation layer which seals the second circuit layer is formed between the plurality of electrodes formed in the first circuit layer and the second circuit layer, and the plurality of electrodes and the input portions of the plurality of amplifiers are capacitively coupled to each other via the insulation layer. | 1. A signal detection device which detects a signal generated from a subject, the device having a Young's modulus of less than 1 kPa and comprising a laminated structure of: a first circuit layer in which a plurality of electrodes brought into contact with the subject is formed;a second circuit layer in which a plurality of amplifiers having an input portion capacitively coupled to the plurality of electrodes, respectively, is formed; anda third circuit layer in which a plurality of transistors for reading outputs of the plurality of amplifiers is formed;wherein an insulating layer which seals the second circuit layer is formed between the plurality of electrodes formed in the first circuit layer and the second circuit layer, and the plurality of electrodes and the input portions of the plurality of amplifiers are capacitively coupled to each other through the insulating layer, andwherein the first circuit layer and the second circuit layer, and the second circuit layer and the third circuit layer, are each electrically connected through a conductive sheet, wherein the first circuit layer and the third circuit layer have a same bending rigidity. 2. The signal detection device according to claim 1, wherein the electrode is made of a conductive material in which a carbon nanomaterial doubly covered with molecules constituting a hydrophilic ionic liquid and a water-soluble polymer is dispersed in a water-soluble polymer medium and the water-soluble polymer is crosslinked. 3. The signal detection device according to claim 1, wherein wiring for reading output signals of the plurality of amplifiers formed in the second circuit layer through the plurality of transistors formed in the third circuit layer is drawn to one side of the third circuit layer opposite the other side on which the second circuit layer is positioned. 4. The signal detection device according to claim 3, wherein the wiring is drawn to the one side of the third circuit layer in an outer circumferential region of the third circuit layer. 5. The signal detection device according to claim 1, wherein a plurality of capacitors is formed in the first circuit layer to capacitively couple the plurality of electrodes formed in the first circuit layer and input portions of the plurality of amplifiers formed in the second circuit layer. 6. The signal detection device according to claim 1, wherein the first circuit layer and the second circuit layer, and the second circuit layer and the third circuit layer, are each electrically connected through an anisotropic conductive sheet. 7. The signal detection device according to claim 1, wherein a member constituting the first circuit layer forms a sealing layer which seals the second circuit layer. 8. The signal detection device according to claim 1, wherein the second circuit layer is interposed between the first circuit layer and the third circuit layer, and thus the first circuit layer, the second circuit layer, and the third circuit layer ar... | JAPAN SCIENCE AND TECHNOLOGY AGENCY | A61B005/04 G01D003/028 A61B005/0478 G06F003/044 H01L023/48 H01L025/18 A61B005/0408 A61B005/00 A61N001/00 H01L025/065 H01L049/02
US10299726 | B2 | 2019-05-28 | Bodily information measurement apparatus | 2018-02-28 | A bodily information measurement apparatus includes a band-shaped belt to be wrapped around a measurement site; a main body that is connected to a base end portion in the lengthwise direction of the belt and on which a pressure detection unit and a fluid supply unit are mounted; and a fastening unit for fastening the base end portion and the leading end portion of the belt. The belt is formed by stacking an outer circumferential layer and a fluid bladder for compressing the measurement site. The bodily information measurement apparatus is attached to the measurement site due to the base end portion and the leading end portion being fastened by the fastening portion in a state in which the fluid bladder and the leading end portion of the belt overlap. | 1. A bodily information measurement apparatus that is to be attached by being wrapped around a rod-shaped measurement site, the bodily information measurement apparatus comprising: a band-shaped belt to be wrapped around the measurement site, the belt extending in a lengthwise direction from a base end portion to a leading end portion;a main body that is connected to the base end portion of the belt, and on which a pressure detection unit and a fluid supply unit are mounted; anda fastening portion that is provided on the main body and is for fastening the belt such that the belt forms a loop shape,wherein the belt is formed by stacking an outer circumferential layer arranged on a side opposite to the measurement site, and a fluid bladder that is arranged on the measurement site side and is for compressing the measurement site by enclosing fluid supplied from the fluid supply unit and swelling, and the fluid bladder extends in the lengthwise direction from the leading end portion to a surface on the measurement site side of the main body and is in communication with the pressure detection unit and the fluid supply unit,wherein in a state in which the surface on the measurement site side of the main body and the leading end portion overlap, the base end portion and the leading end portion are fastened by the fastening portion, and thereby the bodily information measurement apparatus is attached to the measurement site,wherein bodily information is acquired by the pressure detection unit detecting pressure in the fluid bladder,wherein a first main body-side tube element for supplying a fluid for increasing pressure from the fluid supply unit mounted in the main body into the fluid bladder, and a second main body-side tube element for transferring the pressure in the fluid bladder to the pressure detection unit mounted on the main body using the fluid are provided on a surface of the main body that opposes the fluid bladder,wherein the fluid bladder includes a first bladder-side tube element that fits air-tightly together with the first main body-side tube element in a state of opposing the main body, and a second bladder-side tube element that fits air-tightly together with the second main body-side tube element, andwherein a portion of the fluid bladder that opposes the main body is removably attached to the main body via a reinforcing plate adhered to the portion. 2. The bodily information measurement apparatus according to claim 1, wherein the outer circumferential layer and the fluid bladder are formed of an elastomer material. 3. The bodily information measurement apparatus according to claim 1, wherein the reinforcing plate includes a through hole having a shape through which all of the first main body-side tube element, the first bladder-side tube element, the second main body-side tube element, and the second bladder-side tube element pass. 4. The bodily information measurement apparatus according to claim 3, wherein a protruding ring tha... | OMRON HEALTHCARE Co., Ltd. | A61B005/00 A61B005/022 B29C065/16 B29C065/00 B29C070/84 A61B005/0205 A61B005/024 B29L031/34 A61B005/0235 A61B005/021 A61B005/1455
US10278614 | B2 | 2019-05-07 | System and method for detecting sheathing and unsheathing of localization elements | 2016-07-12 | A method of detecting whether a localization element is within or outside of an introducer sheath generally includes obtaining a localization signal from the localization element and detecting the state of the localization element relative to the sheath based upon the quadrature component of the localization signal. A baseline quadrature component is typically established with the localization element outside of the sheath. When the quadrature component deviates from this baseline value, it is indicative of the localization element being within the sheath. Conversely, when the quadrature component remains relatively close to the baseline value, it is indicative of the localization element being outside of the sheath. In an electrophysiology study, the state information can be used to take corrective action with respect to the data being collected. | 1. A method of detecting a localization element/sheath state change with a localization system, comprising: establishing a localization field using a plurality of localization field generators;obtaining at least one localization signal from at least one catheter-borne localization element positioned within the localization field via an introducer sheath, the at least one localization signal including an in-phase component and a quadrature component; anddetecting a localization element/sheath state change for the at least one catheter-borne localization element based on the quadrature component of the at least one localization signal. 2. The method according to claim 1, wherein detecting a localization element/sheath state change comprises detecting the localization element/sheath state change for the at least one catheter-borne localization element based on a change in a value of the quadrature component of the at least one localization signal. 3. The method according to claim 2, wherein the change in the value of the quadrature component of the at least one localization signal is measured relative to a reference value of the quadrature component of the at least one localization signal. 4. The method according to claim 3, wherein the reference value comprises a baseline quadrature component established with the at least one localization element outside of the introducer sheath. 5. The method according to claim 3, wherein detecting the localization element/sheath state change for the at least one catheter-borne localization element based on the change in the value of the quadrature component of the at least one localization signal comprises detecting withdrawal of the at least one localization element into the introducer sheath when the change in the value of the quadrature component, measured relative to the reference value of the quadrature component of the at least one localization signal, begins to exceed a preset amount. 6. The method according to claim 3, wherein detecting the localization element/sheath state change for the at least one catheter-borne localization element based on the change in the value of the quadrature component of the at least one localization signal comprises detecting emergence of the at least one localization element from the introducer sheath when the change in the value of the quadrature component, measured relative to the reference value of the quadrature component of the at least one localization signal, ceases to exceed a preset amount. 7. A method of conducting a cardiac electrophysiology study, comprising: establishing an impedance-based localization field encompassing a patient's body;obtaining a localization signal from at least one localization element on at least one medical device positioned in the patient's body via an introducer sheath, the localization signal including an in-phase component reflecting a position of the at least one localization element within the localization filed and a quadratu... | St. Jude Medical, Cardiology Division, Inc. | A61B005/042 A61B005/06 A61B005/00
US10302449 | B2 | 2019-05-28 | Step counting method and device | 2014-12-25 | The present invention provides a step counting method and device. The method comprises the following steps performed repeatedly: a) obtaining three monoaxial acceleration signals with a predetermined length from triaxial output of a triaxial acceleration sensor worn on a walkrunner; b) performing high-pass filtering on each obtained monoaxial acceleration signal; c) performing pitch detection on each high-pass filtered monoaxial acceleration signal; d) using the pitch obtained in each pitch detection as a cut-off frequency to set a low-pass or band-pass filter, and performing low-pass or band-pass filtering on corresponding high-pass filtered monoaxial acceleration signal by using it; e) obtaining acceleration signal extreme value points from each low-pass or band-pass filtered monoaxial acceleration signal and removing interfering extreme value points therein; f) counting the number of the acceleration signal extreme value points after the interfering extreme value points have been removed; g) determining the accumulative walkrun step number of the walkrunner. The method can count steps accurately. | 1. A step counting method, wherein the step counting method is performed by using an electronic step counting device worn on a walk runner and comprising a triaxial acceleration sensor, a memory having instructions stored thereon and at least one processor, the method comprises the following steps performed by the at least one processor based on instructions stored on the memory: obtaining three monoaxial acceleration signals with a predetermined length from triaxial output of the triaxial acceleration sensor;performing high-pass filtering on each obtained monoaxial acceleration signal;performing pitch detection on each high-pass filtered monoaxial acceleration signal, to obtain a pitch of each monoaxial acceleration signal;selecting a lowest pitch in the three monoaxial acceleration signals as a cut-off frequency to set a low-pass or band-pass filter, and performing low-pass or band-pass filtering on each high-pass filtered monoaxial acceleration signal by using the low-pass or band-pass filter;obtaining acceleration signal extreme value points from each low-pass or band-pass filtered monoaxial acceleration signal and removing interfering extreme value points from the acceleration signal extreme value points;counting a number of the acceleration signal extreme value points of each low-pass or band-pass filtered monoaxial acceleration signal after the interfering extreme value points have been removed;determining a walkrun step number obtained from around of step counting based on a result of counting, and calculating an accumulative walkrun step number of the walkrunner. 2. The step counting method according to claim 1, wherein, one or more methods of autocorrelation function method, cepstrum method, linear predictive coding method, and average magnitude difference function method are used in the pitch detection. 3. The step counting method according to claim 2, wherein, the performing pitch detection on each high-pass filtered monoaxial acceleration signal comprises: performing attenuation process on each high-pass filtered monoaxial acceleration signal by using a filter with which the attenuation of signal energy increases from low frequency to high frequency;calculating an autocorrelation function ρ(τ) of each high-pass filtered monoaxial acceleration signal after the attenuation process by using the following formula:ρ⁡(τ)=∑n=0N-1⁢⁢a⁡(n)⁢a⁡(n-τ)∑n=0N-1⁢⁢a2⁡(n)⁢∑n=0N-1⁢⁢a2⁡(n-τ)wherein, a(n) is the n-th value of each high-pass filtered monoaxial acceleration signal, N is the predetermined length of each high-pass filtered monoaxial acceleration signal, and 0≤n&lt;N, τ is a delay time, ρ(τ) is a normalized autocorrelation function of the signal;obtaining the value of τ corresponding to the maximal value of ρ(τ), and the reciprocal of the τ value is the pitch of each high-pass filtered monoaxial acceleration signal. 4. The step counting method according to claim 1, wherein, the removing the interfering extreme value points from the accelerat... | GOERTEK INC. | G01C022/00 A61B005/11 A61B005/00 A63B024/00
US10278587 | B2 | 2019-05-07 | Eyelid illumination systems and method for imaging meibomian glands for meibomian gland analysis | 2014-05-05 | Eyelid illumination systems and methods for imaging meibomian glands for meibomian gland analysis are disclosed. In one embodiment, a patient's eyelid is IR trans-illuminated with an infrared (IR) light. A trans-illumination image of the patient's eyelid is captured showing meibomian glands in dark outlined areas, whereas non-gland material is shown in light areas. This provides a high contrast image of the meibomian glands that is X-ray like. The lid trans-illumination image of the meibomian glands can be analyzed to determine to diagnose the meibomian glands in the patient's eyelid. The eyelid may be trans-illuminated by a lid-flipping device configured to grasp and flip the eyelid for imaging the interior surface of the eyelid. Also, an IR surface meibography image of the meibomian glands may also be captured and combined with the trans-illumination image of the meibomian glands to provide a higher contrast image of the meibomian glands. | 1. A method of trans-illuminating a meibomian gland in an eyelid of a patient to image the meibomian gland, comprising: flipping the eyelid to expose an interior portion of an interior surface of the eyelid to an imaging path of an imaging device, wherein the flipping of the eyelid is done using a lid flipping device comprising a body and a curved lid flipping end surface disposed on an end of the body, wherein the curved lid flipping end surface is anatomically shaped to contain a radius that is intended to mimic a curvature of the patient's eyelid, so that the curved lid flipping end surface will contact and grasp an exterior surface of the patient's eyelid equally along the exterior surface;directing an infrared (IR) light from an IR light source to an exterior portion of the eyelid to IR trans-illuminate meibomian glands in the eyelid;imaging the eyelid with the imaging device during IR trans-illumination to produce an IR trans-illumination image of meibomian glands in the eyelid, wherein the imaging of the eyelid with the imaging device during IR trans-illumination is performed while the eyelid is flipped;receiving the IR trans-illumination image of the eyelid at a computer control system associated with the imaging device;storing the IR trans-illumination image in a non-transitory memory associated with the imaging device;directing a second IR light from a second IR light source to the interior portion of the interior surface of the eyelid to surface illuminate the interior portion of the interior surface of the eyelid;imaging the interior portion of the interior surface of the eyelid with the imaging device when the interior portion is illuminated with the second IR light to produce a surface meibography image of meibomian glands in the eyelid, wherein the imaging of the interior portion of the interior surface of the eyelid to produce the surface meibography image is performed while the eyelid is flipped; and subtracting the IR trans-illumination image of meibomian glands from the surface meibography image of meibomian glands to generate a resultant image of meibomian glands. 2. The method of claim 1, wherein directing the IR light from the IR light source to the exterior portion of the eyelid comprises directing the IR light from the IR light source to the exterior portion of the exterior surface of the eyelid to IR trans-illuminate the meibomian glands in the eyelid. 3. The method of claim 2, wherein imaging the eyelid with the imaging device during IR trans-illumination comprises imaging the interior portion of the interior surface of the eyelid with the imaging device during IR trans-illumination to produce the IR trans-illumination image of meibomian glands in the eyelid. 4. The method of claim 1, wherein directing the IR light from the IR light source to the eyelid further comprises directing the IR light from the IR light source to the interior portion of the interior surface of the eyelid to IR trans-illuminate the meibomian gl... | TearScience, Inc. | A61B005/00
US10292642 | B2 | 2019-05-21 | Electronic medication compliance monitoring system and associated methods | 2017-08-25 | A system and method for monitoring a patient's compliance with a medication regimen includes an electronic tag integral with or attached to a medicine delivery device such as a capsule, the tag having an antenna and a receiver/transmitter, the system also including a reader positioned externally for detecting the presence and location of the delivery device in the patient. | 1. An electronic system for monitoring a patient's ingestion of an ingestible delivery device, the electronic system comprising: an ingestible delivery device;an electronic circuit associated with the ingestible delivery device and configured to generate and transmit one or more radio frequency signals to indicate the ingestion of the delivery device; andan electronic reader positioned externally to the patient and configured to receive one or more radio frequency signals from the electronic circuit. 2. The electronic system of claim 1, further comprising at least one remote device configured to receive information from the electronic reader and generate data indicative of the patient's ingestion of the delivery device based at least on the information received from the electronic reader. 3. The electronic system of claim 2, wherein the at least one remote device is further configured to upload the data indicative of the patient's ingestion of the delivery device in at least one remote database. 4. The electronic system of claim 1, wherein the electronic circuit is configured to generate the one or more radio frequency signals in accordance with a plurality of programmable data fields, wherein at least a portion of the plurality of programmable data fields are configured to facilitate at least the electronic reader to detect the presence of the delivery device within the patient's body. 5. The electronic system of claim 1, wherein the delivery device is associated with a unique identifier, and the electronic circuit is configured to transmit data representing the unique identifier to the electronic reader. 6. The electronic system of claim 5, wherein the electronic reader is configured to receive and differentiate radio frequency signals from multiple electronic circuits that are within the patient's body and are simultaneously communicating with the electronic reader. 7. The electronic system of claim 1, wherein the delivery device contains one or more medicines. 8. An ingestible electronic system for tracking ingested medication in a patient's body, the ingestible electronic system comprising: an electrically insulated substrate;an electronic circuit fitted to the substrate and configured to generate and transmit one or more signals in accordance with a plurality of programmable data fields, wherein at least a portion of the plurality of programmable data fields are configured to facilitate at least a detection of a status of the delivery device within the patient's body; andan antenna disposed across the substrate and electrically coupled to the electronic circuit for transmitting the one or more signals. 9. The ingestible electronic system of claim 8, wherein the substrate comprises multiple layers of coatings for tracking the substrate when the substrate is exposed to different solutions in the patient's body. 10. The ingestible electronic system of claim 8, further comprising a plurality of sensors coupled with the electronic circu... | etectRx, Inc. | G08B023/00 A61B005/00 A61B005/07 A61B005/145 G06F019/00 A61B005/06 A61B005/042
US10279744 | B2 | 2019-05-07 | Mirror-attached imaging apparatus | 2016-10-27 | A mirror-attached imaging apparatus includes a semi-transmissive mirror through which at least some incident light can pass, an camera configured to capture a subject by receiving light passing through the semi-transmissive mirror, and a support configured to attach the semi-transmissive mirror and the camera to a vehicle body. The semi-transmissive mirror is movable relative to the support, and the camera is attached to the support. | 1. A mirror-attached imaging apparatus comprising: a semi-transmissive mirror through which at least some incident light can pass;a camera configured to capture a subject by receiving light passing through the semi-transmissive mirror;a support configured to attach the semi-transmissive mirror and the camera to a vehicle body;a mirror housing containing the semi-transmissive mirror as one side of the mirror housing; anda ball-joint including a spherical portion located at one end of the support and a spherical receiving portion containing a part of the mirror housing and configured to movably accommodate the spherical portion, the spherical receiving portion including an opening in a part facing the mirror,wherein the semi-transmissive mirror is movable relative to the support, and the camera is attached to the support, andwherein the camera is located inside the spherical portion and receives the light passing through the semi-transmissive mirror via the opening of the spherical receiving portion. 2. The mirror-attached imaging apparatus according to claim 1, wherein the mirror housing includes an illumination configured to emit illumination light that passes through the semi-transmissive mirror. 3. The mirror-attached imaging apparatus according to claim 1, wherein the semi-transmissive mirror is a cold mirror, and the camera has a sensitivity to light in infrared spectrum. | KYOCERA Corporation | G08B023/00 B60R001/04 B60R001/12 B60R011/04 G03B015/00 H04N007/18 A61B005/18 G08B021/06 A61B005/00
US10303852 | B2 | 2019-05-28 | Decision support tool for use with a medical monitor-defibrillator | 2013-03-15 | Work flows are modeled as a graph of interdependent tasks to be performed. The tasks to be performed are set by a task file module configured to enable interactions between tasks and including modules for event viewing, protocol assistance, smart messaging, smart indices, reference material lookup. A decision support manager module is configured to construct data and model profiles for storage in a data and model profile bank, events for storage in a decision support events bank, and protocols for storage in a decision support protocol bank. Configuration files are provided to specify a configuration for execution of one of the tasks. Data entered through a user interface or from a network via a wireless or wired communication module may define task files in the task files module, configuration files in the configuration files module, as well as data, events, and protocols to be used for a defibrillation procedure. A decision support manager module is configured to construct a dependency graph of tasks as specified in at least one of the configuration files and to execute the dependency graph. | 1. For use in a medical device for providing decision support to a caregiver: a defibrillation processor configured to control an administration of an electrical charge as part of a defibrillation administration; anda decision support module configured to provide decision support to the caregiver during operation of the medical device, the decision support module comprising: a task file module configured to manage one or more task files, the task files defining a workflow of one or more interdependent tasks to be performed and defining and enabling interactions between the interdependent tasks;a configuration file module configured to manage one or more configuration files, the configuration files specifying a configuration for execution of the one or more interdependent tasks by providing configurations for data and data flows for a task defined by the task files of the task file module;a bank configured to provide one or more of: data, model profiles, events, and protocols to the decision support module, the bank fed with medical data from the medical device;a decision support manager module configured to construct a dependency graph modeling the workflow of interdependent tasks defined by the task files of the task file module using configurations for each interdependent task provided by the configuration file module; anda dashboard generator configured to provide a visual, audio, or audio-visual display, based on the dependency graph constructed by the decision support manager module, the visual, audio, or audio-visual display configured to provide enhanced coaching to the caregiver to cause the caregiver to perform at least one of a treatment or monitoring, at least one of the treatment including administration of a treatment via the defibrillation processor. 2. The decision support module of claim 1 wherein the medical device is configured to be operated to deliver a defibrillator pulse. 3. The decision support module of claim 1 wherein the task file module includes one or more modules selected from the group consisting of: an event viewer module;a protocolassistant module;a smartmessagingmodule; a smartindices module;anda reference material lookup module. 4. The decision support module of claim 1 further comprising an event viewer module configured to generate a series of time stamped events for tracking events that happened with a patient. 5. The decision support module of claim 1 further comprising a dashboard generator module and an event viewer module; wherein the dashboard generator module is configured to generate a non-indexed view of a major vital sign as it varies over time; andwherein the event viewer module is configured to provide an event marker at a point in time along the non-indexed view of the major vital sign, the event marker providing a record of one or more predetermined events associated with the major vital sign at that point in time. 6. The decision support module of claim 5 wherein the one or more predetermine... | PHYSIO-CONTROL, INC. | G06F017/00 G06N005/02 G06F019/00 A61B005/00 A61B005/0205 A61B005/0402 A61N001/39 A61B005/021 A61B005/083 A61B005/1455
US10292771 | B2 | 2019-05-21 | Surgical imaging systems | 2014-03-14 | Systems, methods and devices are provided for illuminating tissue with monochromatic or broadband light and imaging light that has been reflected back from the tissue. Imaging may be white-light imaging or hyperspectral imaging. The system can be a stand-alone hyperspectral imaging system, integrated as part of an external video scope, or as an auxiliary imaging module on an external videoscope. Various elements of a video scope that is particularly suited for minimally invasive surgery is first presented and then its configurations suitable for hyperspectral imaging are explained. | 1. A surgical imaging system for imaging a surgical field within an access port during a medical procedure, the system comprising: a surgical access port comprising a port wall and an elongate body having a corridor extending therethrough and configured to couple with anatomy of a patient, the corridor having a diameter selected to accommodate at least one hand operated surgical tool, wherein a distal end of the elongate body is configured such that exposed internal tissue is directly visible through the corridor from an external location, and the port wall comprising a light-diffusing surface texture, whereby reflectance of the port wall is decreasable;an external optical imaging device for externally imaging internal tissue through said surgical access port, said external optical imaging device comprising: a longitudinal housing;an optical imaging assembly provided within said longitudinal housing; andan imaging zoom camera interfaced with said longitudinal housing for detecting images collected by said optical imaging assembly,said external optical imaging device being movable with respect to, and spaced away from, said surgical access port by a working distance to facilitate easy access by a surgeon to a surgical space located between said surgical port and said external optical imaging device,wherein said optical imaging assembly and said imaging zoom camera are configured such that, when said external optical imaging device is positioned external to said surgical access port, a field of view associated with images collected by said imaging zoom camera is approximately equal to the diameter of the corridor of the surgical access port,wherein the imaging zoom camera, operable in response to a processor, is configured to multiplex acquisition of hyperspectral data, white-light images, and video images at different wavelength bands,wherein an illumination beam and a reflected beam, of the external optical imaging device, are collinear in relation to one another, and wherein the illumination beam is steerable by a beam-steering mechanism, whereby illumination is delivered to the bottom of the surgical access port, andwherein a lens assembly, of the external optical imaging device, comprises a length, whereby intrusion to a user's field of view is minimized and access to a surgical space is facilitated. 2. The system according to claim 1 further comprising one or more illumination assemblies supported by said longitudinal housing, wherein an illumination axis associated with each illumination assembly is offset from an imaging axis of said optical imaging assembly. 3. The system according to claim 2 wherein each illumination assembly is longitudinally recessed from a distal end of said longitudinal housing. 4. The system according to claim 2 wherein each illumination assembly is coupled to a remote light source through a light guide. 5. The system according to claim 4 wherein said light guide is a fiber optic bundle. 6. The system according ... | SYNAPTIVE MEDICAL (BARBADOS) INC. | A61B034/20 A61B034/10 A61B001/04 A61B001/06 A61B090/00 A61B001/313 A61B005/02 A61B006/03 A61B006/00 A61B017/00 G01J003/28 G01J003/42 G01J003/02 A61B005/00 A61B090/50 A61B034/30 A61B090/30 A61B005/055
US10292640 | B2 | 2019-05-21 | Evaluation of pain in humans | 2014-12-18 | A method for evaluating pain experienced by a human is disclosed. The method includes applying a first noxious stimulus to a normative site on the human, wherein the first noxious stimulus is applied below a pain threshold of the human and logging a first information associated with the first noxious stimulus. The method further includes applying a second noxious stimulus to a source of the pain in the human, wherein the second noxious stimulus is applied until pain threshold is reached and logging a second information associated with the second noxious stimulus. The method further includes increasing the second noxious stimulus until pain tolerance is reached and logging a third information associated with the second noxious stimulus. The method further includes continuing to apply the second noxious stimulus until the human can no longer tolerate the second noxious stimulus and logging a fourth information associated with the second noxious stimulus. | 1. A method for evaluating pain experienced by a human, the method comprising the steps of: applying a first noxious stimulus to a normative site on the human, said noxious stimulus applied to the human includes moving a portion of the human in a manner to observe range of motion measured to a specific articulation, moving a limb of the human about a joint, or instructing the human to push or pull with force using a portion of the human, said force imparted by the push or pull resulting in a stimulus for evaluation, wherein the first noxious stimulus is performed below a pain threshold of the human; continuously logging on a computer a first information associated with the first noxious stimulus before during and after the first noxious stimulus;applying a second noxious stimulus to a source of the pain in the human, wherein the second noxious stimulus is applied until pain threshold is reached;continuously logging on the computer a second information associated with the second noxious stimulus before during and after the second noxious stimulus;increasing the second noxious stimulus until pain tolerance is reached;continuously logging on the computer a third information associated with the second noxious stimulus before during and after the first noxious stimulus;continuing to apply the second noxious stimulus until the human is no longer able to tolerate the second noxious stimulus; and continuously logging on the computer a fourth information associated with the second noxious stimulus before during and after the second noxious stimulus, each of said noxious stimulus is performed in time patterns including:an initial baseline of approximately one minute;a stimulus to pain threshold held for approximately five seconds;a stimulus to pain tolerance held for approximately five seconds;maintenance of pain tolerance held for approximately five seconds;a rest period of thirty seconds or more;the computer assesses the consistency and inconsistency of the response according to statistical values of variance by averaging each of the first, second, third, and fourth information to an average information record based on the repetition of each individual stimulus; wherein said average record is used by a health care provider to determine the origination of pain from at least one of biological, social, or psychological factors, and wherein the logged information is evaluated to identify an emotional domain associated with pain experience. 2. The method of claim 1, further comprising: withdrawing the second noxious stimulus; and executing all previous steps. 3. The method of claim 2, further comprising: determining whether the pain experienced by the human originates from biological, social or psychological factors, based on the first information, the second information, the third information and the fourth information. 4. The method of claim 1, wherein the first step of performing a first manipulation comprises: performing a first manipulation being a fi... | - | A61B005/00 G06F019/00
US10285657 | B2 | 2019-05-14 | Medical image display processing method, medical image display processing device, and program | 2015-09-24 | A diagnosis support device, which is suitable for comparing different diseases, is provided, along with others. In the diagnosis support device, the input of an MRI brain image of a subject is received, and a shrinkage score, which represents the degree of shrinkage of the brain, is calculated based on the MRI brain image. Subsequently, sites to be compared in the brain are identified. Then, a degree of shrinkage, which represents the degree of shrinkage of each of the identified sites, and a shrinkage ratio, which is the ratio between the degrees of shrinkage of the sites, are calculated, and then compared and displayed. | 1. A diagnosis support device, which comprises: a computer that:receives an MRI image of a brain image of a brain taken by an MRI (Magnetic Resonance Imaging);identifies sites of the brain that are related to multiple diseases from the brain image, calculates a shrinkage score, which represents a degree of shrinkage of the brain,calculates information related to the identified sites from the shrinkage score,calculates the degree of shrinkage, which represents the degree of shrinkage in the identified sites, from the shrinkage score,calculates a shrinkage ratio, which is the ratio between the degrees of shrinkage of each site; andcomparatively displays the information related to the identified sites from the shrinkage score along with overlaying, over the MRI image, a shrinkage score distribution, so that a person can quantitatively determine different diseases based on the overlaid shrinkage score distribution. 2. The diagnosis support device of claim 1, further comprising a comparative display that displays the identified site along with the shrinkage score distribution on the brain image. 3. The diagnosis support device of claim 2, wherein the computer calculates the degree of shrinkage or the shrinkage ratio for each tissue. 4. The diagnosis support device of claim 3, wherein the computer calculates the shrinkage score by comparing the brain image with the brain image of a healthy subject. 5. The diagnosis support device of claim 2, wherein the computer calculates the shrinkage score by comparing the brain image with the brain image of a healthy subject. 6. The diagnosis support device of claim 1, wherein the computer calculates the degree of shrinkage or the shrinkage ratio for each tissue of the brain. 7. The diagnosis support device of claim 6, wherein the computer calculates the shrinkage score by comparing the brain image with the brain image of a healthy subject. 8. The diagnosis support device of claim 1, wherein the computer calculates the shrinkage score by comparing the brain image with the brain image of a healthy subject. 9. A diagnosis support method comprising: receiving an MRI image of a brain image of a brain taken by an MRI (Magnetic Resonance Imaging);identifying sites of a brain that are related to multiple diseases are identified from a brain image,calculating a shrinkage score, which represents a degree of shrinkage of the brain, is calculated,calculating information related to the identified sites from the shrinkage score,calculating the degree of shrinkage, which represents the degree of shrinkage in the identified sites, from the shrinkage score,calculating a shrinkage ratio, which is the ratio between the degrees of shrinkage of each site; andcomparatively displays the information related to the identified sites from the shrinkage score along with overlaying, over the MRI image, a shrinkage score distribution, so that a person can quantitatively determine different diseases based on the overlaid shrinkage score... | DAI NIPPON PRINTING CO., LTD. | A61B006/00 G06F019/00 G06K009/36 G06K009/20 A61B005/055 G16H050/70 G16H050/20
US10282963 | B2 | 2019-05-07 | Remote data monitoring and collection system with multi-tiered analysis | 2016-02-29 | A system collects and stores data from a source at a high resolution and/or a high data rate (“more detailed data”) and sends a low-resolution and/or downsampled version of the data (“less detailed data”) to a remote server via a wireless network. The server automatically analyzes the less detailed data to detect an anomaly, such as an arrhythmia, earthquake or failure of a structural member. A two-tiered analysis scheme is used, where the first tier is less specific than the second tier. If the first tier analysis detects or suspects the anomaly, the server signals the data collector to send more detailed data that corresponds to a time period associated with the anomaly. The more specific second tier analyses the more detailed data to verify the anomaly. The server may also store the received data and make it available to a user, such as via a graphical or tabular display. | 1. A system for remotely monitoring data from a data source, comprising: one or more sensors configured to collect data from the data source;a transceiver assembly communicatively coupled to the one or more sensors, the transceiver assembly including a memory, an application program, and a wireless transceiver, wherein the application program is configured to change at least data collection parameters of the one or more sensors based on instructions from a remotely located analysis unit, the transceiver assembly being configured to: receive a first data set from the one or more sensors, the received first data set being the data collected by the one or more sensors;store the first data set in the memory; andtransmit a second data set at a preset duty cycle, via the wireless transceiver, to the analysis unit, wherein the transmitted second data set is a subset of the received first data set; andtransmit a third data set to the analysis unit in response to a signal sent by the analysis unit when analysis of the second data set indicates an anomaly, wherein the transmitted third data set includes a portion of the first data set stored in the memory. 2. The system of claim 1, wherein the second data set is at least one of (a) lower resolution data than the received first data set, and (b) data at a lower sampling rate than the received first data set. 3. The system of claim 1, further including the analysis unit, wherein the analysis unit is configured to: receive the second data set transmitted by the transceiver assembly;analyze the received second data set for an indication of the anomaly; andif the anomaly is indicated, send the signal to the transceiver assembly. 4. The system of claim 3, wherein the analysis unit is further configured to: receive the third data set; andanalyze the received third data set to verify the indicated anomaly. 5. The system of claim 4, wherein the analysis unit is configured to: analyze the second data set using a first analysis technique; andanalyze the third data set using a second analysis technique; wherein the second analysis technique has a higher specificity for the anomaly than the first analysis technique. 6. The system of claim 3, wherein the analysis unit is configured to: display a user interface configured to accept at least a first user-specified criterion; andanalyze the received second data set for the indication of the anomaly, based on at least a portion of the second data set meeting the first user-specified criterion. 7. A system according to claim 6, wherein the displayed user interface of the analysis unit is further configured to accept a second user-specified criterion, and the analysis unit is configured to analyze the received third data set to verify the indicated anomaly, based on at least a portion of the third data set meeting the second user-specified criterion. 8. The system of claim 1, wherein the application program is further configured to change the preset duty cycle at which... | INFOBIONIC, INC. | G08B021/10 A61B005/00 G06F019/00 A61B005/0205 A61B005/08 A61B005/1455
US10293092 | B2 | 2019-05-21 | Electrolyte and pH monitoring for fluid removal processes | 2015-08-18 | Methods include monitoring indicators of blood pH or blood electrolyte levels during a blood fluid removal session and adjusting concentrations of pH buffers or electrolytes in dialysate or replacement fluid used during the session based on the monitored indicators. Blood fluid removal systems may employ sensors that monitor blood pH or electrolyte levels to adjust the fluid parameters during a blood fluid removal session. | 1. A method carried out by a blood fluid removal device or system, comprising: initiating blood fluid removal procedure for a patient in need thereof, wherein the procedure comprises use of a fluid selected from a dialysate fluid or a replacement fluid, and wherein the fluid has an initial pH buffer composition or electrolyte composition;monitoring an indicator of blood electrolyte concentration or blood pH of the patient during the blood fluid removal session;adjusting the pH buffer composition or the electrolyte composition of the fluid based on a rate of change of the monitored indicator;monitoring the adjustments of pH or electrolyte concentration after adding the replacement fluid to the blood and prior to returning the blood to the patient; andmonitoring an indicator of the dialysate fluid after the dialysate fluid exits a blood fluid removal medium. 2. The method of claim 1, wherein monitoring the indicator comprises monitoring the indicator in blood before passing the blood through the blood fluid removal medium and after passing the blood through the blood fluid removal medium. 3. The method of claim 2, further comprising comparing a value of the indicator monitored before the blood is passed through the medium to a value of the indicator monitored after passing the blood through the medium, wherein adjusting the pH buffer composition or the electrolyte composition comprises adjusting the composition based on the comparison. 4. The method of claim 1, wherein adjusting the composition comprises adding a concentrated electrolyte solution or buffer solution to the fluid. 5. The method of claim 1, further comprising (i) determining whether a value of the monitored indicator crosses a threshold; and (ii) providing an alert if the value of the monitored indicator is determined to cross the threshold. 6. The method of claim 1, wherein monitoring the indicator comprises monitoring the indicator in fluid removed from the blood. 7. The method of claim 6, further comprising determining a blood electrolyte concentration or pH from a value of the monitored indicator of the fluid removed from the blood. 8. The method of claim 6, wherein the fluid for use in the blood fluid removal procedure is dialysate, and wherein monitoring the indicator further comprises monitoring the indicator in the dialysate prior to the dialysate entering the blood fluid removal medium, and wherein the method further comprises comparing a value of the monitored indicator in fluid removed from the blood to a value of the monitored indicator in the dialysate prior to entering the blood fluid removal medium. 9. The method of claim 8, further comprising passing the dialysate through a regeneration medium. 10. The method of claim 9, wherein monitoring the indicator in the dialysate comprises monitoring the indicator in the dialysate downstream of the regeneration medium. 11. The method of claim 9, wherein adjusting the pH buffer composition or the electrolyte composition... | MEDTRONIC, INC. | A61M001/16 A61M001/34 A61M001/36 A61B005/145 A61B005/00 A61B005/026 A61B005/053 B01D065/02 A61M001/00 A61B005/0295 A61M001/14 B01D061/00 B01D061/32 A61M001/28 G06F019/00
US10278649 | B2 | 2019-05-07 | Methods and systems for detecting cancer | 2015-11-24 | A technique for classifying lesions as malignant or benign is disclosed. The technique can include: cooling an area of skin including a lesion of a patient to initiate a warm-up process; receiving a temporal sequence of thermal images of the area of skin representing a thermal recovery of the area of skin, the temporal sequence of thermal images generated by an infrared camera; generating a temporal profile of the thermal recovery based on the temporal sequence of thermal images; analyzing temporal statistical properties of the temporal profile; determining a malignancy probability that the lesion is malignant based on an analysis of the temporal profile, wherein the determining includes extracting one or more statistical features based on continuous-time stochastic signals in the sequence of thermal images; and classifying the lesion based on the malignancy probability. | 1. A method for classifying lesions, comprising: cooling an area of skin comprising a lesion of a patient to initiate a warm-up process of the area of skin to an ambient temperature;receiving a temporal sequence of thermal images of the area of skin representing a thermal recovery of the area of skin, the temporal sequence of thermal images generated by an infrared camera;generating a temporal profile of the thermal recovery based on the temporal sequence of thermal images;analyzing temporal statistical properties of the temporal profile;determining a malignancy probability that the lesion is malignant based on an analysis of the temporal profile, wherein the determining comprises extracting one or more statistical features based on continuous-time stochastic signals in the sequence of thermal images; andclassifying the lesion based on the malignancy probability. 2. The method of claim 1, wherein the continuous-time stochastic signals include at least one multidimensional continuous-time signal, and wherein extracting one or more statistical features further comprises: extracting a boundary of the lesion based on the at least one multidimensional continuous-time signal. 3. The method of claim 1, wherein the one or more statistical features include spatial information of the lesion, and wherein the spatial information of the lesion includes at least one of a symmetry of the lesion, a border of the lesion, one or more colors within the lesion, a number of different colors within the lesion, a diameter of the lesion, or a texture of the lesion. 4. The method of claim 1, further comprising: generating a stochastic parametric description of the warm-up process. 5. The method of claim 1, further comprising: estimating an autocorrelation function for the warm-up process;estimating eigenfunctions and eigenvalues of the autocorrelation function of the warm-up process;extracting Karhunen-Loève coefficients for the warming-up process based on the eigenfunctions; andextracting projections of the warming-up profile onto temporal or spatio-temporal basis functions comprising the eigenfunctions. 6. The method of claim 5, further comprising: modeling parameters of the autocorrelation function for the warm-up process using a multivariate random distribution model. 7. The method of claim 6, wherein determining a malignancy probability further comprises: providing a predetermined number of eigenvalues and eigenfunctions from the autocorrelation function; andforming a likelihood-ratio test. 8. The method of claim 7, wherein the predetermined number of eigenvalues and eigenfunctions is a whole number greater than one. 9. The method of claim 1, wherein the temporal profile includes a plurality of temperature gradients of the lesion. 10. The method of claim 1, wherein classifying the lesion further comprises: classifying the lesion as at least one of a benign type or a malignant type. 11. A system for classifying lesions, comprising: a cooling unit configured... | STC.UNM | G06K009/00 A61B005/00 A61B005/01 G06F019/00 G06T007/62 G06T007/68 G06T007/277 G06T007/13 G06T007/174 G06T007/90 G16H050/20 G06K009/62 G06T007/00 G06T007/40
US10293181 | B2 | 2019-05-21 | Prospective adaptive radiation therapy planning | 2016-01-11 | A therapy planner is configured to construct a therapy plan based on a planning image segmented into segments delineating features of a subject. A predictive plan adaptation module is configured to adjust the segments to represent a foreseeable change in the subject and to invoke the therapy planner to construct a therapy plan corresponding to the foreseeable change. A data storage stores a plurality of therapy plans generated for a subject by the therapy planner and the predictive plan adaptation module based on at least one planning image of the subject. A therapy plan selector is configured to select one of the plurality of therapy plans for use in a therapy session based on a preparatory image acquired preparatory to the therapy session. | 1. A radiation therapy planning device comprising: a computer programmed to implement: a radiation therapy planner configured to construct a radiation therapy plan based on a planning image segmented into segments delineating features of a subject including a tumor to be irradiated by radiation therapy and one or more critical organs whose radiation exposure during the radiation therapy is to be constrained or limited; anda predictive plan adaptation module configured to employ a deformational feature model to adjust the geometry of at least one of the segments to represent a foreseeable change in the subject and to invoke the radiation therapy planner to construct a radiation therapy plan corresponding to the foreseeable change; anda data storage configured to store a plurality of radiation therapy plans generated for a subject by the radiation therapy planner and the predictive plan adaptation module based on the planning image of the subject. 2. The radiation therapy planning device as set forth in claim 1 wherein the computer is further programmed to implement: a radiation therapy plan selector configured to select one of the plurality of radiation therapy plans for use in a radiation therapy session based on subject information acquired after acquisition of the planning image and before commencement of the radiation therapy session. 3. The radiation therapy planning device as set forth in claim 2 wherein the radiation therapy plan selector is configured to select one of the plurality of radiation therapy plans for use in the radiation therapy session based on a preparatory image acquired after acquisition of the planning image and before commencement of the radiation therapy session that is segmented into up-to-date segments delineating up-to-date features of the subject. 4. The radiation therapy planning device as set forth in claim 2 wherein the foreseeable change in the subject includes change in a bladder size and the radiation therapy plan selector is configured to select one of the plurality of radiation therapy plans for use in the radiation therapy session based on a fluid retention measurement of the subject performed after acquisition of the planning image and before commencement of the radiation therapy session. 5. The radiation therapy planning device as set forth in claim 2 wherein the foreseeable change in the subject includes necrosis of the tumor, the predictive plan adaptation module is configured to employ the deformational feature model to adjust the geometry of the tumor to exclude a necrotized portion of the tumor, and the radiation therapy plan selector is configured to select one of the plurality of radiation therapy plans for use in the radiation therapy session based on functional imaging of the subject. 6. The radiation therapy planning device as set forth in claim 1 wherein the foreseeable change in the subject includes translation of one of the one or more critical organs. 7. The radiation therapy planning d... | KONINKLIJKE PHILIPS N.V. | A61N005/10 G16H050/50 G06F019/00 A61B005/055 A61B006/03
US10303426 | B2 | 2019-05-28 | Athletic performance sensing and/or tracking systems and methods | 2017-06-13 | Athletic performance sensing and/or tracking systems include components for measuring or sensing athletic performance data and/or for storing and/or displaying desired information associated with the athletic performance to the user (or others). Such systems can allow users a wide variety of options in creating workouts, selecting and presenting media content during the athletic performance, etc., e.g., to help keep users entertained and motivated. In some instances, user feedback may be used, optionally in combination with objective data relating to a workout, to control features of the workout routine, to control the music or other media content selected and/or presented, and/or to control features of future workout routines and/or the presented media content. | 1. A method comprising: storing, within a memory, a first plurality of motivational songs of a first motivational song library associated with a first device of a first user;communicating with a second device to identify a plurality of motivational song libraries that include at least one of the first plurality of motivational songs;receiving a second plurality of motivational songs from the second device, wherein the second plurality of motivational songs include all of the motivational songs within the plurality of motivational song libraries that are not included in the first motivational song library;filtering, at a processor associated with the first device, the second plurality of motivational songs based on a characteristic;displaying the filtered second plurality of motivational songs on a display associated with the first device; andreceiving an indication that the first user desires to add at least one song from the filtered second plurality of motivational songs to the first motivational song library. 2. The method of claim 1, wherein the communicating with the second device occurs when the first user is nearing a personal best in a particular activity metric. 3. The method of claim 1, wherein the communicating with the second device occurs when the first user has fallen behind a predetermined pace. 4. The method of claim 1, wherein the communicating with the second device occurs when the first user has reached a predetermined distance or location. 5. The method of claim 1, wherein at least one song in the first plurality of motivational songs comprises an ultimate motivational song. 6. The method of claim 1, further comprising: adding the at least one song from the filtered second plurality of motivational songs to the first motivational song library. 7. The method of claim 1, wherein the characteristic comprises at least one of a genre and cadence of each of the second plurality of motivational songs. | NIKE, Inc. | G06F003/16 G06F016/438 G16H020/30 A63B024/00 G06F019/00 A63B071/06 G06Q010/06 G05B015/02 G09B005/02 G09B005/04 A61B005/11 A61B005/00 G06F017/30 G06F016/68 A63B069/00 A63B069/16
US10278585 | B2 | 2019-05-07 | Quantification and analysis of angiography and perfusion | 2013-06-20 | A method to visualize, display, analyze and quantify angiography, perfusion, and the change in angiography and perfusion in real time, is provided. This method captures image data sequences from indocyanine green near infra-red fluorescence imaging used in a variety of surgical procedure applications, where angiography and perfusion are critical for intraoperative decisions. | 1. A method for visualizing blood flow in tissue before and after a surgical intervention, the method comprising: receiving a first image data sequence from indocyanine green near-infrared fluorescence angiography (ICG-NIR-FA) comprising a plurality of fluorescence images of the tissue before the surgical intervention, wherein the first image data sequence encompasses at least one full phase angiography cycle of blood flow through the tissue;deriving a first average intensity v. time curve from the first image data sequence;receiving a second image data sequence from ICG-NIR-FA comprising a plurality of fluorescence images of the tissue after the surgical intervention, wherein the second image data sequence encompasses at least one full phase angiography cycle of blood flow through the tissue;deriving a second average intensity v. time curve from the second image data sequence;synchronizing the first and second average intensity v. time curves based on peak fluorescence intensities to align at least a portion of the full phase angiography cycle of the first image data sequence with the corresponding portion of the full angiography cycle of the second image data sequence;determining, in real time, an amount of perfusion change in the tissue based on the synchronized curves; anddisplaying, in real time, the synchronized average intensity v. time curves and the determined amount of perfusion change on a display. 2. The method of claim 1, wherein the tissue is selected from the group consisting of myocardium during revascularization, breast tissue during reconstruction and bowel tissue during anastomosis. 3. The method of claim 1, wherein the full phase angiography cycle of blood flow comprises an arterial phase, a microvascular phase, and a venous phase. 4. The method of claim 3, wherein synchronizing the first and second image data sequences comprises correlating, between the first and second image data sequences, at least one of the arterial phase, microvascular phase, and venous phase. 5. The method of claim 1, wherein synchronizing the first and second image data sequences comprises calculating a correlation coefficient at each alignment time position and synchronizing the first and second image data based on the largest correlation coefficient. 6. The method of claim 1, wherein the tissue is a blood vessel. 7. The method of claim 6, wherein the vessel is a coronary artery bypass graft. 8. The method of claim 1, wherein determining, in real time, an amount of perfusion change in the tissue based on the synchronized curves comprises comparing relative fluorescence intensity between the synchronized first and second image data sequences. 9. The method of claim 1, wherein determining, in real time, an amount of perfusion change in the tissue based on the synchronized curves comprises estimating a change of baseline fluorescence intensity difference over the synchronized first and second image data sequences, and adjusting the synchronized f... | NOVADAQ TECHNOLOGIES ULC | A61B005/00 A61B005/026 A61B005/0275 A61K049/00
US10278601 | B2 | 2019-05-07 | Method and apparatus for selecting a sensing vector configuration in a medical device | 2014-04-24 | A method and medical device for determining sensing vectors that includes sensing cardiac signals from a plurality of electrodes, the plurality of electrodes forming a plurality of sensing vectors, determining signal differences during a detection window in each of the plurality of sensing vectors, ranking sensing vectors of the plurality of sensing vectors in response to the determined signal differences, and selecting one or more sensing vectors of the plurality of sensing vectors in response to the determined rankings. | 1. A medical device for determining sensing vectors, comprising: a plurality of electrodes configured to sense cardiac electrogram signals of a patient, wherein the plurality of electrodes are configured to form a plurality of sensing vectors, each of the plurality of sensing vectors for sensing a respective one of the cardiac electrogram signals; anda processor configured to: set a detection window in each of the plurality of sensing vectors for each of a plurality of cardiac cycles;determine, for each of the detection windows, one or more signal differences between a sensing threshold and an amplitude of a portion of the respective sensed cardiac electrogram signal occurring within the detection window;rank each of the sensing vectors of the plurality of sensing vectors relative to each other based on a vector selection metric determined based on the signal differences; andselect one or more sensing vectors of the plurality of sensing vectors based on the determined rankings; andtherapeutic signal generation circuitry configured to deliver a therapeutic signal to the patient;wherein the processor is further configured to: sense, via the selected one or more sensing vectors, one or more cardiac electrogram signals indicative of cardiac arrythmia in the patient; andin response to sensing the one or more cardiac electrogram signals indicative of cardiac arrythmia in the patient, control the therapeutic signal generation circuitry to deliver the therapy signal to the patient. 2. The medical device of claim 1, wherein the processor is further configured to determine whether the signal differences have been determined for a threshold number of detection windows for each of the plurality of sensing vectors, and identify sensing vectors of the plurality of sensing vectors having signal differences determined for the threshold number of detection windows, wherein ranking sensing vectors of the plurality of sensing vectors comprises ranking only the identified sensing vectors. 3. The medical device of claim 2, wherein the threshold number of detection windows comprises fifteen detection windows. 4. The medical device of claim 2, wherein the processor is further configured to determine whether the cardiac electrogram signal exceeds the sensing threshold during the detection window, and update the determined number of detection windows for the sensing vector in response to the cardiac electrogram signal being determined to exceed the sensing threshold. 5. The medical device of claim 1, wherein setting the detection window comprises, for each of the plurality of cardiac cycles: sensing an R-wave in response to the cardiac electrogram signal exceeding the sensing threshold;setting the detection window based on the sensed R-wave so that the detection window has a detection window start point at a predetermined distance from the R-wave and has a detection window width extending from the start point to a detection window end point; andwherein the processor ... | Medtronic, Inc. | A61B005/05 A61B005/04 A61B005/0408 A61B005/0464 A61B005/0472 A61N001/00
US10278592 | B2 | 2019-05-07 | Modular sensor platform | 2014-05-23 | Exemplary embodiments for reconfiguring a storage system comprise a modular sensor platform, comprising: a base module comprising, a display, a processor, a memory and a communication interface; a band removably coupled to the base module such that the band is replaceable with different types of bands; and a sensor module that collects data from a user, the sensor module in communication with the base module and removably coupled to the band such that the sensor module is replaceable with different types of sensor modules, the sensor module further comprising a plurality of sensor units that are removably coupled to the sensor module such that individual sensor units are replaceable with different types of sensor units. | 1. A device for measuring data indicative of a physiological activity of a user and being wearable on a body part of the user, the device comprising: a band having an interior surface and a receptacle on the interior surface of the band; anda sensor module, having an interface being removably and interchangeably insertable into the receptacle via the interior surface, and being configurable to be in contact with the body part, wherein the sensor module includes:a modular sensing circuitry; anda plurality of light sources disposed on the interior surface adjacent the modular sensing circuitry, the light sources being configured to emit lights onto the body part, the modular sensing circuitry configured to receive data indicative of a photoplethysmogram (PPG) signal of the user. 2. A device of claim 1, wherein the light sources have different spectral wavelengths. 3. A device of claim 2, wherein the wavelength of one of the light sources is greater than the wavelength of another of the light sources. 4. A device of claim 1, wherein the light sources have different spectral bandwidths. 5. A device of claim 1, wherein the light sources are uniformly distributed with respect to the modular sensing circuitry. 6. A device of claim 1, wherein the light sources are configured to be lit simultaneously. 7. A device of claim 1, wherein the light sources are configured to be individually addressable. 8. A device of claim 1, wherein brightness and duration of the light sources are configured to be individually addressable. 9. A device of claim 1, wherein the light sources include one or more lasers. 10. A device of claim 1, wherein the modular sensing circuitry further includes a color filter configured to measure a predefined wavelength of a signal. 11. A device of claim 1, wherein the modular sensing circuitry further includes a plurality of sensors configured to measure data indicative of one or more of the physiological activities. 12. A device of claim 11, wherein the sensors have different sensor sizes. 13. A device of claim 1, wherein the modular sensing circuitry is replaceable with a different type of modular sensing circuitry. 14. A device of claim 1, wherein the modular sensing circuitry comprises any combination of optical sensor array, a thermometer, a galvanic skin response (GSR) sensor array, a bioimpedance (BioZ) sensor array, and an electrocardiography sensor (ECG) sensor. 15. A device of claim 14, wherein the optical sensor array includes an array of discrete optical sensors, where each discrete optical sensor is a combination of at least one image sensor and at least two matching light sources located adjacent to the image sensor. 16. A device of claim 14, wherein the optical sensor array is arranged on the band so that the optical sensor array straddles a blood vessel. 17. A device of claim 14, wherein the bioimpedance (BioZ) sensor array is arranged on the band to straddle a blood vessel. 18. A device of claim 1, wherein t... | Samsung Electronics Co., Ltd. | A61B005/1455 A61B005/0205 A61B005/00 A61B005/0402 A61B005/11 A61B005/01 A61B005/053 A61B005/021
US10296810 | B2 | 2019-05-21 | Apparatus and method for determining lesion similarity of medical image | 2014-06-12 | Disclosed are an apparatus and a method for determining lesion similarity of a medical image. The apparatus for determining lesion similarity according to one aspect of the present invention may comprise: an image input unit for receiving a reference image comprising a reference lesion area, and a target image comprising a target lesion area; and a similarity determination unit for determining similarity of the reference lesion area and the target lesion area by applying an advantage weight, which increases as getting closer to the center of the reference lesion area, to pixels included in a first area of the reference lesion area, and a penalty weight, which increases as getting farther away from the reference lesion area, to pixels included in a second area of the target lesion area. | 1. A computer program product comprising a non-transitory computer-readable storage medium configured to store a computer readable program comprising instructions configured to, when executed by a computing device, cause the computing device to: receive input of a reference image including a reference lesion area, and a target image including a target lesion area;divide the target lesion area to a first area overlapped with the reference lesion area and a second area not overlapped with the reference lesion area;determine a similarity between the reference lesion area and the target lesion area by at least one of: applying an advantage weighted value to a pixel included in the first area of the target lesion area, the advantage weighted value increasing as the pixel of the first area gets closer to a center of the reference lesion area, orapplying a penalty weighted value to a pixel included in the second area of the target lesion area, the penalty weighted value increasing as the pixel of the second area gets farther from the reference lesion area;modify a lesion segmentation algorithm, that has detected the target lesion area from the target image, based on a result of the similarity determination to improve an accuracy of the lesion segmentation algorithm; andidentify the target lesion area from the target image via the modified lesion segmentation algorithm. 2. The computer program product of claim 1, wherein the reference lesion area is detected by a user, andwherein the target lesion area is detected by a lesion segmentation algorithm. 3. The computer program product of claim 1, wherein the advantage weighted value and the penalty weighted value are increased linearly or exponentially. 4. The computer program product of claim 1, wherein the instructions further cause the computing device to: calculate the shortest distance between each pixel of the reference image and a boundary of the reference lesion area,generate a first distance map representing the advantage weighted value and a second distance map representing the penalty weighted value based on the calculated shortest distance, andcalculate the similarity between the reference lesion area and the target lesion area by using the first distance map and the second distance map. 5. The computer program product of claim 4, wherein the instructions further cause the computing device to: binarize the reference image and the target image. 6. The computer program product of claim 5, wherein the instructions further cause the computing device to: binarize the reference image so that each pixel inside the reference lesion area is binarized to a binary value “1”, and each pixel outside the reference lesion area is binarized to a binary value “0”, andbinarize the target image so that each pixel inside the target lesion area is binarized to a binary value “1”, and each pixel outside the target lesion area is binarized to a binary value “0”. 7. The computer program product of claim 5, wherein... | Samsung Electronics Co., Ltd. | G06K009/00 G06K009/62 A61B005/103 G06T007/00 A61B005/00
US10292623 | B2 | 2019-05-21 | Apparatus and method for determining a respiration volume signal from image data | 2014-03-12 | The present invention relates to apparatus (10) for determining a respiration volume signal from a subject (12), comprising a processing unit (28) for receiving image data (26) detected from a field of view (42) and for determining an alternating signal (S) including vital sign information (R) of the subject (12) from the image data (26), an analysis unit (30) for determining at least one characteristic parameter (A) corresponding to a respiration parameter of the subject (12) on the basis of the alternating signal (S), a calibration unit (32) for determining a calibration value (V1, V2) on the basis of a breathing volume measured during inhale and/or exhale of the subject (12) by means of an airflow or an air volume measurement, and a calculation unit (34) for calculating the respiration volume of the subject (12) on the basis of the calibration value (V1, V2) and the at least one characteristic parameter (A). | 1. An apparatus for measuring respiration volume of a subject, the apparatus comprising: a camera configured to provide image data from a field of view;at least one electronic processor programmed to: receive the image data from the field of view provided by the camera;determine a plurality of alternating signals including vital sign information of the subject from different areas of the field of view from the image data,determine at least one characteristic parameter corresponding to a respiration parameter of the subject on the basis of the plurality of alternating signals,determine, separately from the at least one characteristic parameter, a calibration value on the basis of a breathing volume measured by a spirometer during at least one of an inhale and exhale of the subject by means of an airflow or an air volume measurement,calculate the respiration volume of the subject on the basis of the calibration value and the at least one characteristic parameter wherein the plurality of alternating signals are weighted by a weight factor; andcontrol a display device to continuously display the calculated respiration volume of the subject. 2. The apparatus as claimed in claim 1, wherein the plurality of alternating signals are determined on the basis of movement pattern derived from the image data. 3. The apparatus as claimed in claim 1, wherein the at least one electronic processor is further programmed to: select at least one area in the field of view on the basis of the plurality of alternating signals determined from the field of view. 4. The apparatus as claimed in claim 3, wherein the at least one electronic processor is further programmed to: determine a frequency spectrum or spectral energy distribution of the plurality of alternating signals for selecting the at least one area. 5. The apparatus as claimed in claim 2, wherein the at least one electronic processor is further programmed to: determine the characteristic parameter on the basis of the plurality of alternating signals determined from the selected area. 6. The apparatus as claimed in claim 1, wherein the characteristic parameter is an amplitude of the plurality of alternating signals. 7. The apparatus as claimed in claim 1, wherein the at least one electronic processor is further programmed to: measure the breathing volume of the subject during at least one of the inhale and the exhale cycle. 8. The apparatus as claimed in claim 1, further comprising: a spirometer for measuring the breathing volume. 9. The apparatus as claimed in claim 1, wherein the at least one electronic processor is programmed to correlate the characteristic parameter and the measured breathing volume to determine the calibration value and to calculate the respiration volume. 10. The apparatus as claimed in claim 9, wherein the at least one electronic processor is programmed to measure the breathing volume of the subject during an inhale and an exhale cycle, wherein a maximum inhale volume is correlate... | KONINKLIJKE PHILIPS N.V. | A61B005/091 A61B005/087 A61B005/11 A61B005/113 A61B005/00 A61B005/08
US10285648 | B2 | 2019-05-14 | Multifunctional, electrophysiological diagnostic catheter for treatments in electrocardiology | 2015-03-12 | The multifunctional, electrophysiological diagnostic catheter for electrocardiologic treatments includes a distal end, diagnostic rings, a balloon, a main channel, a manipulation handgrip, functional connection and internal channels. There is an internally-located open central channel, wherein inlet/outlet of an internal channel is located in the distal ring. There is a pumping channel for pumping up and pumping out of the occlusion-stabilizing balloon located after the diagnostic rings. There is a division of a central channel into two branches in the region of the catheter proximal end. | 1. A multifunctional electrophysiological diagnostic catheter for electrocardiology, the catheter comprising: a main tube 2 being flexible in a deployed configuration and having a distal end and a proximal end;a control system 2.3 connected to said distal end so as to bend said distal end;a plurality of diagnostic rings 3 on said main tube, wherein at least one diagnostic ring is a distal diagnostic ring 1 at said distal end of said main tube;a manipulation handgrip 5 on said main tube adjacent said proximal end;a balloon 4 within said main tube between said diagnostic rings and said manipulation handgrip,wherein said balloon is placed after said plurality of said diagnostic rings from said distal end of said main tube, said distal end of said main tube and said plurality of diagnostic rings being in a bent position independent from said balloon, when said balloon is in an inflated configuration,wherein said main tube is comprised of: a central channel B being centered within said main tube and having a central proximal opening at said proximal end and a central distal opening at said distal end, said distal diagnostic ring being positioned at said distal opening;a plurality of electrical wires 8.1 around said central channel; anda pumping channel A being in fluid connection with said balloon, being aligned with said electrical wires, said electrical wires and said pumping channel forming a circle around said central channel, and having a pumping proximal opening at said proximal end and a pumping distal opening connected to said balloon;a first channel 2.1 being connected to said pumping proximal opening and being in fluid connection with said pumping channel; and a second channel 2.2 being in fluid connection with said central channel and connected to said central proximal opening of said central channel,wherein said second channel is in fluid connection with said distal opening at said distal end of said main tube through said central proximal opening, andwherein said distal diagnostic ring is comprised of a central recess 1.1, said distal opening being connected to said central recess, said central recess having smooth round edges 1.2. 2. The multifunctional catheter, according to claim 1, further comprising: a microdevice 6.2 in fluid connection with said central channel through said second channel connected to said central proximal opening at said proximal end. 3. The multifunctional catheter, according to claim 1, further comprising: a pump 6.5 and a compartment 6.6 containing a liquid, said compartment being in fluid connection with said central channel through said second channel connected to said central proximal opening at said proximal end. 4. The multifunctional catheter, according to claim 1, further comprising: a blood pressure measurement device 6.2′ in fluid connection with said central channel through said second channel connected to said central proximal opening at said proximal end. 5. The multifunctional catheter, accordi... | MEDINICE S.A. | A61B005/042 A61B005/00 A61B005/0215 A61B005/15 A61B005/153 A61B034/20 A61M025/00 A61M025/10
US10286179 | B2 | 2019-05-14 | Virtual reality medical application system | 2017-07-11 | Systems and methods are disclosed for monitoring a patient by positioning the patient for a predetermined medical mission; sensing biometric and physical conditions of a patient during the mission, and displaying a multimedia interaction with the patient to keep the patient in a predetermined position to improve efficacy of a medical mission. | 1. A method for maintaining a physical positioning of a patient during a medical procedure comprising: providing a medical procedure apparatus with a medical procedure area for performing the medical procedure;providing a head mounted display configured to detect head movement;providing an array of motion detector sensors configured to detect body movement;providing a virtual reality console system, wherein the virtual reality console system is in communication with the head mounted display, the array of motion detector sensors, and the plurality of biofeedback sensors;positioning the patient in the medical procedure area of the medical procedure apparatus utilized to perform the medical procedure;positioning the head mounted display on the patient;configuring the array of motion detector sensors to detect body movement of the patient;receiving a real-time physical position data corresponding to a real-time physical position of a patient utilizing the head mounted display to detect head movement and the array of motion detector sensors to detect body movement;guiding the patient into a reference position in the medical procedure area for the medical procedure;establishing a physical position data range for the real-time physical position data;rendering a patient specific virtual environment by the virtual reality console system;displaying the patient specific virtual environment to the patient through the head mounted display;displaying the real-time physical position data as an avatar in the virtual environment representative of the real-time physical position data of the patient; andperforming the medical procedure when the real-time physical position data is within the physical position data range, wherein the patient may adjust the real-time physical position, by referencing the movements of the avatar in the virtual environment, to manipulate the real-time physical position data to be within the physical position data range. 2. The method for maintaining a physical positioning of a patient during a medical procedure of claim 1, further comprising: receiving a real-time biometric data corresponding to a real-time biometric measurements of the patient; andestablishing a biometric data range for the real-time biometric data. 3. The method for maintaining a physical positioning of a patient during a medical procedure of claim 2, further comprising: displaying the virtual biometric data in the virtual environment representative of the real-time biometric data of the patient; andperforming the medical procedure when the real-time biometric data is within the biometric data range, wherein the patient may adjust the real-time biometric measurements, by referencing the virtual biometric data in the virtual environment, to manipulate the real-time biometric data to be within the biometric data range. 4. The method for maintaining a physical positioning of a patient during a medical procedure of claim 3, further comprising: alerting the patient when... | VIRTUAL REALITY MEDICAL APPLICATIONS, INC | A61B001/00 A61M021/00 A61B005/055 A61B005/107 A61B005/11 A61B005/00 A61B006/03 A61N005/10 G06T019/00 A61B006/00 G06F019/00 G16H040/63 A61B005/05 A61B005/021 A61B005/024 A61B005/0402 A61B005/0476 A61B005/0205 A61B006/04 A61B005/1171
US10278589 | B2 | 2019-05-07 | Playback mode in an optoacoustic imaging system | 2017-07-27 | An optoacoustic imaging system includes a handheld probe and a computing subsystem. The probe includes an ultrasound transducer array, the array being capable of receiving an acoustic return signal. The system further includes a light source capable of generating pulses of light and delivering the pulses to the handheld probe. The computing subsystem generates images from the acoustic return signal, and the subsystem is configured to store raw data frames in a buffer. Upon actuation of a playback mode via the user input device, the computing subsystem is caused to switch from a live mode wherein images from the acoustic return signal are displayed substantially in real time to the playback mode wherein images are generated from the frames stored in the buffer. One or more parameters affecting processing of the frames into an output image displayed upon the display can be enabled during the playback mode such that the output image varies from an image generated from the frame when the system is not in the playback mode. In this manner, the user can play back an area of interest using alternative filters that highlight different physiological features of the region of interest, alternative modes of display, and other alternative parameters. | 1. An optoacoustic imaging system for imaging tissue comprising: a computing subsystem configured to generate images from an acoustic return signal received from the tissue and to process and store a plurality of frames in a buffer, each frame of the plurality of frames comprising data including a sinogram and an ultrasound image, wherein the computing subsystem operates: i) in a live mode in which images generated from the acoustic return signal are displayed in real time on a display associated with the optoacoustic imaging system, and ii) in a playback mode in which at least one image is generated from at least one of the plurality of frames and displayed on the display,wherein the computing subsystem is further configured such that when a first parameter is enabled, the computing subsystem processes the plurality of frames during playback mode into an output image that varies from an image generated when the computing subsystem is not in playback mode,wherein, when the first parameter is enabled, the output image displayed in playback mode is generated using interframe persistent artifact reduction processing, andwherein each of the plurality of frames is grouped into groups, each group including one or more prior frames and one or more future frames of the same total light-energy. 2. The optoacoustic imaging system as set forth in claim 1, wherein the first parameter activates a filter. 3. The optoacoustic imaging system as set forth in claim 1, wherein the first parameter tunes a filter. 4. The optoacoustic imaging system as set forth in claim 1, wherein the first parameter comprises a region-of-interest depth parameter. 5. The optoacoustic imaging system as set forth in claim 1, wherein the first parameter causes a different reconstruction algorithm to be used to produce the output image than that which was used to produce a live output image. 6. The optoacoustic imaging system as set forth in claim 1, wherein the first parameter activates a filter tuned to highlight different physiological features than that which was used to produce a live output image. 7. The optoacoustic imaging system as set forth in claim 1, wherein the computing subsystem is controlled by a user input device associated with the optoacoustic imaging system, the user input device comprising a pause button. 8. The optoacoustic imaging system as set forth in claim 1, wherein the computing subsystem is controlled by a user input device associated with the optoacoustic imaging system, the user input device comprising an x-seconds-back button. 9. The optoacoustic imaging system as set forth in claim 1, wherein the playback mode comprises a six-image display mode. 10. A method of recording and playing back data associated with the operation of an optoacoustic imaging system, the method comprising: generating images from an acoustic return signal received from tissue imaged by the optoacoustic imaging system;processing and storing a plurality of frames in a buffer, ... | SENO MEDICAL INSTRUMENTS, INC. | G06K009/00 A61B005/00 A61B008/00
US10297341 | B2 | 2019-05-21 | Viscoelastic modeling of blood vessels | 2013-09-12 | A method for modeling a blood vessel includes: (a) modeling a first segment of the blood vessel based on medical imaging data acquired from a subject; (b) computing a first modeling parameter at an interior point of the first segment; and (c) computing a second modeling parameter at a boundary point of the first segment using a viscoelastic wall model. Systems for modeling a blood vessel are described. | 1. A computer-implemented method for modeling a blood vessel, the method comprising: modeling, by a processor, a first segment and a second segment of the blood vessel based on medical imaging data acquired from a patient;computing, by the processor, a first modeling parameter at an interior point of the first segment;computing, by the processor iteratively with the computing of the first modeling parameters at the interior point, a second modeling parameter at a boundary point of the first segment, the second modeling parameter being a function of a viscoelastic wall model defined by a value for a viscoelastic term modeling viscoelastic behavior of a wall of the blood vessel and a value for an elastic term modeling elastic behavior of the wall of the blood vessel, the computing of the second modeling parameter comprising sequentially solving for the viscoelastic term and elastic term in an operator-splitting scheme;coupling, by the processor, a first domain of the first segment of the blood vessel to a second domain of the second segment of the blood vessel using the viscoelastic wall model at the first domain and at the second domain, wherein the first domain comprises the boundary point and the second domain comprises a second boundary point of the second segment; andgenerating an image representing the patient, a value of the first modeling parameter, and a value of the second modeling parameter, the image having modulation or alphanumeric text of the values of the first and second modeling parameters, the values of the first and second modeling parameters responsive to the coupling,wherein the first modeling parameter comprises a patient-specific parameter indicative of the patient's anatomy, physiology, or hemodynamics of the first segment. 2. The computer-implemented method of claim 1 wherein a model obtained by the modeling of the first segment comprises a zero-dimensional model, a one-dimensional model, a three-dimensional model, or a combination thereof. 3. The computer-implemented method of claim 1 wherein a model obtained by the modeling of the first segment comprises a one-dimensional model. 4. The computer-implemented method of claim 1 wherein the medical imaging data is selected from the group consisting of magnetic resonance data, computed tomography data, positron emission tomography data, single photon emission tomography data, ultrasound data, angiographic data, x-ray data, and combinations thereof. 5. The computer-implemented method of claim 1 wherein the computing, by the processor, of the first modeling parameter at the interior point of the first segment uses the viscoelastic wall model. 6. The computer-implemented method of claim 5 further comprising implementing, by the processor, the operator-splitting scheme the elastic term is solved sequentially prior to the viscoelastic term. 7. The computer-implemented method of claim 6 wherein the first modeling parameter is selected from the group consisting of a cross-secti... | Siemens Healthcare GmbH | G06F019/00 A61B034/10 G16H050/50 G06T007/12 A61B005/026 A61B006/00 A61B005/00 G16B005/00
US10279183 | B2 | 2019-05-07 | Systems and methods for detecting intrathecal penetration | 2016-04-27 | Systems and methods for detecting intrathecal penetration are disclosed. A method in accordance with one embodiment includes detecting a value corresponding to an impedance of an electrical circuit that in turn includes an electrical contact located within the patient, and patient tissue adjacent to the electrical contact. The method further includes comparing the detected value to a predetermined criterion, and, if the detected value meets the predetermined criterion, identifying penetration of the patient's dura based at least in part on the detected value. | 1. A computer-readable medium for use with a patient, having instructions that, when executed: receive information corresponding to an impedance measured between two electrical contacts, carried by a signal delivery device, and intervening patient tissue adjacent to the electrical contacts;compare the information to a predetermined criterion;if the information meets the predetermined criterion, provide an indication that the patient's dura has been penetrated; andif the information does not meet the predetermined criterion, cause a pulse generator to generate a neural modulation signal to be delivered to the patient via the signal delivery device. 2. The computer-readable medium of claim 1 wherein the indication is a first indication, and wherein the instructions, when executed: provide a second indication, indicating that the patient's dura has not been penetrated, in response to the information not meeting the predetermined criterion. 3. The computer-readable medium of claim 1 wherein the neural modulation signal has a frequency of from about 3 kHz to about 50 kHz. 4. The computer-readable medium of claim 1 wherein the predetermined criterion includes a reference impedance of about 50 ohms or less. 5. The computer-readable medium of claim 1 wherein the predetermined criterion includes a reference impedance of about 200 ohms or less. 6. The computer-readable medium of claim 1 wherein the indication includes an indication presented at a display device. 7. The computer-readable medium of claim 1 wherein the indication includes an aural indication. 8. A computer-readable medium for use with a patient, having instructions that, when executed: receive information corresponding to an impedance determined between electrical contacts carried by a signal delivery device, and intervening patient tissue adjacent to the electrical contacts; andif the information meets a predetermined criterion, provide an indication that the patient's dura has been penetrated; orif the information does not meet the predetermined criterion, cause a neural modulation signal to be delivered to the patient via the signal delivery device. 9. The computer-readable medium of claim 8 wherein the neural modulation signal has a frequency of from about 3 kHz to about 50 kHz. 10. The computer-readable medium of claim 8 wherein the signal delivery device is coupleable to a pulse generator, wherein the indication is a first indication, and wherein the instructions, when executed, provide a second indication, indicating that the patient's dura has been penetrated, in response to the information not meeting the predetermined criterion. 11. The computer-readable medium of claim 8 wherein the predetermined criterion includes a reference impedance of about 50 ohms or less. 12. The computer-readable medium of claim 8 wherein the predetermined criterion includes a reference impedance of about 200 ohms or less. 13. A computer-readable medium for use with a patient, having instruction... | Nevro Corp. | A61N001/05 A61N001/08 A61N001/36 A61B005/053
US10286254 | B2 | 2019-05-14 | Assessment and enhancement of reaction based joint stabilization capabilities | 2018-04-24 | Interactive system provides training and assessments relating to joint stabilization capabilities and reaction-based performance for diverse populations. This system may enhance the subject's ability to generate and deliver power as a direct byproduct of properly timed decelerations originating with the effectors and supported by the verticality of the spine. Said decelerations also provide functional means for improving joint stabilization capabilities via improved co-contraction of the shoulder(s) joints and other anatomical locations on the subject. The resulting data may serve as the basis for predictive analytics relating to joint stabilization and the associated risk of orthopedic injuries. This system may also train/improve the dampening of internal forces resulting from aggressive weight bearing movements, and more effectively dissipate the force of received physical impacts. | 1. A method of conducting a neuromechanical assessment on a subject, said method comprising: prompting the subject to engage in a simulation of a reaction-based activity;wherein during said reaction-based activity, directing the subject to engage in locking down, wherein locking down includes a synergistic contraction of a muscle group and a forceful deceleration at a completion of a technique:tracking movement of the subject while the subject is engaged in said simulation;gathering data representing a whole body positional movement of the subject that includes an array of anatomical points of the subject wherein said data includes a deceleration constellation of the subject engaged in said simulation wherein said deceleration constellation is a spatial and a temporal relationship between said array of anatomical points;evaluating said data including at least said spatial relationship between two or more points of said array of anatomical points obtained in said gathering step; anddisplaying on a screen a visual representation of the subject engaged in said simulation of the reaction-based activity. 2. The method of claim 1 wherein said neuromechanical assessment includes a concussion assessment of the subject. 3. The method of claim 1 wherein said gathering step includes gathering data that represents a magnitude and timing of accelerations and decelerations of said array of anatomical points of the subject; and further comprising comparing said accelerations and decelerations of said array of anatomical points of the subject with a baseline assessment or an ideal template, said baseline assessment includes data representative of a previously gathered profile of the subject and said ideal template includes data representative of a proper reaction-based activity. 4. The method of claim 3 wherein said baseline assessment of the subject includes values representing braking and propulsion forces; and further comprising at least one of comparing a reaction time of said subject with said baseline assessment, and comparing a reaction acceleration with said baseline assessment. 5. The method of claim 1 wherein said array of anatomical points are representative of at least one effector of the subject. 6. The method of claim 5, wherein said gathering step includes data representing an upper body movement and a lower body movement of said subject during said simulation; wherein said evaluating step includes identifying at least one movement signature performed by the subject; andfurther comprising comparing said at least one movement signature performed by the subject with a baseline assessment or an ideal template. 7. The method of claim 5 wherein said evaluating step includes identifying a difference from a movement signature performed by the subject to identify a heightened risk of injury or an existing performance deficit wherein said movement signature is a defined reaction-based movement of the subject including at least one of a step, walk, ru... | - | A63B024/00 A61B005/11 G09B009/00 A61B005/00 A63B069/00 A63B069/34 A63B071/00 A63B022/00
US10285581 | B2 | 2019-05-14 | Ophthalmologic information processing apparatus and ophthalmologic information processing method | 2016-12-01 | An ophthalmologic information processing apparatus for performing follow-up of a subject eye based on plural pieces of OCT data obtained at different dates includes: a processor; and memory storing computer readable instructions, when executed by the processor, causing the ophthalmologic information processing apparatus to execute: a first acquisition process of acquiring plural pieces of layer thickness information regarding a fundus, the plural pieces of layer thickness information being a processing result of the plural pieces of OCT data of the subject eye; a matching process of matching the pieces of layer thickness information based on the plural pieces of OCT data to each other in consideration of a difference in acquisition condition among the pieces of OCT data; and a display control process of displaying results of the matching of the pieces of layer thickness information on a monitor. | 1. An ophthalmologic information processing apparatus for performing follow-up of a subject eye based on plural pieces of optical coherence tomography, hereafter OCT, data obtained at different dates, the ophthalmologic information processing apparatus comprising: a processor; andmemory storing computer readable instructions, when executed by the processor, causing the ophthalmologic information processing apparatus to execute:a first acquisition process of acquiring plural pieces of layer thickness information regarding a fundus, the plural pieces of layer thickness information being a processing result of the plural pieces of OCT data of the subject eye;a matching process of matching the pieces of layer thickness information based on the plural pieces of OCT data to each other in consideration of a difference in acquisition condition among the pieces of OCT data;a display control process of displaying results of the matching of the pieces of layer thickness information, which is performed by the matching process, on a monitor;wherein the plural pieces of OCT data includes first OCT data acquired by spectral domain OCT, hereafter SD-OCT, and second OCT data acquired by swept source OCT, hereafter SS-OCT;wherein the plural pieces of layer thickness information include first layer thickness information based on the first OCT data and second layer thickness information based on the second OCT data;wherein the matching process matches the first layer thickness information and the second layer thickness information to each other in consideration of a difference in sensitivity of an OCT signal with respect to a depth direction between the SD-OCT and the SS-OCT; andwherein the matching process corrects thickness with respect to one of the first layer thickness information and the second layer thickness information. 2. The ophthalmologic information processing apparatus according to claim 1, wherein the first acquisition process acquires layer thickness information regarding each layer of the fundus, andthe matching process individually match at least layer thickness information regarding an inner layer of a retina and layer thickness information regarding an outer layer of the retina. 3. The ophthalmologic information processing apparatus according to claim 1, wherein the matching process matches the plural pieces of layer thickness information to each other for each layer constituting the fundus. 4. The ophthalmologic information processing apparatus according to claim 1, wherein the matching process matches the plural pieces of layer thickness information to each other for each depth of the fundus. 5. The ophthalmologic information processing apparatus according to claim 1, wherein the computer readable instructions causes the ophthalmologic information processing apparatus to execute:a second acquisition process of acquiring normal eye layer thickness information which is layer thickness information regarding a normal eye from a normal eye datab... | NIDEK CO., LTD. | G06K009/00 A61B003/00 G06T007/50 A61B003/10 A61B003/12 A61B005/00 G06K009/52 G06K009/62 G06T007/00 A61B005/107 G06K009/20
US10292639 | B2 | 2019-05-21 | Information processing device and information processing method | 2015-12-16 | There is provided an information processing device including: a sleep environment controlling unit configured to, when exerting control of, on the basis of a result of forecast of a transition of a depth of sleep of a user at least in a period from a first time to a second time, a sleeping environment of the user such that the depth of sleep at the second time falls below a first depth-of-sleep threshold value estimated as an upper limit of a first depth-of-sleep region in which the user is likely to awake, decide a temporal pattern of the control in the period from the first time to the second time in accordance with a temporal pattern of the transition. | 1. An information processing device, comprising: a sleep environment controlling unit configured to, when exerting control of, based on a result of forecast of a transition of a depth of sleep of a user at least in a period from a first time to a second time, a sleeping environment of the user such that the depth of sleep at the second time falls below a first depth-of-sleep threshold value estimated as an upper limit of a first depth-of-sleep region in which the user is likely to awake, decide a temporal pattern of the control in the period from the first time to the second time in accordance with a temporal pattern of the transition. 2. The information processing device according to claim 1, wherein the temporal pattern of the transition includes a cyclical variation of the depth of sleep across a second depth-of-sleep threshold value estimated as a lower limit of a second depth-of-sleep region in which the user is unlikely to awake, andthe temporal pattern of the control includes exerting control of the sleeping environment in a distributed manner among a plurality of times at which the depth of sleep is forecast to exceed the second depth-of-sleep threshold value. 3. The information processing device according to claim 2, wherein the temporal pattern of the control includes an equal distribution of the control of the sleeping environment among the plurality of times. 4. The information processing device according to claim 2, wherein the temporal pattern of the control includes distribution of the control of the sleeping environment in a larger ratio to a time closer to the first time among the plurality of times. 5. The information processing device according to claim 2, wherein the control of the sleeping environment produces a delay in the transition of the depth of sleep. 6. The information processing device according to claim 2, wherein the second depth-of-sleep threshold value is estimated based on whether the user awakes when the control of the sleeping environment is exerted for the user. 7. The information processing device according to claim 2, wherein the second depth-of-sleep threshold value is a value estimated for another user similar to the user. 8. The information processing device according to claim 1, wherein: the temporal pattern of the transition includes a cyclical variation of the depth of sleep,the temporal pattern of the control includes control of the sleeping environment continuously from the first time to the second time, andthe control of the sleeping environment produces a change in varying cycle of the depth of sleep. 9. The information processing device according to claim 1, wherein the first depth-of-sleep threshold value is estimated based on feedback from the user acquired after the user awakes. 10. The information processing device according to claim 1, wherein the first depth-of-sleep threshold value is a value estimated for another user similar to the user. 11. The information processing device ac... | SONY CORPORATION | G08B013/24 A61B005/00 A61M021/00 A61B005/16 G06K009/62 G16H050/00 A61B005/0205
US10285614 | B2 | 2019-05-14 | Implantable cardiac system having an R-spike amplifier | 2017-07-06 | An implantable cardiac system that includes an implantable cardiac pacemaker or leadless pacemaker (iLP) and a second device such as a subcutaneous implantable cardioverter-defibrillator (S-ICD). The pacemaker includes an R-spike amplifier that amplifies stimulated ventricle excitations or R-waves to increase R-wave to T-wave signal to noise ratio and to improve indirect detection of ventricular rhythm classification by the S-ICD. The S-ICD includes an electrode line for defibrillation, a sensing unit and a stimulation detection unit. The S-ICD records a subcutaneous electrocardiogram between shock electrode poles and provides potentially life-saving therapy based thereon. The system significantly increases the specificity and sensitivity of an S-ICD in combination with an implanted cardiac pacemaker or iLP having an R-spike amplifier. | 1. An implantable cardiac system having an R-spike amplifier comprising: an implantable cardiac pacemaker comprising: an electrode;an electrical signal processor coupled with the electrode, wherein the electrical signal processor is configured to detect a ventricle excitation that is either a sensed ventricular excitation or a stimulated ventricular excitation of a heart; andan R-spike amplifier coupled with the electrical signal processor, wherein the R-spike amplifier is configured to amplify the ventricle excitation to create an amplified R-wave or R-spike and output the amplified R-wave and increase an R-wave to T-wave signal to noise ratio associated with the heart. 2. The system according to claim 1, wherein the amplified R-wave is shorter in time duration than the ventricle excitation or longer in the time duration than the ventricle excitation. 3. The system according to claim 1, wherein the amplified R-wave that is output ends before an initial increase in a subsequent T-wave. 4. The system according to claim 1, wherein the implantable cardiac pacemaker is further configured to record a subcutaneous electrocardiogram (ECG) as a time course of electrical activity of the heart, wherein the R-spike amplifier is configured to amplify the ventricle excitation during a fraction of time of the time course of the electrical activity of the heart before a subsequent T-wave and output the amplified R-wave. 5. The system according to claim 1, wherein the implantable cardiac pacemaker is a leadless cardiac pacemaker (iLP) configured to be implanted in a ventricle of the heart. 6. The system according to claim 1, wherein the implantable cardiac pacemaker is further configured to deliver a sub-threshold stimulation pulse after the ventricle excitation is sensed. 7. The system according to claim 1, wherein the implantable cardiac pacemaker is further configured to: deliver a stimulation pulse after the ventricle excitation is sensed based on a heart rate of the heart, such that: when the heart rate is below a first predefined threshold value, the stimulation pulse is delivered as a supra-threshold stimulation pulse; andwhen the heart rate is above a second predefined threshold value, the stimulation pulse is delivered as a sub-threshold stimulation pulse; andinhibit delivery of the stimulation pulses after the ventricle excitation is sensed based on the heart rate of the heart, such that: when the heart rate lies above the first predefined threshold value and below the second predefined threshold value, the stimulation pulse is not delivered. 8. The system according to claim 1, wherein the implantable cardiac pacemaker further comprises a stimulation electrode and a stimulation unit coupled to the stimulation electrode. 9. The system according to claim 8, wherein the implantable cardiac pacemaker further comprises: a sensing unit coupled to the electrode; anda control unit coupled to the sensing unit, the stimulation electrode and the electrode... | BIOTRONIK SE & Co. KG | A61B005/04 A61B005/0456 A61N001/375 A61N001/365 A61N001/39 A61N001/372
US10279581 | B2 | 2019-05-07 | Footwear with traction elements | 2015-06-16 | The invention relates to articles of footwear having traction elements, and systems and methods for manufacturing same. An example shoe includes an upper and a sole plate, the sole plate including a lower surface adapted for ground contact having a first sole portion including first traction elements, the first traction elements having a distal end and a side wall with extensions extending from a central core, and a second sole portion including second traction elements, the second traction elements having at least one geometrical feature differing in one or more aspects from a corresponding geometrical feature of the first traction elements. | 1. A sole plate for an article of footwear comprising: a lower surface adapted for ground contact, the lower surface comprising: a first sole portion comprising a plurality of first traction elements, the first traction elements comprising a distal end and a side wall comprising three tapered extensions extending from a central core; anda second sole portion comprising three second traction elements arranged in a substantially triangular pattern proximate a first metatarsal region of a foot of a wearer of the article of footwear, the second traction elements having at least one geometrical feature differing in at least one aspect from a corresponding geometrical feature of the first traction elements, wherein the second sole portion extends from a medial side edge of the sole plate to a central region of the sole plate proximate a forefoot region of the lower surface, and wherein the second sole portion further comprises a plurality of third traction elements, the third traction element being smaller than and substantially surrounding the second traction elements, and wherein the third traction elements are disposed substantially solely in the second sole portion. 2. The sole plate of claim 1, wherein an orientation of at least one first traction element in a first region of the first sole portion is different from an orientation of at least one first traction element in a second region of the first sole portion. 3. The sole plate of claim 1, wherein the second traction elements comprise a distal end and a side wall comprising a substantially hexagonal cross-section. 4. The sole plate of claim 1, wherein the second traction elements comprise a distal end and a side wall comprising at least one of a substantially circular cross-section, a substantially oval cross-section, and a substantially polygonal cross-section, the polygonal cross-section comprising at least one of a triangular, a square, a rectangular, a pentagonal, and a hexagonal polygon. 5. The sole plate of claim 1, wherein the three second traction elements arranged in the substantially triangular pattern have substantially the same height. 6. The sole plate of claim 1, wherein the second sole portion further comprises a fourth second traction element positioned in a medial forefoot region of the foot of the wearer of the article of footwear. 7. The sole plate of claim 1, wherein the second sole portion extends from the medial side edge to the central region over a maximum of between approximately 50% to approximately 80% of the width of the sole plate. 8. The sole plate of claim 1, wherein the second sole portion comprises: a first edge proximate a medial edge of the sole plate;a second edge extending from the medial edge of the sole plate to a central region of the sole plate; anda third edge extending from the medial edge of the sole plate to the central region of the sole plate, wherein the second edge and the third edge converge and meet in the central region of the sole pla... | New Balance Athletics, Inc. | A43C015/00 A43B013/26 B33Y080/00 A43B005/02 A43B005/06 A43B013/18 A43B013/22 A43C013/04 A43D001/02 A61B005/103 A61B005/00 A61B005/107 G06F017/50 B29C044/08 A61B005/11
US10299727 | B2 | 2019-05-28 | Coronary sinus inspiration catheter | 2016-08-17 | The present invention provides a coronary sinus inspiration catheter comprising a catheter head section and an extension tube, which are hollow tubular structures, the catheter head section and a distal section of the extension tube are substantially arc-shaped, the catheter head section comprises an arc section and a bend section, and its length is about 4-10 cm, the distal end is small (3-6 F) and the tube diameter of the catheter head section increase gradually toward the proximal end (6-12 F), the catheter head section is bent at a 15-45° angle at the position which has a distance of 0.5-1.5 cm from the distal end, the bend section is a straight or slightly arc-shaped structure. The catheter head section is provided with an end hole and a plurality of side holes, and is equidistantly provided with radiopaque markers from the distal end to the proximal end. | 1. A coronary sinus inspiration catheter, wherein the coronary sinus inspiration catheter comprises a catheter head section and an extension tube, wherein the catheter head section and the extension tube are hollow tubular structures, the catheter head section and a distal section of the extension tube are substantially arc-shaped, the catheter head section comprises a proximal end and a distal end, the extension tube extends from the proximal end of the catheter head section and a diameter of the extension tube is consistent, the catheter head section comprises an arc section and a bend section, the arc section is disposed at the proximal end of the catheter head section and is arc-shaped, the bend section is disposed at the distal end of the catheter head section, the bend section is a straight or slightly arc-shaped structure; the bend section is connected to the arc section, and the bend section extends toward the center of an arc of the arc section; the catheter head section is provided with a flow communication hole, the diameter of the catheter head section decreases gradually from the proximal end to the distal end, the flow communication hole comprises an end hole and a plurality of side holes, the end hole is positioned at the end surface of the distal end of the catheter head section, the side holes are disposed on the wall of the catheter head section, a sum of the areas of the end hole and the side holes is larger than a cross-sectional area of the proximal end of the catheter head section, and less than 1.5 times of the cross-sectional area of the proximal end of the catheter head section. 2. The coronary sinus inspiration catheter of claim 1, wherein the diameter of the proximal end of the catheter head section is 6-12 F, and the diameter of the distal end of the catheter head section is 3-6 F. 3. The coronary sinus inspiration catheter of claim 1, wherein the catheter head section has a total length of 4-10 cm, the bend section has the length of 0.5-1.5 cm, the arc section has the length of 3.5-6.5 cm. 4. The coronary sinus inspiration catheter of claim 1, wherein the arc section in a free state has a radius of curvature of 50-120 mm. 5. The coronary sinus inspiration catheter of claim 1, wherein a connection position between the bend section and the arc section is a bend point, a tangential at the bend point of the arc section and the bend section form an angle of 15°-45°. 6. The coronary sinus inspiration catheter of claim 1, wherein the catheter head section is equidistantly provided with radiopaque markers from the distal end to the proximal end. 7. The coronary sinus inspiration catheter of claim 6, wherein the radiopaque markers are disposed on the wall of the catheter head section in an annular strip manner, a distance between centers of two radiopaque markers is 1 cm; the radiopaque marker has a width of 0.5-2 mm. 8. The coronary sinus inspiration catheter of claim 1, wherein the coronary sinus inspiration catheter ... | - | A61B005/00 A61B005/15 A61M025/00 A61M025/01
US10278594 | B2 | 2019-05-07 | Pressure sensing guidewire systems with reduced pressure offsets | 2015-05-21 | Medical devices and methods for making and using medical devices are disclosed. An example medical device may include a medical device for measuring blood pressure. The medical device may include an elongated shaft having a proximal region and a distal region. An optical fiber may extend along the proximal region. An optical pressure sensor may be coupled to the optical fiber. The medical device may also include a tubular member having a proximal end disposed adjacent to the optical pressure sensor and a distal portion extending along the distal region of the shaft. | 1. A guidewire for determining fractional flow reserve, the guidewire comprising: an elongated shaft having a proximal region and a distal region;wherein the shaft has a constant outer diameter;wherein the shaft includes a housing region having an enlarged inner diameter relative to other regions of the shaft;wherein the distal region has one or more slits formed therein;an optical pressure sensor disposed within the housing region of the shaft and positioned at least 30 centimeters from a distal end of the shaft;an optical fiber attached to the optical pressure sensor;a tubular member having a proximal end sealed to the optical pressure sensor and a distal portion extending along the distal region of the shaft, the tubular member being axially-aligned with the optical fiber;wherein an outer surface of the tubular member is radially spaced from an inner surface of the distal region of the shaft; andwherein the distal region includes at least one opening formed therein that is designed to allow for fluid communication between an exterior of the shaft and a distal end of the tubular member. | BOSTON SCIENTIFIC SCIMED, INC. | A61B005/02 A61B005/0215 A61M025/09 A61B005/00 A61B005/026 A61M025/00
US10292593 | B2 | 2019-05-21 | Imaging device and method for optoacoustic imaging of small animals | 2010-07-23 | An imaging device configured for optoacoustic imaging of an object, including an illumination device including optical components arranged to illuminate the object, a detector device comprising an array of detector elements arranged in a tank and arranged to detect acoustic signals created in the object, and a container device including a tank arranged to accommodate the detector device, the object and a matching transmission medium, a holding device adapted to position and move the object relative to the illumination device and the detector device, wherein the optical components are arranged in the tank to illuminate the object from different directions. | 1. An imaging device configured for optoacoustic imaging of an object, comprising: an illumination device comprising optical components and a laser source, the laser source being configured to illuminate the object via the optical components from different directions, so that an illumination pattern is formed upon the object, the optical components comprising optical fibers;a detector device comprising an array of detector elements configured to detect acoustic signals created in the object in response to illuminating the object, wherein the shape of the array of detector elements is an arc having a center of curvature, the center of curvature lying within the object during imaging of the object, and wherein the detector elements are disposed such that they are focused into a predetermined 2D detection plane through which the object is imaged upon use of the imaging device;a container device accommodating the optical components, the detector device, and a matching transmission medium;a motor; anda membrane and a frame-shaped holding element to which the membrane is attached, the membrane forming a bag configured to support the object from below and configured to immerse the object in the matching transmission medium, whereby the membrane separates the object and the matching transmission medium from each other such that the object has no direct contact with the matching transmission medium, the frame-shaped holding element being supported by a guide rail located in the container device, the frame-shaped holding element including a plurality of wheels configured to run on the guide rail, the motor configured to move the frame-shaped holding element relative to the container device, the illumination device, and the detector device along a path of translation movement, the path of translation movement being perpendicular to the predetermined 2D detection plane, wherein output ends of the optical fibers are facing to the object and surrounding the membrane and the object, and wherein the arc-shaped array of detector elements partially surrounds the object and the membrane while the membrane with the object is moved relative to the illumination device and the array of detector elements along the path of translation movement. 2. The imaging device according to claim 1, wherein the detector elements comprise at least one of piezoelectric film detector elements and film detector elements adapted for interferometric signal recording. 3. The imaging device according to claim 1, wherein the illumination pattern formed upon the object is a ring type pattern. 4. The imaging device according to claim 1, wherein the optical fibers comprise a fiber bundle having multiple arms arranged at equally spaced angles adding up to 360 degrees. 5. The imaging device according to claim 1, wherein the membrane is acoustically and optically matched to illuminate the object and detect the acoustic signals. 6. The imaging device according to claim 1, wherein the laser sou... | Helmholtz Zentrum München Deutsches Forschungszentrum für Gesundheit und Umwelt (GmbH) | A61B005/00 A61B006/00 A61B008/13 G01N021/17 G01N021/39
US10285653 | B2 | 2019-05-14 | Magnetic resonance imaging apparatus | 2015-09-29 | In one embodiment, a magnetic resonance imaging apparatus configured to sequentially execute plural imaging sequences includes: processing circuitry configured to calculate a predicted value of Long MR Examination specific absorbed energy which is an accumulated SAR (Specific Absorption Ratio) value over the plural imaging sequences; and a display configured to display information on the predicted value with respect to a predetermined safety reference value of the Long MR Examination specific absorbed energy. | 1. A magnetic resonance imaging (MRI) system comprising: at least one MRI gantry configured to execute a patient examination including consecutive execution of combined plural MRI sequences, which MRI sequences each include application of radio frequency (RF) energy to the examined patient and which consecutive executions of combined MRI sequences can be interrupted and later resumed to complete an examination;at least one programmed processor coupled to at least one memory circuit and display device, said at least one processor being coupled to consecutively acquire from the at least one MRI gantry and store in memory an actual measured value of specific absorption energy (SAE) applied to a patient during an examination based on measured RF power applied to the patient as each consecutive sequence is executed;said at least one programmed processor being configured to:upon interruption and resumption of combined plural MRI sequences on a same patient, read from memory an SAE value which existed when examination of this particular patient was interrupted,calculate a relationship between a predetermined upper limit of SAE and the SAE read out from memory for this particular patient, anddisplay the calculated relationship on the display device. 2. The MRI system according to claim 1, wherein said at least on MRI gantry includes an SAE measurement circuit and the at least one programmed processor is configured to receive the actual measured SAE value from the SAE measurement circuit. 3. The MRI system according to claim 1 wherein the at least one programmed processor is configured to acquire read the SAE value from an external memory circuit. 4. The MRI system according to claim 1 wherein the at least one programmed processor is configured to store the actual measured value of SAE in association with identification information of the patient being examined. 5. The MRI system according to claim 1 wherein the at lest one programmed processor is configured to read out a previously stored actual measured value of SAE after an examination is interrupted. 6. The MRI system according to claim 1 wherein the at least one programmed processor is configured to calculate a ratio of a read out SAE value to the predetermined upper limit of SAE, and cause the relationship to be displayed with different colors or different gray-scales. 7. The MRI system according to claim 1 wherein, when an examination for a first patient is interrupted, an examination for a different second patient is conducted before the examination for the first patient is resumed. 8. The MRI system according to claim 1 wherein the at least one programmed processor is configured to calculate the relationship between the predetermined upper SAE limit and the SAE read out from memory after the examination is resumed. 9. A magnetic resonance imaging (MRI) system comprising: at least one MRI gantry configured to execute a patient examination including consecutive execution of combined plural ... | TOSHIBA MEDICAL SYSTEMS CORPORATION | A61B005/00 A61B005/055 G01R033/28 G01R033/54
US10293208 | B2 | 2019-05-21 | Wearable USB device assembly | 2017-06-21 | Tracking and monitoring athletic activity offers individuals with additional motivation to continue such behavior. An individual may track his or her athletic activity by utilizing a wearable device assembly configured to monitor various aspects of athletic performance. In some embodiments, the wearable device assembly may comprise a USB-type device having athletic functionality and configured to transmit to and/or receive data from an external computing device. | 1. An athletic performance monitoring system, comprising: a portable electronic device including a first connector that transmits data to and receives data from an external computing device;a piece of athletic equipment comprising a securing element that removably receives the first connector;a first ancillary member comprising a second connector that mates with the first connector;wherein the portable electronic device includes a first sensor that detects a first type of athletic activity data relating to an athletic performance of a user, and wherein the first ancillary member includes at least a second sensor that detects a second type of athletic activity data relating to the athletic performance of the user; anda display device that displays information associated with the athletic performance during the athletic performance using at least one of the first type of athletic activity data or the second type of athletic activity data. 2. The athletic performance monitoring system of claim 1, further comprising: a second ancillary member comprising a third connector that mates with the first connector, wherein the second ancillary member includes a third sensor that detects a third type of athletic activity data relating to the athletic performance of the user. 3. The athletic performance monitoring system of claim 1, further comprising: a second ancillary member comprising a third connector that mates with the first connector, wherein the second ancillary member includes a rechargeable power source that provides a power supply to at least one of the first ancillary member and the portable electronic device. 4. The athletic performance monitoring system of claim 1, further comprising: a data transmission system engaged with the portable electronic device, wherein the data transmission system transmits data from the portable electronic device for receipt by the display device, wherein the data transmitted includes the first type of athletic activity data. 5. A method comprising: receiving, by a portable electronic device, a first set of athletic performance data including a first activity metric associated with a first athletic performance of a user;determining that a first ancillary member is physically engaged with the portable electronic device to produce a first device assembly that provides a second set of athletic performance data including a second activity metric associated with the first athletic performance of the user;generating, by the portable electronic device, athletic activity data indicating a second athletic performance of the user; andwirelessly transmitting by the portable electronic device the athletic activity data to the first ancillary member. 6. The method of claim 5, further comprising: determining the first ancillary member is physically engaged with the portable electronic device in a first orientation; andin response to determining the first ancillary member is physically engaged with the portable electronic devi... | NIKE, Inc. | A63B024/00 G06F013/38 H04Q009/00 G06K009/00 A61B005/103 A61B005/00
US10286282 | B2 | 2019-05-14 | Swing diagnosis method, recording medium, swing diagnosis apparatus, and swing diagnosis system | 2016-07-15 | A swing diagnosis method includes a procedure of performing diagnosis of a plurality of items including a first item regarding at least one of a backswing and a downswing, and a second item regarding impact on the basis of data regarding a swing, and a procedure of outputting diagnosis information on the basis of the plurality of items. | 1. A swing diagnosis method comprising: performing diagnosis of a swing of an object based on analyzing a plurality of items, the plurality of items including: (i) at least one of a backswing and a downswing of the swing of the object, and (ii) an impact of the swing, the impact being determined based on a relationship between an incidence angle of a head of the object and an inclination of the head of the object at an impact position along a swing plane of the swing; andoutputting diagnosis information based on the performed diagnosis. 2. The swing diagnosis method according to claim 1, further comprising: outputting information regarding a practice method of the swing based on the diagnosis information. 3. The swing diagnosis method according to claim 2, further comprising: calculating levels of the plurality of items based on the relationship between the incidence angle of the head of the object and the inclination of the head of the object at the impact position along the swing plane of the swing; andpreferentially outputting the information regarding the practice method associated with one item of the plurality of items having the calculated level that is lower than the calculated levels of the remaining plurality of items. 4. The swing diagnosis method according to claim 3, further comprising: assigning a priority level to each of the plurality of items; andoutputting the information regarding the practice method for an item of the plurality of items with a highest assigned priority among the plurality of items having the calculated level that is lower than the calculated levels of at least some of the plurality of items. 5. The swing diagnosis method according to claim 1, wherein the plurality of items includes an item indicating a relationship between a position of the head of the object at a first timing during the backswing with respect to at least one virtual plane, and a position of the head of the object at a second timing during the downswing with respect to the virtual plane. 6. The swing diagnosis method according to claim 5, wherein the at least one virtual plane includes: a first virtual plane that is specified based on a first axis along a target hit ball direction, and a second axis along a longitudinal direction of the object before starting the backswing; anda second virtual plane that forms a first angle with the first virtual plane. 7. The swing diagnosis method according to claim 1, wherein the plurality of items includes an item regarding an efficiency of the swing. 8. The swing diagnosis method according to claim 7, wherein the item regarding the efficiency indicates a relationship between a deceleration amount and a deceleration period of a handle of the object in the downswing. 9. The swing diagnosis method according to claim 1, wherein the plurality of items includes an item regarding a speed of the head of the object at impact. 10. The swing diagnosis method according to claim 1, wherein the plurality of it... | SEIKO EPSON CORPORATION | A63B069/36 G09B019/00 A61B005/00 A61B005/11 G06F019/00 H04M001/725 G06K009/00
US10285707 | B2 | 2019-05-14 | Enhanced efficacy lung volume reduction devices, methods, and systems | 2015-10-01 | A lung volume reduction system is disclosed comprising an implantable device adapted to be delivered to a lung airway of a patient in a delivery configuration and to change to a deployed configuration to bend the lung airway. The invention also discloses a method of bending a lung airway of a patient comprising inserting a device into the airway in a delivery configuration and bending the device into a deployed configuration, thereby bending the airway. | 1. A method for treating a lung of a patient, the lung including an airway system comprising a first airway and a second airway, the method comprising: evaluating a pretreatment localized density of the lung and/or a pretreatment density distribution map of the lung prior to applying a treatment procedure to the lung of the patient;compressing a first portion of the lung during the treatment procedure with a first implantable coil deployed within the first airway so as to generate an increased tension in an uncompressed portion of the lung while permitting airflow in opposing directions past the first implantable coil, the first implantable coil having a distal end, a proximal end, and an elongate body extending between the distal end and the proximal end; the first implantable coil being deployed from a constrained delivery configuration to an unconstrained delivery configuration so that the first portion of the lung is laterally compressed between the proximal end and the distal end in the unconstrained delivery configuration;subsequent to the compression of the first portion of the lung with the first implantable coil, evaluating, using an imaging device, a resulting localized density of the lung and/or a resulting density distribution map of the lung to measure an effectiveness of the treatment procedure; andif the measured effectiveness of the treatment procedure is less than an improvement threshold for the treatment procedure, continuing the treatment procedure by compressing a second portion of the lung with a second implantable coil deployed within the second airway of the lung. 2. The method of claim 1, further comprising, subsequent to the compression of the second portion of the lung, continuing the treatment procedure by deploying one or more additional implantable coils within the lung and until the effectiveness of the treatment procedure, as evaluated via the imaging device, is equal to or exceeds the improvement threshold for the treatment procedure. 3. The method of claim 1, further comprising imaging a diaphragm of the patient and evaluating a shape, curvature, orientation, and/or position of the diaphragm of the patient. 4. The method of claim 1, wherein the first implantable coil is configured to increase a gas filling resistance in the first airway. 5. The method of claim 1, wherein the evaluation of the resulting localized density of the lung and/or the resulting density distribution map of the lung comprises imaging the lung using computed tomography (CT) imaging. 6. The method of claim 1, further comprising: monitoring, via the imaging device, the effectiveness of the treatment procedure during the compression of the first portion of the lung. 7. The method of claim 1, further comprising measuring a change in a volume of the lung during the compression of the first portion of the lung to evaluate the effectiveness of the treatment procedure. 8. The method of claim 1, further comprising measuring a change of lung pr... | PneumRx, Inc. | A61B017/12 A61M016/04 A61B017/24 A61B005/087 A61B005/091 A61B005/145 A61B005/00 A61B006/03 A61B090/00 A61M016/08 A61B017/128 A61B017/00 A61B034/10
US10293182 | B2 | 2019-05-21 | Systems and methods for adaptive replanning based on multi-modality imaging | 2018-06-25 | Systems and methods directed to adaptive radiotherapy planning are provided. In some aspects, provided system and method include producing synthetic images from magnetic resonance data using relaxometry maps. The method includes applying corrections to the data and generating relaxometry maps therefrom. In other aspects, a method for adapting a radiotherapy plan is provided. The method includes determining an objective function based on dose gradients from an initial dose distribution, and generating an optimized plan based on updated images, using aperture morphing and gradient maintenance algorithms without need for organ-at-risk contouring. In yet other aspects, a method for obtaining 4D MR imaging using a temporal reshuffling of data acquired during normal breathing, a method for deformable image registration using a sequentially applied semi-physical model regularization method for multimodality images, and a method to generate 4D plans using an aperture morphing algorithm based on 4D CT or 4D MR imaging are provided. | 1. A method for adapting a radiotherapy treatment plan, the method comprising: providing an initial radiotherapy plan to be adapted according to an updated image set, the initial radiotherapy plan having a radiation dose distribution;determining a plurality of dose gradients using the radiation dose distribution;defining an optimization objective using the dose gradients;receiving the updated image set;generating, using the updated image set, an updated set of contours representative of an updated target volume;forming a set of partial rings using the updated set of contours, the set of partial rings arranged about the updated set of contours representative of the updated target volume;performing a plan optimization using the optimization objective and the set of partial rings; andgenerating a report representative of an adapted radiotherapy plan obtained using the plan optimization. 2. The method of claim 1, wherein the plurality of dose gradients define a radiation dose variation from at least one target structure toward each of a plurality of non-target structures. 3. The method of claim 1, wherein the updated image set is a multi-modality image set comprising at least one of a magnetic resonance image set, a computed tomography image set, an ultrasound image set, a positron emission tomography image set, and a synthetic image set. 4. The method of claim 1, wherein the method further comprises combining at least one of a magnetic resonance image set, a computed tomography image set, an ultrasound image set, a positron emission tomography image set, and a synthetic image set to create the updated image set, using a deformable image registration. 5. The method of claim 4, wherein the deformable image registration includes a parameterized b-spline deformation model using a bending energy limited diffeomorphism (BELD) regularization technique. 6. The method of claim 4, wherein the deformable image registration includes a symmetric force Demons technique whereby a Gaussian smoothing kernel is adaptively adjusted according to a threshold. 7. The method of claim 1 wherein the set of partial rings includes partial concentric rings centered about the updated set of contours representative of the updated target volume and directed towards a plurality of objects at risk. 8. The method of claim 7, the method further comprising determining a plurality of points along a dose volume histogram of the set of partial rings, the plurality of points used to generate an objective function. 9. The method of claim 8, the method further comprising modifying the objective function according to the optimization objective to achieve a plurality of target dose gradients from a surface of the updated target volume in relation to each of the plurality of objects at risk. 10. The method of claim 1, wherein the method further comprises determining the initial radiotherapy plan using an offline optimization process, wherein the offline optimization process uses an ac... | The Medical College of Wisconsin, Inc. | G06K009/00 A61N005/10 A61B005/055 A61B005/00 G06K009/52 G06K009/62 G06T011/00 G06T007/11 A61B006/03 A61B006/00 A61B008/00 A61B008/08