## Sheet1
公告(開)號 | KindCode | 公告(開)日 | 名稱 | 申請日 | 摘要 | 申請範圍 | 專利權人 | IPC
US10416031 | B2 | 2019-09-17 | Pressure sensing device | 2015-09-25 | A pressure sensing mat may include: a first substrate; a second substrate disposed opposite to the first substrate; a first electrode layer disposed on a side of the first substrate that faces the second substrate, the first electrode layer comprising a plurality of first electrode patterns; a second electrode layer disposed on a side of the second substrate that faces the first substrate, the second electrode layer comprising a plurality of second electrode patterns; and a spacer layer disposed between the first substrate and the second substrate and comprising a plurality of holes such that the first electrode patterns are configured to contact the second electrode patterns through the holes. | 1. A pressure sensing mat comprising: a first substrate;a second substrate disposed opposite to the first substrate;a first electrode layer disposed on a side of the first substrate that faces the second substrate, the first electrode layer comprising a plurality of first electrode patterns;a second electrode layer disposed on a side of the second substrate that faces the first substrate, the second electrode layer comprising a plurality of second electrode patterns; anda spacer layer disposed between the first substrate and the second substrate and comprising a plurality of hole patterns such that the first electrode patterns are configured to contact the second electrode patterns through the plurality of hole patterns,wherein each of the hole patterns comprises a plurality of holes and is disposed to coincide with a corresponding portion of the first electrode patterns, andwherein the plurality of holes in a first hole pattern of the plurality of hole patterns comprise a larger hole size and a smaller number of holes than the plurality of holes in a second hole pattern of the plurality of hole patterns. 2. The pressure sensing mat according to claim 1, wherein the first substrate and the second substrate are flexible. 3. The pressure sensing mat according to claim 1, wherein the spacer layer is flexible, deformable, and made from an insulating material. 4. The pressure sensing mat according to claim 1, wherein the first hole pattern and the second hole pattern have different hole sizes in relation to a relative amount of pressure to be exerted by a corresponding body portion of a user in contact with the pressure sensing mat. 5. The pressure sensing mat according to claim 1, wherein: each of the first substrate and the second substrate comprises a plurality of grounding areas and a plurality of conducting areas;each of the first electrode patterns and the second electrode patterns comprises a plurality of grounding electrodes and a plurality of conducting electrodes; andthe grounding electrodes are disposed in the grounding areas and the conducting electrodes are disposed in the conducting areas. 6. The pressure sensing mat according to claim 1, wherein: each of the first substrate and the second substrate comprises a plurality of openings within the substrate,the plurality of openings are defined by an outline pattern separate from the first electrode layer and the second electrode layer, andthe plurality of openings are configured to reduce audible noise of user movement. 7. The pressure sensing mat according to claim 1, wherein: at least one positioning index is disposed on the first substrate;at least one positioning index is disposed on the second substrate;at least one positioning hole is disposed on the spacer layer; andthe at least one positioning index on the first substrate and the at least one positioning index on the second substrate are configured to align with the at least one positioning hole on the spacer layer and connect... | MedicusTek, Inc. | G01L001/16 A61B005/00 A61B005/103 A61G007/05 A61B005/11 A61B005/0205 A61B005/113
US10398342 | B2 | 2019-09-03 | Impedance matching transformer for coupling ultra wideband (UWB) radar transceiver to a human body | 2017-04-28 | Ultra wideband patient monitoring systems, and particularly baby monitoring systems, adapted to prevent reflective loss between the antenna and the patient's body. The devices, systems and methods described herein may be used to efficiently couple UWB energy to a patient for patient monitoring. In particular, described herein are impedance transformer pads, mats and the like, upon which a patient may comfortably lie while being monitored via one or more UWB sensors (e.g., antenna); the impedance transformer pads help match the impedance and prevent reflective loss of UWB energy. Also described herein are bassinets, including NICU bassinets and baby monitors. | 1. A method of monitoring a human using an electromagnetic energy radar system including an impedance transformer pad of a vehicle seat, the method comprising: positioning the human adjacent to the impedance transformer pad having a plurality of adjacent planar layers wherein at least two layers of the plurality of adjacent planar layers have a different dielectric, and wherein the thickness of each layer of the plurality of adjacent planar layers is approximately one quarter or one half of the wavelength of the center frequency of the bandwidth in the dielectric of that layer;emitting a signal from an antenna beneath the impedance transformer pad, wherein the signal passes from the antenna, through an impedance transformer region of the impedance transformer pad and into the human, further wherein the impedance transformer region is arranged so that the dielectric constants of the adjacent planar layers increase towards the human and are between about 5 and about 20,wherein the impedance transformer pad reduces the impedance mismatch between the antenna and the human to reduce reflective loss of energy from the signal;receiving a reflected signal from the human using the antenna, wherein the reflected signal is based on the signal emitted from the antenna; andanalyzing, with the electromagnetic energy radar system, the reflected signal to monitor the human. 2. The method of claim 1, wherein emitting the signal comprises passing the signal through the impedance transformer region wherein the impedance transformer region has a single homogenous planar layer having a dielectric that is a geometric mean of the dielectric of the antenna and the dielectric of the human. 3. The method of claim 1, wherein emitting the signal comprises passing the signal through the impedance transformer region wherein the impedance transformer region has a thickness between about 0.4 cm and about 7 cm. 4. The method of claim 1, wherein emitting comprises emitting the signal from the antenna to the human through the impedance transformer region without passing through the air. 5. The method of claim 1 wherein the electromagnetic energy radar system comprises an ultra wideband (UWB) radar system, the signal comprises a UWB signal, and the antenna comprises a UWB antenna. 6. The method of claim 1 wherein the human comprises a child. 7. A vehicle seat for monitoring a human using an ultra wideband (UWB) radar system comprising: a seating structure;a UWB antenna;an impedance transformer pad coupled to the UWB antenna, the impedance transformer pad having a plurality of adjacent planar layers wherein at least two layers of the plurality of adjacent planar layers have a different dielectric, wherein the impedance transformer pad is configured to be received by the seating structure, wherein the impedance transformer pad is configured for emitting a UWB signal from the UWB antenna, wherein the signal passes from the antenna, through an impedance transformer region of the ... | Lifewave Biomedical, Inc. | A61B005/00 A61B005/05 H01Q005/25 G01S013/02 G01S013/88 G01S007/28 G01S013/42 A61B005/0205
US10405801 | B2 | 2019-09-10 | Display panel having health monitoring function, manufacture method thereof and display device | 2015-09-29 | A display panel having health monitoring function, including a first substrate; a second substrate; and a monitoring unit. The monitoring unit is configured to monitor a change in human physiological information and is disposed on the first substrate or the second substrate through a patterning process. Such display panel having health monitoring function solves the technical problem that existing display panels having health monitoring function are poor in level of integration with incompact structures. | 1. A display panel having health monitoring function, comprising: a first substrate;a second substrate; anda monitoring unit, disposed on the first substrate and configured to monitor a change in human physiological informationwherein the monitoring unit includes a photodiode, the photodiode is disposed at a monochrome sub-pixel location, the photodiode is disposed on the first substrate, the first substrate includes a thin film transistor (TFT); and at the monochrome sub-pixel location, the first substrate further includes two electrodes disposed at both sides of the photodiode respectively, the electrodes disposed at both sides of the photodiode are a first transparent electrode and a second transparent electrode, wherein the first transparent electrode and the second transparent electrode are working electrodes of the photodiode, and the first transparent electrode is electrically connected to a drain electrode of the TFT and is a pixel electrode of the display panel. 2. The display panel of claim 1, wherein the photodiode is disposed at a green sub-pixel location. 3. The display panel of claim 2, wherein the photodiode includes a n-type silicon pattern layer, a p-type silicon pattern layer, and an intrinsic silicon pattern layer disposed between the n-type silicon pattern layer and the p-type silicon pattern layer. 4. The display panel of claim 1, wherein first transparent electrode is disposed closer to the drain electrode as compared with the second transparent electrode. 5. The display panel of claim 4, wherein the second transparent electrode is disposed above the first transparent electrode. 6. The display panel of claim 1, wherein the photodiode includes a n-type silicon pattern layer, a p-type silicon pattern layer, and an intrinsic silicon pattern layer disposed between the n-type silicon pattern layer and the p-type silicon pattern layer. 7. The display panel of claim 1, wherein the TFT is a low temperature polycrystalline silicon (LTPS) TFT or a metal oxide TFT. 8. The display panel of claim 1, further including a sensing unit, the sensing unit is configured to sense a location touched by a human body contacted with the display panel. 9. The display panel of claim 8, wherein the sensing unit is a touch-control unit or a photodiode. 10. A display device, including the display panel of any one of claim 1. 11. The display device of claim 10, wherein the display device further includes a computing unit and a controlling unit; wherein the computing unit is configured to compute a heart rate value from electrical signal output by the photodiode;the controlling unit is configured to control a driving circuit to display the heart rate value on the display panel. 12. A manufacture method of the display panel having health monitoring function according to claim 1, comprising a step of providing a monitoring unit on the first substrate or the second substrate through a patterning process. 13. The manufacture method of claim 12, whe... | BOE TECHNOLOGY GROUP CO., LTD. ORDOS YUANSHENG OPTOELECTRONICS CO., LTD. | A61B005/00 H01L027/144 A61B005/024 G06F003/041 H01L027/12 G06F003/042 A61B005/1455
US10420496 | B2 | 2019-09-24 | Method of and system for stabilization of sensors | 2016-12-01 | A blood glucose sensing system includes a sensor and a sensor electronics device. The sensor includes a plurality of electrodes. The sensor electronics device includes stabilization circuitry. The stabilization circuitry causes a first voltage to be applied to one of the electrodes for a first timeframe and causes a second voltage to be applied to one of the electrodes for a second timeframe. The stabilization circuitry repeats the application of the first voltage and the second voltage to continue the anodic-cathodic cycle. The sensor electronics device may include a power supply, a regulator, and a voltage application device, where the voltage application device receives a regulated voltage from the regulator, applies a first voltage to an electrode for the first timeframe, and applies a second voltage to an electrode for the second timeframe. | 1. A method of stabilizing a glucose sensor having a plurality of electrodes for measuring a patient's glucose level, the method comprising:(a) applying a voltage to one of the plurality of electrodes for a first predetermined time period, said voltage having a magnitude of 0.535 volts, 0.7 volts, or 1.07 volts; (b) waiting a second predetermined time period with no voltage application; (c) repeating, for one or more iterations, a cycle of performing step (a) followed by step (b) until a measured electrical characteristic of the sensor meets a predetermined criterion which indicates sensor stabilization, wherein said electrical characteristic is a current, and where the magnitude of the voltage applied in each subsequent iteration is either the same as that of the immediately preceding iteration or is one of the two voltage magnitudes not used in the immediately preceding iteration; and (d) measuring the patient's glucose level with the electrodes. 2. The method of claim 1, wherein the voltage has a negative value. 3. The method of claim 1, wherein the voltage is a voltage waveform selected from the group consisting of a ramp waveform, a sinusoidal waveform, a stepped waveform, and a squarewave waveform. 4. The method of claim 1, wherein said first and second predetermined time periods have different durations. 5. The method of claim 1, wherein said criterion is a lower threshold value. 6. The method of claim 1, wherein said criterion is an upper threshold value. 7. The method of claim 1, wherein said criterion is met if the electrical characteristic remains stable over a predefined timeframe. 8. A method of stabilizing a glucose sensor having a plurality of electrodes for measuring a patents glucose level, the method comprising:(a) applying a voltage to one of the plurality of electrodes for a first predetermined time period, said voltage having a magnitude of 0.535 volts, 0.7 volts, or 1.07 volts; (b) waiting a second predetermined time period with no voltage application; (c) repeating, for one or more iterations, a cycle of performing step (a) followed by step (b) until a measured electrical characteristic of the sensor meets a predetermined criterion which indicates sensor stabilization, wherein said electrical characteristic is a resistance, and where the magnitude of the voltage applied in each subsequent iteration is either the same as that of the immediately preceding iteration or is one of the two voltage magnitudes not used in the immediately preceding iteration; and (d) measuring the patient's glucose level with the electrodes. 9. The method of claim 8, wherein the voltage has a negative value. 10. The method of claim 8, wherein the voltage is a voltage waveform selected from the group consisting of a ramp waveform, a sinusoidal waveform, a stepped waveform, and a squarewave waveform. 11. The method of claim 8, wherein said first and second predetermined time periods have different durations. 12. The method of claim 8, where... | MEDTRONIC MINIMED, INC. | A61B005/00 A61B005/1495 G01N027/327 A61B005/145 A61B005/1486 A61M005/172
US10420679 | B2 | 2019-09-24 | Heated mist earache and infection treatment device | 2017-04-21 | The system of the preferred embodiments is an ear treatment device including: an electrical power supply; an electric heater coupled in electronic communication to the electrical power supply; a spray nozzle coupled to a fluid passageway; a fluid reservoir coupled to the opposite end of the fluid passageway from the spray nozzle; at least one of I) a pump, II) an ultrasonic mist generator, and III) a vapor generator designed to cause the fluid from the reservoir to flow through the fluid passageway and out of the spray nozzle; wherein the electric heater is adapted to heat the fluid in at least one of A) the reservoir, B) the fluid passageway, and C) the spray nozzle; wherein the nozzle is adapted to spray the fluid into the ear canal of a user. Preferably the ear treatment device of the preferred embodiments is designed to treat earaches in a user, and possibly to assist in the promotion of drainage of fluid from a user's middle ear and in some cases to treat ear infections. The system of the preferred embodiments may, however, be used for any suitable purpose. | 1. An ear treatment device comprising: an electrical power supply;an electric heater coupled in electronic communication to the electrical power supply;a spray nozzle coupled to a first end of a fluid passageway;a fluid reservoir coupled to a second end of the fluid passageway opposite the first end of the fluid passageway;a mist generating subunit comprising at least one of a pump, an ultrasonic mist generator, and a vapor generator configured to cause a fluid from the fluid reservoir to flow through the second end of the fluid passageway and out of the spray nozzle at the first end of the fluid passageway;a rotatable attachment coupled to the first end of the fluid passageway, the rotatable attachment comprising two convergent heads, wherein one of the two convergent heads comprises the spray nozzle, and a second of the two convergent heads comprises a camera, and wherein the rotatable attachment is configured to rotate to change an angle of one or more of the two convergent heads and to allow alternating use of the spray nozzle and the camera in the ear canal of the user; wherein the camera mounted in one of the two convergent heads is disposed at the first end of the fluid passageway, wherein the camera is configured to view into the ear canal of the user; anda user interface coupled in electrical communication to the electric heater and configured to allow the user to adjust settings relating to the user's condition, wherein the user interface comprises a display screen, wherein the display screen of the user interface is further configured to display pictures taken by the camera;wherein the electric heater is configured to heat the fluid in at least one of the reservoir, the fluid passageway, and the spray nozzle; and wherein the spray nozzle is configured to spray the fluid into an ear canal of a user to achieve at least one of pain relief caused by an earache, drainage of accumulated fluid in the user's middle ear, and treatment for pain, swelling, and infection due to an ear infection. 2. The ear treatment device of claim 1, further comprising: a temperature controller coupled in electrical communication to the electric heater, wherein the temperature controller is configured to vary an electrical power delivered from the electrical power supply to the electric heater; andwherein the user interface is further coupled in electrical communication to the temperature controller and configured to allow the user to vary a heat output of the electric heater. 3. The ear treatment device of claim 2, further comprising a timer coupled in electrical communication to at least the electrical power supply, wherein the timer is configured to time at least one of an amount of time that the mist generating subunit is operated, an amount of time the user operates the ear treatment device during an application, and a treatment session time that the user operates the ear treatment device, wherein the treatment session includes multiple applications with p... | - | A61F011/00 A61M011/00 A61B090/00 A61M011/06 A61M003/02 A61B001/227 A61N005/06 G06F019/00 A61B005/03 A61B005/00 A61B005/12
US10413196 | B2 | 2019-09-17 | Device for reporting heart failure status | 2016-06-09 | An embodiment of a device for reporting a heart failure status of a patient comprises: a parameter acquisition module configured to acquire at least one trended heart failure parameter; a predetermined event acquisition module configured to acquire at least one predetermined event corresponding to the at least one trended heart failure parameter, wherein each of the at least one predetermined event represents an event condition where a predetermined event definition is satisfied; an alert acquisition module configured to acquire at least one heart failure status alert associated with the at least one predetermined event, wherein each of the at least one alert represents an alert condition where a predetermined alert definition is satisfied; and an output communication module configured to communicate the at least one heart failure status alert. | 1. A system for reporting a heart failure status of a patient, the system including processing circuitry configured to operate on computer-readable instructions to perform a computer-executable process, the process comprising: acquiring one or more trended heart failure parameters;detecting one or more predetermined events corresponding to the one or more trended heart failure parameters;generating one or more heart failure status alerts corresponding to the one or more predetermined events;communicating the one or more heart failure status alerts, wherein the one or more trended heart failure parameters includes at least one of the group consisting of: trended respiration rate, trended respiration tidal volume, trended activity, trended posture, trended dyspnea, trended heart rate, trended tidal volume to respiration rate parameter, trended heart rate to minute ventilation parameter, trended heart rate to work rate parameter, ventilatory response to work rate parameter, trended percent AF, trended body weight, trended LV end diastolic pressure, trended orthopnea, trended peripheral edema, trended pulmonary edema, trended heart sounds, and trended thoracic impedance;classifying one or more of the trended heart failure parameters as relevant to the one or more heart failure status alerts; anddisplaying, in a display area, the one or more identified relevant trended heart failure parameters with a characterization of relevance. 2. The system of claim 1, wherein the computer-executable process further comprises: detecting the one or more predetermined events using the one or more trended heart failure parameters; andgenerating the one or more heart failure status alerts based on the one or more predetermined events. 3. The system of claim 1 further comprising a display having a display area, wherein the computer-executable process further comprises: communicating at least one of a trended heart failure parameter, a predetermined event, or a heart failure status alert in a manner suitable for use in determining the heart failure status of the patient; anddisplaying the communicated heart failure parameter, predetermined event, or heart failure status alert in the display area. 4. The system of claim 1, wherein communicating the one or more heart failure status alerts further comprises: automatically displaying a report, automatically triggering an alarm, automatically sending an e-mail, automatically sending a telefax, or automatically placing a telephone call. 5. The system of claim 1, wherein each of the one or more predetermined event represents an event condition in which a predetermined event definition is satisfied for at least one of the trended heart failure parameters. 6. The system of claim 5, wherein the predetermined event definition includes a comparison of present values to previous values for the trended heart failure parameters. 7. The system of claim 1, wherein each of the one or more heart failure status alerts represents an a... | Cardiac Pacemakers, Inc. | A61B005/0205 A61N001/08 A61B005/00 A61B005/021 A61B005/024 A61B005/053 A61B005/08 A61B005/091 A61B005/11 A61B007/02
US10413175 | B2 | 2019-09-17 | Process, arrangements and systems for providing frequency domain imaging of a sample | 2016-06-08 | Exemplary apparatus, arrangement and method can be provided for obtaining information associated with an anatomical structure or a sample using optical microscopy. For example, a light radiation can be separated into first light radiation(s) directed to an anatomical sample and second light radiation directed to a reference. A wavelength of the radiation can vary over time, and the wavelength can be shorter than approximately 1150 nm. An interference can be detected between third and fourth radiations associated with the first and second radiations and fourth radiation, respectively. At least one image corresponding to portion(s) of the sample can be generated using data associated with the interference. In addition, source(s) can be provided which can be configured to provide an electromagnetic radiation having a wavelength that varies over time. A period of a variation of the wavelength of the first electromagnetic radiation(s) can be shorter than 1 millisecond, and the wavelength can be shorter than approximately 1150 nm. | 1. An apparatus comprising: at least one light source configured to provide a light radiation;a splitter configured to separate the light radiation into at least one first electro-magnetic radiation directed to an anatomical sample and at least one second electro-magnetic radiation directed to a reference, wherein the anatomical sample includes at least one section, and wherein a wavelength of the light radiation provided by the at least one light source varies over time, and the wavelength is shorter than approximately 1150 nm;at least one interferometer configured to interfere at least one third radiation associated with the at least one first radiation and at least one fourth radiation associated with the at least one second radiation to generate an interference signal;at least one detector configured to detect the interference signal; andat least one computer configured to generate at least one image corresponding to at least one portion of the anatomical sample using data associated with the interference signal. 2. The apparatus according to claim 1, wherein a period of a variation of the wavelength of the at least one first electro-magnetic radiation by the at least one light source is shorter than 1 millisecond. 3. The apparatus according to claim 1, wherein the at least one section includes at least one of a retina, a choroid, an optic nerve, or a fovea. 4. The apparatus according to claim 1, wherein the wavelength is shorter than approximately 950 nm. 5. The apparatus according to claim 1, wherein the wavelength is varied with the at least one light source by at least 10 nm over a period of a variation of the wavelength of the at least one first electro-magnetic radiation. 6. The apparatus according to claim 1, further comprising at least one scanner which is configured to scan the at least one first electro-magnetic radiation laterally across the anatomical sample. 7. The apparatus according to claim 1, wherein the anatomical sample has an anatomical structure and the at least one image is associated with the anatomical structure of the anatomical sample. 8. The apparatus according to claim 7, wherein the at least one image is further associated with at least one of a blood or a lymphatic flow in the anatomical sample. 9. The apparatus according to claim 1, wherein the at least one computer is configured and specifically programmed to (i) obtain at least one signal associated with at least one phase of at least one frequency component of the interference signal over less than an entire sweep of the wavelength, and (ii) compare the at least one phase to at least first information. 10. The apparatus according to claim 9, wherein the first information is at least one of (i) associated with a further signal obtained from a sweep of the wavelength that is different from the sweep of the wavelength of the at least one signal, (ii) a constant, or (iii) associated with at least one phase of at least one further frequency component of t... | The General Hospital Corporation | A61B006/00 A61B003/10 A61B005/00 G01N021/45 G01N021/47 A61B003/00 A61B003/12 A61B003/14
US10420913 | B2 | 2019-09-24 | Airborne anxiety detection and remediation | 2016-10-12 | Embodiments include methods, systems, and computer program products for detection and remediation of anxiety. Aspects include receiving an anxiety indicator. Aspects also include analyzing the anxiety indicator to determine whether an anxiety level exceeds an anxiety threshold. Aspects also include, based upon a determination that the anxiety level exceeds the anxiety threshold, selecting a first sound. Aspects also include outputting the first sound. Aspects also include receiving an anxiety feedback. Aspects also include determining, based upon the anxiety feedback, whether the anxiety level is decreasing. | 1. A computer-implemented method for detection and remediation of anxiety, the method comprising: receiving, by a processor, a first biological sensor input from a mobile wearable device worn by a user;receiving, by the processor, a situational data input comprising a GPS location of the user;determining that the GPS location is associated with an increased anxiety level for the user;determining whether the anxiety level exceeds an anxiety threshold based at least in part upon the first biological sensor input and the situational data input;selecting, by the processor, a first sound based upon a determination that the anxiety level exceeds the anxiety threshold, the first sound being a tone calibrated to reduce anxiety;outputting the first sound via a speaker;adjusting, automatically, a volume of the first sound based upon the situational data input;receiving a second biological sensor input from the mobile wearable device;determining, based upon the first biological sensor input and the second biological sensor input, whether the anxiety level is decreasing;storing a first data comprising the first sound, the first biological sensor input, and the second biological sensor input based upon a determination that the anxiety level is decreasing, or storing a second data comprising the first sound, the first biological sensor input, the second biological sensor input, and a data reflecting the anxiety level did not decrease based upon a determination that the anxiety level is not decreasing; andselecting a second sound based upon the stored data. 2. The computer-implemented method of claim 1 further comprising outputting the second sound via the speaker. 3. The computer-implemented method of claim 1, wherein the first biological sensor input or the second biological sensor input comprises data selected from the group consisting of a heart rate, a blood pressure, a body temperature, and a respiration rate. 4. The computer-implemented method of claim 1, wherein the situational data input comprises accelerometer data. 5. The computer-implemented method of claim 1, wherein the selection of the first sound is personalized to the user. 6. The computer-implemented method of claim 1, wherein the second biological sensor input comprises a user feedback or biological data. 7. A computer program product for detection and remediation of anxiety, the computer program product comprising: a non-transitory computer readable storage medium readable by a processing circuit and storing program instructions for execution by the processing circuit for performing a method comprising:receiving a first biological sensor input from a mobile wearable device worn by a user;receiving a situational data input comprising a GPS location of the user;determining that the GPS location is associated with an increased anxiety level for the user;determining whether the anxiety level exceeds an anxiety threshold based at least in part upon the first biological sensor input and the ... | INTERNATIONAL BUSINESS MACHINES CORPORATION | A61M021/02 A61B005/16 A61B005/00 A61B005/024 A61B005/053 A61M021/00 A61B005/01 A61B005/021
US10413428 | B2 | 2019-09-17 | Leg length calculation in computer-assisted surgery | 2016-02-02 | A computer-assisted surgery (CAS) system outputs a leg length discrepancy and/or an offset between conditions. An inertial sensor unit is connected to an instrument(s) to produce readings representative of its orientation. A CAS processor unit has a coordinate system module for setting a pelvic coordinate system from readings of the inertial sensor unit, a tracking module for tracking an orientation of the instrument(s) relative to the pelvic coordinate system during movements thereof, and a geometrical relation data module for recording preoperatively a medio-lateral orientation of the instrument(s) representative of a medio-lateral axis of the legs and a distance between the legs, for recording after implant rejointing the medio-lateral orientation and the distance, and for calculating a leg length discrepancy and/or an offset, based on the distances and the medio-lateral orientations. An interface outputs the leg length discrepancy and/or the offset between leg conditions. | 1. A computer-assisted surgery system for outputting one of a leg length discrepancy and/or an offset between a pre-implanting leg condition and a post-implant rejointing leg condition comprising: at least one instrument;at least one inertial sensor unit connected to the at least one instrument, the inertial sensor unit producing readings representative of its orientation;a computer-assisted surgery processor unit operating a surgical assistance procedure and comprising a coordinate system module for setting a pelvic coordinate system from readings of the at least one inertial sensor unit when the at least one instrument is in a given orientation relative to the pelvis,a tracking module for tracking an orientation of the at least one instrument relative to the pelvic coordinate system during movements thereof using the readings from the inertial sensor unit on the instrument, anda geometrical relation data module for recording before implanting an implant a medio-lateral orientation of the at least one instrument representative of a medio-lateral axis of the legs relative to the pelvic coordinate system and a distance between the legs along the medio-lateral axis, for recording after implant rejointing the medio-lateral orientation and said distance, and for calculating a leg length discrepancy and/or an offset, based on said distances and said medio-lateral orientations;an interface for outputting the leg length discrepancy and/or the offset between the pre-implanting leg condition and the post-implant rejointing leg condition. 2. The computer-assisted surgery system according to claim 1, wherein the at least one instrument is a caliper having a body with a translational joint for expanding/contracting, and legs configured for abutment with pelvic landmarks. 3. The computer-assisted surgery system according to claim 2, wherein the at least one instrument includes a light source emitting a light beam that is perpendicular relative to a direction of the translational joint. 4. The computer-assisted surgery system according to claim 3, wherein the light source is displaceable along the body, the light beam being a leg alignment marker when the caliper is abutted against the pelvic landmarks. 5. The computer-assisted surgery system according to claim 2, wherein the given orientation has a direction of the translational joint parallel to a medio-lateral axis of the pelvis. 6. The computer-assisted surgery system according to claim 2, further comprising a mechanical clamp having ankle interfaces configured to remain fixed to the ankles, with linkages interconnecting the ankle interfaces. 7. The computer-assisted surgery system according to claim 6, further comprising a scale in the linkages to measure the distance. 8. The computer-assisted surgery system according to claim 6, wherein the linkages include at least a translational joint in a direction generally aligned with a medio-lateral axis between the legs. 9. The computer-assisted surgery ... | ORTHOSOFT INC. | A61F002/46 A61B005/107 A61B034/20 A61B005/00 A61B017/84 A61B034/00 G01B021/04 A61B090/00
US10405791 | B2 | 2019-09-10 | Method and continuously wearable noninvasive apparatus for automatically detecting a stroke and other abnormal health conditions | 2013-03-15 | Method and continuously wearable noninvasive apparatus for automatically detecting a stroke's onset are invented. The method comprises measuring pulse transit time or a related hemodynamic parameter and using adaptive pattern learning and stroke identification algorithms to identify the start of a stroke attack. The algorithms are run on an embedded processor and electronics in the apparatus. The result of the identification and detection is used to generate an alarm to alert the patient, caregiver or medical professional to immediately seek further medical treatment. The method can also be applied to identify and detect other abnormal health conditions. | 1. A method for monitoring a health condition of a person comprising: placing and fixing at least two pulse wave sensor units on at least two separate arterial sites of the person as a continuously wearable apparatus for continuously measuring arterial pulse waves on the at least two separate arterial sites of the person;implementing a data and signal processor with the pulse wave sensor units to collect the arterial pulse waves measured by the pulse wave sensor units at the at least two separate arterial sites of the person who wears the apparatus;implementing the data and signal processor to continuously compute a time difference as a pulse transit time (PTT) between the arterial pulse waves measured at the at least two separate arterial sites; andimplementing the data and signal processor, in real time, to continuously compare pulse transit times (PTTs) to determine a post-stroke signal to immediately generate an alarm signal when a sudden decrease of the PTT is detected. 2. The method of claim 1 further comprising: implementing the data and signal processor to continuously collect, sample and process the arterial pulse waves measured from the at least two pulse wave sensor units to adaptively determine a normal pulse-wave peak and a normal PTT. 3. The method of claim 2 further comprising: implementing the data and signal processor to continuously compare the arterial pulse waves measured from the at least two pulse wave sensor units with the normal pulse wave measurement pattern to determine a post-stroke signal when a sudden decrease of a peak of one of the arterial pulse waves from the normal pulse-wave is detected. 4. The method of claim 2 wherein: the step of implementing the data and signal process further comprises a step of adaptively and continuously computing and updating the normal PTT. 5. The method of claim 1 wherein: the step of placing and fixing the at least two pulse wave sensor units further comprises a step of placing and fixing at least two photoplethysmography (PPG) sensors on at least two separate arterial sites of the person. 6. The method of claim 5 wherein: the step or placing and fixing the at least two PPG sensors further comprises a step of placing a light-emitting diode (LED) to transmit a light to a skin tissue of the person, and placing in each of the PPG sensors a photodiode to detect a received light after the light emitted from the LED passing the skin tissue of the person. 7. The method of claim 1 further comprising: implementing a memory on the data and signal processor for storing the arterial pulse waves measured by the pulse wave sensor units and implementing the data and signal process for continuously calculating the time difference as a pulse transit time (PTT) between the at least two arterial pulse waveforms. 8. The method of claim 7 further comprising: implementing the data and signal process for continuously comparing the PTTs from the two pulse wave sensor units with the normal PTT to deter... | Yingchang Yang | A61B005/00 A61B005/021 G16H040/63 G16H050/20 A61B005/024
US10420484 | B2 | 2019-09-24 | System and method for magnetic resonance imaging with an adaptive gating window having constant gating efficiency | 2012-02-13 | A system and method for producing an image of a subject with a magnetic resonance imaging (MRI) system using an adaptive gating window with constant gating efficiency is provided. Navigator data is acquired from the subject and used to produce a gating window having a defined gating efficiency value. Image data is acquired with the MRI system while measuring a position of an anatomical location within the subject. Image data is accepted or rejected based on whether the measured anatomical location is within the gating window. The gating window is updated using the measured position of the anatomical location such that a substantially constant gating efficiency value is maintained. Imaging is repeated with the updated gating window, after which the gating window is again updated. When the desired amount of image data has been acquired, an image of the subject is reconstructed. | 1. A method for producing an image of a subject with a magnetic resonance imaging (MRI) system, the steps of the method comprising: a) acquiring with an MRI system, navigator data from a subject;b) producing a gating window having a defined gating efficiency value using the navigator data acquired in step a);c) acquiring with the MRI system, image data from the subject while measuring a position of an anatomical location within the subject;d) storing the image data acquired in step c) for reconstruction when the position of the anatomical location measured in step c) is within the gating window, and discarding the image data acquired in step c) when the position of the anatomical location measured in step c) is outside the gating window;e) updating a size of the gating window using the position of the anatomical location measured in step c) while maintaining a substantially constant gating efficiency of the gating window;f) repeating steps c)-e) until a desired amount of image data has been acquired; andg) reconstructing an image of the subject from the image data stored in step d). 2. The method as recited in claim 1 in which step b) includes producing from the navigator data acquired in step a), a motion profile indicative of a change in position of the anatomical location within the subject. 3. The method as recited in claim 2 in which step e) includes updating the motion profile using the position of the anatomical location measured in step c). 4. The method as recited in claim 2 in which the gating window is produced by defining an upper bound of the gating window and a lower bound of the gating window using the motion profile. 5. The method as recited in claim 4 in which the upper bound of the gating window is selected as a maximum position of the anatomical location in the motion profile. 6. The method as recited in claim 4 in which the lower bound of the gating window is selected as a point where a sum of probabilities of a position of the anatomical location being in the motion profile between the lower bound and the upper bound is at least one of equal to and greater than the gating efficiency value. 7. The method as recited in claim 1 in which step c) includes acquiring navigator data to measure the position of the anatomical location. 8. The method as recited in claim 1 in which the anatomical location is a right hemi-diaphragm of the subject, and in which the motion profile is a respiration profile indicative of respiratory motion of the subject. 9. A magnetic resonance imaging (MRI) system comprising: a magnet system configured to generate a polarizing magnetic field about at least a portion of a subject arranged in the magnet system;a plurality of gradient coils configured to apply at least one gradient field to the polarizing magnetic field generated by the magnet system;a radio frequency (RF) system configured to apply an RF field to the subject and to acquire magnetic resonance (MR) image data therefrom;a computer system... | Beth Israel Deconess Medical Center, Inc. | A61B005/05 A61B005/055 G01R033/567
US10413216 | B2 | 2019-09-17 | Breath testing apparatus | 2016-02-03 | A breath testing apparatus is provided with a mouthpiece, a collection chamber, and a discharge chute. A breath sample is captured within the collection chamber and transferred to an evacuated container through the discharge chute by a sample transfer assembly. | 1. A breath collection apparatus comprising: a breath entryway;a first one-way coupling;a collection chamber having proximal and distal ends and coupled at its proximal end to said breath entryway by said first one-way coupling;a second one-way coupling coupled to the distal end of said collection chamber;a sample transfer assembly coupled to the distal end through said second one-way coupling of said collection chamber, said sample transfer assembly configured to be selectively coupled to an evacuated air chamber to collect a portion of an end-expiration breath sample contained within the collection chamber, said sample transfer assembly comprising a needle for penetrating a septum sealing the evacuated air chamber; anda discharge chute coupled to the distal end of said collection chamber about said sample transfer assembly, said discharge chute comprising a proximal end for coupling to said collection chamber, and a distal end for receiving said evacuated air chamber, said second one-way coupling arranged, in operation, within said discharge chute,wherein the breath entryway, the first one-way coupling, the collection chamber, the second one-way coupling, the sample transfer assembly and the discharge chute are axially aligned with one another. 2. The breath collection apparatus according to claim 1, the apparatus further comprising said evacuated air chamber selectively coupled to said sample transfer assembly. 3. The breath collection apparatus according to claim 1, wherein at least one of said one-way couplings comprises a flutter valve. | QUINTRON INSTRUMENT COMPANY, INC. | B65D081/00 A61B005/097
US10408755 | B2 | 2019-09-10 | Optical device and method for determining an optical property of specimen | 2018-04-25 | A diffuse reflectance spectroscopy system for determining an optical property of a specimen and a method for operating the same are provided. The system includes: a light emitting unit comprising a light emitting terminal, the light emitting unit configured to emit steady light; an optical medium arranged at one end of the device, the optical medium being controllable to switch between multiple optical states and configured to deliver the steady light to the specimen through the optical medium in different optical states, wherein the optical medium comprises a first surface in contact with the light emitting terminal of the light emitting unit and a second surface for contact with the specimen; and a detecting module comprising one or more receiving terminals for receiving light scattered from the specimen for determining the optical property of the specimen. | 1. A method for determining an optical property of a specimen, comprising: providing light;switching an optical medium in between different optical states;directing the light through the optical medium into the specimen in the different optical states of the optical medium;scattering the light in the specimen; andreceiving the light scattered from the specimen for determining the optical property of the specimen. 2. The method of claim 1, wherein switching the optical medium in between different optical states comprises applying different voltages to the optical medium. 3. The method of claim 2, wherein the different voltages are in a range from 100 V to 400 V. 4. The method of claim 2, wherein switching the optical medium in different optical states comprises changing the absorption coefficients and/or scattering coefficients of the optical medium. 5. The method of claim 1, wherein determining the optical property of the specimen comprises calculating a spectrum of the received light scattered from the specimen with a photon transport model. 6. The method of claim 1, wherein the optical property comprises at least one of the following: an absorption coefficient and a scattering coefficient. 7. The method of claim 1, wherein providing light comprises providing steady-state white light. 8. The method of claim 1, wherein the specimen is a biometric tissue, and wherein the optical property of the biometric tissue is used for determining physiological properties. | National Cheng Kung University | G01N021/00 G01N021/47 G01N021/31 A61B005/00 A61B005/1455
US10413218 | B2 | 2019-09-17 | Wristband-type arm movement determination device and wristband-type activity tracker | 2014-09-11 | According to an embodiment, an activity tracker includes an acceleration sensor capable of detecting accelerations in directions of two or more axes orthogonal to each other, an arm motion determination unit configured to determine on the basis of an output from the acceleration sensor whether there is a predetermined motion within a predetermined time period, when operation of an operation button is detected, and a transmission processing unit configured to cause a lamp to glow and wirelessly transmit a piece of corresponding information corresponding to the predetermined motion and a piece of time information at a time of detecting that there is the predetermined motion, when it is determined by the arm motion determination unit that there is the predetermined motion. | 1. A wristband-type activity tracker wearable on an arm of a user comprising: an acceleration sensor capable of detecting accelerations in directions of two or more axes orthogonal to each other;an operation button configured to output a predetermined signal when operated by the user;a wireless transmission circuit;a control unit including a central processing unit; anda first memory in which data for determining a plurality of predetermined motions is registered,wherein the control unit executes, by the central processing unit, processes of:determining, from an acceleration signal for the directions of the two or more axes which is detected on the basis of an output from the acceleration sensor and a gravitational acceleration signal, whether an action of the user wearing the wristband-type activity tracker is walking or other than walking, and recording in a second memory, a piece of information on the determined action of the user and a piece of time information at a time when the action of the user is determined;detecting presence or absence of the predetermined signal;(i) determining on the basis of the data registered in the first memory and an output from the acceleration sensor whether there is any one of the plurality of predetermined motions within a predetermined time period, when it is detected that there is the predetermined signal, and not determining whether there is any one of the plurality of predetermined motions, when it is not detected that there is the predetermined signal;(ii) performing a predetermined output for notification according to the determined motion to the user when it is determined that there is one of the plurality of predetermined motions;(iii) wirelessly transmitting a piece of corresponding information corresponding to the determined motion and the piece of time information immediately from the wireless transmission circuit, if the determined motion is a first motion, and wirelessly transmitting the piece of corresponding information and the time information from the wireless transmission circuit at predetermined time intervals or at a predetermined time, if the determined motion is other than the first motion; and(iv) recording the piece of corresponding information and the piece of time information in the second memory when it is determined that there is one of the plurality of predetermined motions. 2. The wristband-type activity tracker according to claim 1, wherein the control unit executes, by the central processing unit, the process of determining whether there is any one of the plurality of predetermined motions by comparing a waveform pattern of the acceleration sensor, which is registered in advance and indicates the plurality of predetermined motions, with a waveform pattern of an output from the acceleration sensor to see whether the waveform patterns coincide with each other. 3. The wristband-type activity tracker according to claim 2, wherein if the control unit determines that the action of ... | TDK Corporation | G01C022/00 A61B005/11 A61B005/00
US10406374 | B2 | 2019-09-10 | Confidence analyzer for an automated external defibrillator (AED) with dual ECG analysis algorithms | 2015-12-09 | A defibrillator and method for using a defibrillator which adopts an ECG analysis algorithm that can detect a cardiac arrhythmia in the presence of noise artifact induced by cardio pulmonary resuscitation (CPR) compressions. The apparatus and method includes a confidence analyzer circuit which determines the confidence level of an electrotherapy shock decision based on the detection. If the confidence level is low, the apparatus adjusts its shock decision criteria. | 1. An automated external defibrillator (AED) for use during cardiopulmonary resuscitation (CPR) comprising: an input of an ECG signal;a user interface having at least one of an aural instruction output and a visual display;an ECG analyzer in communication with the input and operable to determine a shockable cardiac rhythm in the presence of CPR-related signal noise artifact from the input;a confidence analyzer operable to determine a confidence level in the determined shockable cardiac rhythm; anda processor in communication with the user interface, the ECG analyzer and the confidence analyzer, the processor operable to execute software instructions to adjust a shock decision criteria if the confidence level is less than a predetermined confidence threshold, decide that a shock is to be delivered by an electrotherapy delivery circuit based on the adjusted shock decision criteria, and arm an electrotherapy delivery circuit responsive to a shock delivery decision, wherein the predetermined confidence threshold is a distance from a decision surface which is constructed from at least corresponding pairs of one of a CLAS score and a FLATS score, andwherein the CLAS score is comprised of a score from an ECG buffer from the ECG signal filtered at a center frequency of about 25 Hertz and the FLATS score is comprised of a second score from the ECG buffer filtered at a center frequency of about 35 Hertz. 2. The AED of claim 1, wherein the software instructions to adjust a shock decision criteria comprise instructions to issue a user prompt to stop CPR via the user interface and to decide that a shock is to be delivered based on a second ECG analyzer output. 3. The AED of claim 2, wherein the software instructions to issue a user prompt to stop CPR via the user interface are executed prior to the end of a predetermined CPR period. 4. The AED of claim 2, wherein the software instructions to issue a user prompt to stop CPR via the user interface are executed after the end of a predetermined CPR period. 5. The AED of claim 1 wherein the software instructions to adjust a shock decision criteria comprise increasing a minimum number of a shockable cardiac rhythm determinations from the ECG analyzer. 6. The AED of claim 5, wherein the minimum number is increased from three to four. 7. The AED of claim 1, wherein the processor controls the user interface to issue an indication of the confidence level in the determined shockable cardiac rhythm. 8. A method for controlling an electrotherapy output from a defibrillator, comprising the steps of: receiving an ECG signal data stream from two or more external electrodes in electrical contact with a patient, the ECG signal data comprising a cardiac signal characterized by corruption from a CPR compressions noise artifact;obtaining an ECG signal data stream buffer, the buffer corresponding to a predetermined time segment;analyzing the ECG signal data stream buffer to determine a shockable cardiac rhythm with a first ... | KONINKLIJKE PHILIPS N.V. | A61N001/00 A61N001/39 A61B005/00 A61B005/046 A61B005/04 A61B005/0464
US10398338 | B2 | 2019-09-03 | Systems and methods for guiding a multi-pole sensor catheter to locate cardiac arrhythmia sources | 2017-10-06 | Systems and methods for guiding a sensor to a location of a propagating wave source. The methods comprise: receiving, by the computing device, a plurality of signals generated by a plurality of electrodes of the sensor while the sensor resides at the first location in the object; processing, by the computing device, the plurality of signals to determine coordinates of an estimated location of the propagating wave source relative to the first location at which the sensor resides; and providing a visual aid facilitating sensor movement by plotting a dot on a grid overlaid on top of an object image displayed by the computing device. | 1. A method for guiding a sensor to a location of a propagating wave source, comprising: receiving, by a computing device, a plurality of signals generated by a plurality of electrodes of the sensor while the sensor resides at the first location in the object;processing, by the computing device, the plurality of signals to determine coordinates of an estimated location of the propagating wave source relative to the first location at which the sensor resides; andproviding a visual aid facilitating sensor movement by plotting a mark on a grid overlaid on top of an object image displayed by the computing device, wherein the mark (1) indicates an estimated location of the propagating wave source in the object and (2) is defined by a probability distribution based on a mean of (a) a given point in a point cloud generated based on principle wave direction values and (b) a centroid of a plurality of cluster centroids that is closest to the given point in the point cloud. 2. The method according to claim 1, further comprising guiding the sensor movement to a second location in the object based on an anatomy until a pre-defined criteria is met. 3. The method according to claim 2, wherein the pre-defined criteria comprises at least one of a number of iterations performed and a number of points in a cluster. 4. The method according to claim 1, further comprising stopping operations when a stop condition is met, where the stop condition is based on at least one of a Total Conduction Delay (“TCD”) divided by a Cycle Length (“CL”), a Cycle Width (“CW”) divided by CL, TCD/CW, patterns of previous mark locations on the grid, the source's distance from a current sensor location, and a source's distance from a previous sensor location. 5. The method according to claim 4, wherein the stop condition is selected based on at least one of an amplitude of the plurality of signals and a target type. 6. A method for guiding a sensor to a location of a propagating wave source, comprising: receiving, by a computing device, a plurality of signals generated by a plurality of electrodes of the sensor while the sensor resides at the first location in the object;processing, by the computing device, the plurality of signals to determine coordinates of an estimated location of the propagating wave source relative to the first location at which the sensor resides; andproviding a visual aid facilitating sensor movement by plotting a mark on a grid overlaid on top of an object image displayed by the computing device;wherein the processing comprises: using the plurality of signals to determine a Principle Wave Direction (“PWD”) to the propagating wave source; andusing the PWD to determine if there are enough points to generate a point cloud. 7. The method according to claim 6, further comprising guiding the sensor to a next location in the object based on an anatomy if it is determined that there are not enough points to generate the point cloud. 8. The method according to clai... | Florida Atlantic University Board of Trustees | A61B005/00 A61B005/0432 A61B034/20 A61B005/046 G16H030/20 A61B005/042 A61B018/12 A61B018/14 A61B017/00 A61B018/00
US10413201 | B2 | 2019-09-17 | Pressure sensor catheter and associated method | 2013-08-06 | The invention relates to a pressure sensor catheter and method for measuring pressure on a distal side of a flow constriction, such as a stenosis, in a body lumen or measuring a pressure difference over the flow constriction. The catheter includes a pressure transfer tube for passing through the constriction, the tube being connected to and extending from a pressure sensor for transferring the pressure at the distal side of the constriction via the tube to the sensor, and a catheter body for introduction of the catheter into the body lumen, wherein the catheter body comprises the sensor at a sensor position, such that the sensor in use is positioned in the body lumen, and wherein a distal end region of the catheter including the distal end region of the pressure transfer tube has a smaller maximum outer diameter than the outer diameter of the catheter at the sensor position. | 1. A pressure sensor catheter for measuring a pressure on a distal side of a flow constriction in a body lumen and/or for measuring a pressure difference between a pressure on a proximal side of the flow constriction and a pressure on the distal side of the flow constriction, comprising: a pressure sensor; andone pressure transfer tube for passing through the flow constriction, the pressure transfer tube being connected to and extending from the pressure sensor for transferring the pressure at the distal side of the flow constriction via the pressure transfer tube to the pressure sensor, the catheter comprising a catheter body for introduction of the pressure sensor catheter into the body lumen, wherein the catheter body has the sensor at a sensor position within the catheter body, such that the sensor in use is positioned in the body lumen, and wherein a distal end region of the catheter comprising the distal end region of the pressure transfer tube has a smaller maximum outer diameter than the outer diameter of the catheter at the sensor position, and wherein the pressure transfer tube extends beyond the catheter body; and wherein the sensor is a differential pressure sensor comprising a first and second sensing area for measuring the pressure difference between the first and second sensing areas, and wherein the pressure transfer tube is connected to the first sensing area and wherein the second transfer area is created by an orifice through the catheter body connecting the body lumen with the second sensing area, such that the sensing areas are exposed to the pressure at different locations in the body lumen, and wherein the first sensing area and the second sensing area are both within the catheter body. 2. The pressure sensor catheter according to claim 1, further comprising a second pressure transfer tube connected to the second sensing area of the sensor. 3. The pressure sensor catheter according to claim 1, wherein the pressure transfer tube is provided as a single tube having a first pressure transfer lumen and a second pressure transfer lumen. 4. The pressure sensor catheter according to claim 1, wherein the pressure transfer tube is movable and/or adjustable in length. 5. The pressure sensor catheter according to claim 1, wherein the pressure transfer tube comprises a flexible membrane. 6. The pressure sensor catheter according to claim 1, wherein the pressure transfer tube comprises a seal. 7. The pressure sensor catheter according to claim 1, further comprising a second pressure sensor in the catheter body for measuring the pressure proximal to the flow constriction. 8. The pressure sensor catheter according to claim 1, wherein the pressure transfer tube has an outer diameter smaller than the width of the sensor. 9. The pressure sensor catheter according to claim 1, wherein the pressure transfer tube comprises an opening in its side wall for passing a guidewire through a distal region of the pressure transfer tube via the di... | Wellinq Medical B.V. | A61B005/0215 A61B005/00 A61B005/02 A61M025/00 A61M025/09 A61M025/01
US10422810 | B2 | 2019-09-24 | Calculating pace and energy expenditure from athletic movement attributes | 2014-10-14 | Systems and methods configured to process motion data associated with a user. The systems and methods are configured to receive motion data from a sensor, calculate motion attributes from the data, and classify the motion data using one or more mathematical models. Further, the systems and methods are configured to identify and quantify, using the one or more mathematical models, the motion data as linear travel motion associated with the user running or walking. | 1. A unitary apparatus configured to be worn on an appendage of a user, comprising: a processor;a sensor configured to capture motion data of the user;a communication element configured to communicate with a remote device; anda non-transitory computer-readable medium comprising computer-executable instructions that when executed by the processor perform at least: capturing, from the sensor while being worn on an appendage of the user, a data stream comprising one or more data points generated by the sensor as a result of a motion of the user;validating the one or more data points by comparison to one or more threshold values;transforming the one or more data points into a dataset representing a motion of the user;calculating one or more motion attributes from the dataset;utilizing the one or more motion attributes as input values to an activity classification model, wherein the activity classification model classifies the motion of the user as a linear travel motion or another form of motion; andtransmitting, via the communication element and to the remote device, the one or more motion attributes. 2. The unitary apparatus of claim 1, wherein the one or more motion attributes used to classify the motion as the linear travel motion are utilized as input values to a linear motion model. 3. The unitary apparatus of claim 2, wherein the linear motion model classifies the motion of the user as running or walking. 4. The unitary apparatus of claim 2, wherein the linear motion model calculates a pace of the user. 5. The unitary apparatus of claim 1, wherein the sensor comprises an accelerometer. 6. The unitary apparatus of claim 5, wherein the one or more threshold values correspond to one or more of x-, y-, and z-axis data outputs from the accelerometer. 7. The unitary apparatus of claim 5, wherein the one or more threshold values are compared to a highest magnitude output from one or more of x-, y-, and z-axis data outputs from the accelerometer. 8. An apparatus, comprising: a processor;a sensor configured to output data in response to a motion of a user;a communication element configured to communicate with a remote device; anda non-transitory computer-readable medium comprising computer-executable instructions, that when executed by the processor, are configured to cause the apparatus at least to: capture, from the sensor, one or more data points generated as a result of a motion of the user;transform the one or more data points into a dataset representing a motion of the user;calculate one or more motion attributes from the dataset; andclassify the motion of the user as a linear travel motion by inputting the one or more motion attributes into a linear motion model; andtransmit, via the communication element and to the remote device, the one or more motion attributes. 9. The apparatus of claim 8, wherein the sensor is an accelerometer configured to output acceleration data for one or more of an x-axis, a y-axis, and a z-axis. 10. The appar... | NIKE, Inc. | G06F011/30 G01P013/00 G01B021/00 G01P015/00 G06N020/00 A61B005/11 G06F003/01 G06K009/00 A61B005/00 A61B005/0205 A61B005/024 G01P015/18 A63B024/00 G06F001/16 G06N005/04 G16H040/67 A61B005/01 A61B005/083 G06F019/00
US10408818 | B2 | 2019-09-10 | Chemical analysis of urine and feces vapor | 2015-11-24 | A gas sensor system is for use in, or in the vicinity of, a toilet, for detecting a target gas. A gas sensor detects a concentration of at least the target gas and a further, reference, gas which is received from a controlled gas release device. These concentrations are processed to obtain a concentration of the target gas relative to the concentration of the further gas by combining a change in the detected concentration of the target gas, a change in the detected concentration of the further gas, the sensitivity of the gas sensor system to the target gas and the sensitivity of the gas sensor system to the further gas. This approach avoids the need for extensive calibration operations to tune the sensor response to the environment in which it is used. | 1. A gas sensor system for use in, or in the vicinity of, a toilet, for detecting a target gas arising from use of the toilet, comprising: a controlled gas release device for releasing a further gas at a controlled rate;a gas sensor for detecting a concentration of at least the target gas arising from use of the toilet and the further gas; anda controller for processing the detected concentration of the target gas and the further gas, wherein the controller is adapted to obtain a concentration of the target gas relative to a baseline concentration of the further gas through: (∫[a(t)−a0]dt/∫[r0−r(t)]dt)Sr/Sa where ∫ represents integration over a sensing time period, a0 is a sensed concentration of the target gas at a start of a sensing cycle, a(t) is a sensed concentration of the target gas over time, r0 is a sensed concentration of the further gas at the start of the sensing cycle, r(t) is a sensed concentration of the further gas over time, Sa is a sensitivity of the gas sensor to the target gas, and Sr is a sensitivity of the gas sensor to the further gas. 2. The system as claimed in claim 1, wherein the sensor is adapted to detect a target gas which comprises ammonia, acetone, nitric oxide or other volatile organic compounds. 3. The system as claimed in claim 1, wherein the controller is adapted to assume a known baseline concentration for the further gas, and is adapted to obtain a concentration of the target gas relative to the baseline concentration thereby to determine a calibrated concentration of the target gas. 4. The system as claimed in claim 1, wherein the controlled gas release device comprises an air freshener device which is in the vicinity of the toilet. 5. The system as claimed in claim 1, wherein the gas sensor is adapted to detect a concentration of two or more target gases. 6. The system as claimed in claim 5, wherein the gas sensor is adapted to detect a concentration of a second target gas which comprises ammonia, acetone, nitric oxide or other volatile organic compounds, different to the target gas. 7. The system as claimed in claim 1, wherein the sensor comprises an electronic nose. 8. The system as claimed in claim 1, wherein the controller is adapted to determine the concentration of the target gas relative to the baseline concentration of the further gas based on a ratio of the change in the detected concentration of the target gas to the change in the detected concentration of the further gas. 9. The system as claimed in claim 1, wherein the controller is adapted to determine the concentration of the target gas relative to the baseline concentration of the further gas based on a ratio of the change in the sensitivity of the gas sensor system to the further gas to the sensitivity of the gas sensor system to the target gas. 10. The system as claimed in claim 1, wherein the controller is adapted to determine the concentration of the target gas relative to the baseline concentration of the further gas as a produc... | KONINKLIJKE PHILIPS N.V. | G01N033/497 A61B005/00 A61B005/20 A47K013/24 G01N033/493 E03D009/00
US10398328 | B2 | 2019-09-03 | Device and system for monitoring of pulse-related information of a subject | 2016-08-19 | Various embodiments relate to a wearable device for obtaining signals from a subject for use in the monitoring of pulse-related information of the subject. To enable the use of such a device in the monitoring of pulse-related information, which provides for unobtrusive, reproducible, easy to use, and simple measurements, the device comprises a body, a PPG signal sensing unit for acquiring a first PPG signal from a first body location of the subject, and an imaging unit for acquiring a sequence of images from a second body location of the subject's body different from the first body location, said sequence of images being configured for deriving a second PPG signal for the second body location of the subject. Said PPG signal sensing unit and said imaging unit are mounted in or at the device body and are configured to simultaneously acquire the first PPG signal and the sequence of images. | 1. A wearable device for obtaining signals from a subject for use in the monitoring of at least one of pulse transit time and pulse arrival time, said device comprising: a device body;a PPG signal sensing unit for acquiring a first photoplethysmography, (PPG), signal from a first body location of the subject's body, wherein the first PPG signal sensing unit is in contact with the first location;an imaging unit for acquiring a sequence of images from a second body location of the subject's body different from the first body location, said sequence of images being configured for deriving a second PPG signal for the second body location of the subject's body, wherein said PPG signal sensing unit and said imaging unit are mounted in or at the device body and are configured to simultaneously acquire the first PPG signal and the sequence of images;a distance unit for obtaining at least one of the distance between said first and second body locations and the distances between the first body location and the second body location, respectively, and the heart; anda processing unit for deriving the second PPG signal from said sequence of images, wherein the processing unit is configured to determine pulse-related information comprising at least one of pulse transit time and pulse arrival time based on the first PPG signal and the second PPG signal, wherein said processing unit is configured to use the obtained distance or distances in determining the pulse-related information. 2. The wearable device as claimed in claim 1, wherein the processing unit determines the at least one of the pulse transit time and the pulse arrival time based on time delay between the peaks of the first PPG signal and the second PPG signal. 3. The wearable device as claimed in claim 1, wherein said PPG signal sensing unit comprises an optical sensing unit, in particular a contact sensor. 4. The wearable device as claimed in claim 1, wherein said PPG signal sensing unit comprises another imaging unit. 5. The wearable device as claimed in claim 1, wherein said distance unit is configured to obtain the distance from an image of the sequence of images acquired by the imaging unit, or through input. 6. The wearable device as claimed in claim 1, further comprising an illumination unit mounted in or at the device body for illuminating at least one of said first and second body location. 7. The wearable device as claimed in claim 1, further comprising an image recognition unit for detecting when said second body location is shown in the images of the acquired sequence of images and a control unit for controlling the PPG signal sensing unit to start acquiring the first PPG signal if it is detected that the second body location is shown in an image. 8. The wearable device as claimed in claim 1, further comprising mounting equipment for mounting the device body at the subject's body. 9. The wearable device as claimed in claim 1, wherein said wearable device is a wrist worn device. 10... | KONINKLIJKE PHILIPS N.V. | A61B005/02 A61B005/024 A61B005/021 A61B005/00 A61B005/026 A61B005/0295 A61B005/1455
US10413254 | B2 | 2019-09-17 | Dynamic automated adjustment of alarm threshold levels | 2016-07-08 | In the present invention, a system and associated method is provided for monitoring vital parameters of a patient. The monitoring system includes sensors disposed on the patient and operably connected to a monitor. The parameters that are sensed by the sensors are transmitted to the monitor and compared with alarm thresholds stored within the monitor. The alarm thresholds stored within the monitor are modified by inputs supplied to the monitor regarding the particular condition(s) of the patient being monitored to provide more accurate alarm determinations for the patient. The dynamic adjustment of the alarm threshold during monitoring can be based on a set of proactive inputs to prevent and/or limit the occurrence of unnecessary or clinically irrelevant alarm conditions or a set of reactive inputs that follow immediately after an alarm event is detected, to enable medical personnel to appropriately respond to sensed alarm condition(s). | 1. A method for dynamically adjusting the alarm limit settings of a monitoring device operable to provide information on data obtained from sensors operably connected to the device, the method comprising the steps of: a. providing the device including a central processing unit configured to receive incoming data signals from sensors concerning multiple physiological parameters of a patient and to directly compare the incoming data signals to a predetermined alarm threshold for the each of the physiological parameters to determine an alarm condition based on one or more of the alarm thresholds, a user interface operably connected to the central processing unit and electronic storage media operably connected to the central processing unit and adapted to store proactive inputs and reactive inputs from a user for use in the determination of an alarm condition;b. inputting at least one proactive input into the electronic storage media;c. inputting at least one reactive input into the electronic storage media;d. altering the alarm threshold for each individual physiological parameter in response to the at least one proactive input;e. determining the existence of an alarm condition based on a comparison of the incoming data signals and the altered threshold; andf. verifying the alarm condition by employing the at least one reactive input with the patient. 2. The method of claim 1 wherein the step of altering the alarm threshold comprises raising or lowering the alarm threshold for a predetermined time period. 3. The method of claim 2 wherein the predetermined time period is a selected period of time following a procedure on the patient. 4. The method of claim 2 wherein the predetermined time period is selected from daylight or nighttime hours, or a combination thereof. 5. The method of claim 1 wherein the step of altering the alarm threshold comprises lowering the alarm threshold for each individual physiological parameter relating to a condition for which the patient is being treated. 6. The method of claim 1 wherein the step of altering the alarm limits comprises raising or lowering the alarm threshold in relation to historical movement data for the patient. 7. The method of claim 1 wherein the step of altering the alarm limits comprises raising or lowering the alarm threshold in relation to a distance of medical personnel in relation to the patient. 8. The method of claim 1 wherein the step of altering the alarm limits comprises raising or lowering the alarm threshold in relation to a treatment being actively provided to the patient. 9. The method of claim 1 wherein the step of verifying the alarm condition by employing the at least one reactive input comprises soliciting a response from the patient after determining the existence of the alarm condition. 10. The method of claim 9 wherein the step of soliciting a response from the patient comprises actively querying the patient. 11. The method of claim 10 wherein the step of actively queryin... | General Electric Company | A61B005/00 G06F019/00 G16H040/63 A61B005/0215 A61B005/026 A61B005/08 A61B005/145
US10406307 | B2 | 2019-09-10 | Method and device for generating a control signal for a ventilator | 2014-09-05 | A ventilator control signaling method includes recording an electromyogram signal of values following one another in time and transforming the electromyogram signal into an evaluation signal by applying an evaluation function. An evaluation signal value is assigned to a signal value of the electromyogram signal in the transformation. The evaluation function is determined by a main parameter set that defines which signal value of the evaluation signal is assigned to a particular signal value of the electromyogram signal when the evaluation function is applied in the transformation. A signal value height of the evaluation signal indicates whether the electromyogram signal corresponds to a first state or a second state. A control signal is generated from signal values and is set to switch a ventilator to an inhalation or an exhalation operating mode depending on the state of the evaluation signal. A ventilator is configured to perform the method. | 1. A method for generating a control signal for a ventilator, the method comprising the steps of: providing a main parameter set;detecting an electromyogram signal, which comprises signal values following one another in time;transforming the electromyogram signal into an evaluation signal by applying an evaluation function to the electromyogram signal, wherein during the transformation a signal value of the evaluation signal is assigned to a signal value of the electromyogram signal during the transformation, wherein the evaluation function is determined by the main parameter set, so that the main parameter set establishes which signal value of the evaluation signal is assigned to which signal value of the electromyogram signal during the transformation when applying the evaluation function, and wherein a position of the signal value of the evaluation signal relative to a base value indicates whether the electromyogram signal corresponds with an inhalation phase or corresponds with an exhalation phase and wherein the signal value of the evaluation signal is assigned, when applying the evaluation function, from a range of signal values of the electromyogram signal around the base value, and the evaluation function is the logarithm of a ratio of a probability that the signal value of the electromyogram signal belongs to the inhalation phase to a probability that the signal value of the electromyogram signal belongs to the exhalation phase; andgenerating a control signal from signal values of the evaluation signal following one another in time, which is adapted to switch the ventilator into an inhalation operating mode if the evaluation signal corresponds to the inhalation phase and into an exhalation operating mode if the evaluation signal corresponds to the exhalation phase;analyzing at least a portion of the electromyogram signal for adapting the main parameter set to a renewed parameter set for subsequent transformation, the analyzing comprising:providing an analysis parameter set;transforming an analysis segment of the electromyogram signal into a second evaluation signal by applying an analysis evaluation function to the analysis segment, wherein during the analysis segment transformation, a signal value of the second evaluation signal is assigned to a signal value of the analysis segment, wherein the analysis evaluation function is determined by the analysis parameter set so that the analysis parameter set establishes which signal value of the second evaluation signal is assigned to which signal value of the analysis segment during the analysis segment transformation when applying the analysis evaluation function, and wherein a height of the signal value of the second evaluation signal indicates whether the corresponding signal value of the analysis segment corresponds to an inhalation phase or an exhalation phase;determining a first frequency distribution of signal values from the analysis segment for which the second evaluation signal indic... | Drägerwerk AG & Co. KGaA | A61M016/00 A61B005/0488 A61B005/08 A61B005/00
US10417932 | B2 | 2019-09-17 | Biometric data gathering | 2017-06-05 | A universal 6-DOF mems sensor combined with six degree of motion algorithms and human motion parameters permits individualized real time motion analysis of a user to enable accurate measurements. Data derived thereby is wirelessly sent for viewing to a Bluetooth® enabled smartphone or combination smartphone and eyeglass device, such as the Google Glass® headset. The sensor is worn on a wrist or ankle band or in combination with a chest mounted cardio heart rate monitor dependent on the biometric parameters measured. Typical physical exercise data gathered includes reps, sets, 10-100 yard dash times, vertical, horizontal and broad jump distances, a range of shuttle times, RAST, steps taken, distance traveled, velocity, acceleration, and calories burned. The heart rate monitor provides cardio assessment and the 6-DOF sensor measures a runner's pace and cadence data. | 1. A method of gathering biometric raw data generated by an individual exercising and sending the biometric raw data to a fitness website wherein the gathering of the biometric raw data includes the following steps: the step of the individual selecting from at least one exercise mode of specific exercises presented by the fitness website in response to fitness goals communicated by the individual to the fitness website;the step of the individual using a smart computer device for viewing and/or listening to exercise instructions of how the specific exercises are performed as taught by video podcasts generated by the fitness website;the further step of the individual wearing a universal motion exercising sensor module having a 6-DOF sensor while exercising to gather the biometric raw data;the further step of the individual repeating as instructed a number of repetitions of the specific exercises wherein the number of repetitions is selected by the fitness website; andthe further step of the individual sending the gathered biometric raw data to the fitness website by using the smart computer device or other smart computer device. 2. The method of claim 1 wherein the individual does the step of performing specific exercises in the form of standard exercises used for conditioning /comparing purposes by an athletic sports combine. 3. The method of claim 2 comprising: the further step of the fitness website using motion algorithms as applied to the biometric raw data generated from the exercises performed by the individual to compute at least five of: Reps (each individual rep during exercise)Sets (each set that is done per exercise)40 yard dash (10, 20, 30 and 40 yard increments)60 to a100 yard dashVertical jumpHorizontal/Broad jumpShort/20 yard dashRAST (Repeated anaerobic Sprint Test)Calories burnedSteps takenDistance traveledVelocity and Acceleration. 4. The method of claim 1 further comprising: the step of the fitness website using motion algorithms as applied to the raw data generated by the individual in combination with a MET NUMBER based on the metabolic equivalent to exercise calories for each different type of exercise and intensity level of exercise performed by the individual to measure calories burned by the individual. 5. The method of claim 4 further comprising: the step of the fitness website using the biometric raw data to compute calories burned for each exercise completed and further computing an overall total daily calorie burn based on all biometric raw data sent to the fitness website. 6. The method of claim 1 further comprising: the step of the individual placing the universal motion exercising sensor module in a cradle affixed to a weight lifted or moved as one of the specific exercises provided by the fitness website. 7. The method of claim 6 further comprising: the step of the individual manually entering the weight lifted or moved in pounds or kilograms in the smart computer device or other smart computer device. 8. Th... | J. A. Wells and Associates L.L.C | A63B024/00 G09B019/00 G01C022/00 A61B005/11 A61B005/00 G09B023/28 G06F019/00 G01P015/00 A61B005/22 A61B005/0205 A61B005/024
US10416079 | B2 | 2019-09-17 | Device and method for determining a concentration in a sample | 2014-12-18 | A device for optical detection of analytes in a sample includes at least two optoelectronic components. The optoelectronic components include at least one optical detector configured to receive a photon and at least one optical emitter configured to emit a photon. The at least one optical emitter includes at least three optical emitters disposed in a flat, non-linear arrangement, and the at least one optical detector includes at least three optical detectors disposed in a flat, non-linear arrangement. The at least three optical emitters and the at least three optical detectors include at least three different wavelength characteristics. | 1. A device for optical detection of analytes in a sample, the device comprising: a contact surface that can be brought into contact with the sample or which can be brought into contact with a fluid or a gas that allows photons to pass therethrough so as to get to the sample, and the contact surface comprises at least a first and a second material wherein the first material is at least partially transparent for photons, the second material is either non-transparent or at least less transparent for photons;at least a first, a second and a third optical emitter that are disposed on a plane as a non-linear arrangement;at least a first, a second and a third optical detector that are disposed on the plane as a non-linear arrangement;at least a first pair of optoelectronic components and a second pair of optoelectronic components with each pair of optoelectronic components comprising: one of the first, second or third emitters and one of the first, second or third detectors, wherein at least one of the optoelectronic components of the second pair is different than the optoelectronic components of the first pair; wherein,at least one of the optoelectronic components of the first pair is oriented to dominantly emit or detect photons in a direction which is perpendicular to either the contact surface or the plane on which the optoelectronic components are disposed, andat least one of the optoelectronic components of the second pair is oriented to dominantly emit or detect photons in a direction which is either, parallel to the plane on which the optoelectronic components are disposed, ornot parallel to the plane on which the optoelectronic components are disposed and not perpendicular to any of two surfaces which are the contact surface and the plane on which the optoelectronic components are disposed. 2. The device as recited in claim 1, wherein either, one of the first, second or third emitters is oriented so that the photons which are emitted have a dominant direction of propagation which forms an angle of less than 60 degree with the contact surface, orone of the first, second or third detectors is oriented so that photons which are detectable have a dominant direction of propagation which forms an angle of less than 60 degree with the contact surface. 3. A device for optical detection of analytes in a sample, the device comprising: a contact surface that can be brought into contact with the sample or which can be brought into contact with a fluid or a gas that allows photons to pass therethrough so as to get to the sample, and the contact surface comprises at least a first and a second material wherein the first material is at least partially transparent for photons, the second material is either non-transparent or at least less transparent for photons;at least a first, a second and a third optical emitter that are disposed on a plane as a non-linear arrangement, and the first, the second or the third optical emitter are configured so that their re... | Opsolution GMBH | G01N021/47 A61B005/145 G01N021/49 A61B005/1455 G01N021/17
US10415975 | B2 | 2019-09-17 | Motion tracking with reduced on-body sensors set | 2014-01-09 | A method of tracking the motion of a moving object having a plurality of linked segments is provided. The method uses a limited set of sensing units that are coupled to one or more of the segments to receive one or more sensor signals from the sensing units. Based on the sensor signals, the method estimates a 3D orientation and predicts a 3D position of the segments at a tracking module. The method further communicates the 3D orientation and the 3D position of the segments to a database module, and associates a pose of the object to the 3D orientation and the 3D position of the segments. | 1. A system for tracking motion of a moving object having a plurality of linked segments, the system comprising: a limited set of sensing units coupled to a subset of the segments, the subset of segments omitting one or more segments of the object, and configured to generate sensor signals corresponding to one or more features of the segments;a tracking module in communication with the sensing units, the tracking module being configured to determine at least a 3D orientation and a 3D position of the segments based on the sensor signals; anda database module in communication with the tracking module, the database module being configured to associate a pose of the entire object including all segments of the object with the 3D orientation and the 3D position of each segment. 2. The system of claim 1, wherein the database module is configured to communicate the pose of the object associated with the 3D orientation and the 3D position of the segments to the tracking module. 3. The system of claim 1, wherein the limited set of sensing units includes one or more of a 3D accelerometer, a 3D gyroscope and a 3D magnetometer. 4. The system of claim 1, wherein the limited set of sensing units further comprises one or more atmospheric pressure sensors to provide an indication of height and ranging units, the tracking module being configured to determine a relative range between one or more pairs of the sensing units. 5. The system of claim 1, wherein the tracking module is implemented on at least one of a smartphone, a tablet, a personal computer, or a console game device located on the user body or in close proximity thereto. 6. The system of claim 1, wherein the sensing units include one or more 3D accelerometers, the tracking module being configured to predict the 3D position by performing a double integration of the sensor signals from the 3D accelerometers less a gravity component. 7. The system of claim 1, wherein the tracking module is configured to associate one or more of the 3D orientation and the 3D position with a weighted influence that is also communicated to the database module. 8. The system of claim 1, wherein the tracking module is configured to determine the 3D orientation, the 3D position and a 3D acceleration of each segment with respect to a 3D orientation, a 3D position and a 3D acceleration of a reference segment. 9. The system of claim 1, wherein the tracking module is configured to calculate additional features of the segments, and communicate the additional features to the database module to enable detection of contacts between the object and predetermined surroundings thereof, the additional features including one or more of a velocity, an acceleration and a position of one or more of the segments associated with the sensing units, the database module being configured to update one or more of a velocity measurement and a position measurement of the object based on detected contact between the object and the predetermined su... | XSENS HOLDING B.V. | G01C021/16 A61B005/11 G01S011/14 G01S013/74
US10398369 | B2 | 2019-09-03 | Wireless stimulation probe device for wireless nerve integrity monitoring systems | 2014-08-08 | A stimulation probe device including a first electrode, a stimulation module, a control module and a physical layer module. The stimulation module is configured to (i) wirelessly receive a payload signal from a console interface module or a nerve integrity monitoring device, and (ii) supply a voltage or an amount of current to the first electrode to stimulate a nerve or a muscle in a patient. The control module is configured to generate a parameter signal indicating the voltage or the amount of current supplied to the electrode. The physical layer module is configured to (i) upconvert the parameter signal to a first radio frequency signal, and (ii) wirelessly transmit the first radio frequency signal from the stimulation probe to the console interface module or the nerve integrity monitoring device. | 1. A nerve integrity monitoring system comprising: a stimulation probe device: a housing configured to be moved relative to a patient and to house at least: a first electrode;a stimulation module configured to (i) wirelessly receive a payload signal from a console interface module or a nerve integrity monitoring device, and (ii) supply a voltage or an amount of current to the first electrode to stimulate a nerve or a muscle in a patient;a control module configured to generate a parameter signal indicating the voltage or the amount of current supplied to the electrode; anda physical layer module configured to (i) upconvert the parameter signal to a first radio frequency signal, and (ii) wirelessly transmit the first radio frequency signal from the stimulation probe device to the console interface module or the nerve integrity monitoring device;wherein the first electrode is configured to be positioned relative to the patient to stimulate the nerve or the muscle in a patient; anda sensor, wherein the sensor comprises, a plurality of electrodes configured to (i) attach to a muscle of the patient, and (ii) based on the voltage or the amount of current supplied to the electrode, receive an electromyographic signal from the muscle of the patient,a second control module connected to the plurality of electrodes, wherein the second control module is configured to (i) detect the electromyographic signal, and (ii) generate a voltage signal, anda second physical layer module configured to (i) upconvert the voltage signal to a second radio frequency signal, and (ii) wirelessly transmit the second radio frequency signal from the sensor to the console interface module or the nerve integrity monitoring device. 2. The system of claim 1, wherein: the physical layer module is configured to (i) receive a second radio frequency signal from the console interface module or the nerve integrity monitoring device, and (ii) downconvert the second radio frequency signal to a control signal; andthe stimulation module is configured to, based on the control signal, supply the voltage or the amount of current to the first electrode. 3. The stimulation probe device of claim 2, wherein: the second radio frequency signal includes a parameter;the parameter is a predetermined voltage, a predetermined amount of current, or a predetermined wavelength; andthe stimulation module is configured to supply the predetermined voltage, the predetermined amount of current, or a signal having the predetermined wavelength to the first electrode. 4. The system of claim 1, further comprising a power source within the housing, wherein the stimulation module is configured to supply the voltage or the amount of current to the first electrode based on power received from the power source. 5. The system of claim 1, further comprising a manually operated switch having a first state and a second state, wherein: the stimulation module is configured to supply the voltage or the amount of current to the ... | Medtronic Xomed, Inc. | A61B005/00 A61B005/0488 A61M016/04 A61B005/04 A61B005/0492 A61N001/36 A61B001/00 A61B005/01 A61B005/0205 A61B005/11 A61B005/145 A61B005/1473 A61B001/267 A61B005/024 A61B005/08
US10410747 | B2 | 2019-09-10 | Control of semi-autonomous vehicles | 2017-01-03 | Semi-autonomous vehicle apparatus which is controlled by a plurality of control sources includes a vehicle which may function autonomously and apparatus for control of the vehicle by either an onboard driver or a driver not situated onboard. The vehicle may also be controlled by an off-vehicle computational device. Hierarchy setting apparatus determines which of the possible control entities take priority. Persons using the apparatus are identified by either a password or, preferably by providing identification based on a biologic feature. Management of impaired vehicle operators is provided for. | 1. Apparatus comprising a semi-autonomous vehicle (SAV) which is controlled by one of a plurality of control sources, said apparatus, in combination: (a) a first transmitting/receiving (T/R) device configured to transmit at least one signal representing SAV information to, and configured to receive an additional vehicle control signal from, at least one additional control station; and configured to receive a hierarchy setting signal from at least one command station;(b) a vehicle management device configured to control said SAV in response to a management device signal applied thereto;(c) a first sensor circuit, having a first sensor circuit input configured to input SAV information representing a state of said SAV, and having a first sensor circuit output, configured to produce at least one first sensor circuit output signal in response to said inputted SAV information; anda first processor, coupled to each of said first sensor circuit output, said first T/R device, and said vehicle management device, configured to(1) generate at least one first SAV information signal representing said inputted SAV information;(2) analyze said at least one first sensor circuit output signal, and, based on the analysis, generating an internal vehicle control signal;(3) receive said hierarchy setting signal; and(4) generate said management device signal based on the information represented by (A) said hierarchy setting signal, and (B) a selected one of said internal and received additional vehicle control signals;wherein in response to said hierarchy setting signal said first processor is operative to assign a unique priority level to each of said internal and additional vehicle control signals, wherein the values of said assigned priority levels indicate a control hierarchy among all such vehicle control signals and among the respective control signal sources; andwherein a vehicle management device signal represented by a control signal assigned a given priority level overrides a management device signal represented by a control signal assigned a lower priority level;wherein based on said assignment, said first processor is operative to generate said management device signal in response to the control signal with the highest assigned priority level from among said internal and received additional vehicle control signals;whereby the analysis of the SAV information by the highest priority control source determines the performance of said SAV. 2. A system comprising the apparatus defined in claim 1, further comprising at least one additional control station, each control station comprising, in combination: a (P+1)th transmitting/receiving (T/R) device configured to communicate with said first T/R device of said SAV; anda (P+1)th processor, coupled to said (P+1)th T/R device, configured to produce at least one additional control signal for controlling said SAV; wherein P is an integer with a value of at least the number one, and at most the number of said additional... | - | G05D001/00 G16H040/63 H04B001/40 B60W040/09 A61N001/39 A61M005/172 A61N001/362 A61N001/372 G16H050/30 G16H050/20 G16H020/40 B60W040/08 A61B005/08 A61B005/083 A61B005/145 A61M005/142 A61B005/00 A61B005/0402 A61B005/18 A61B005/1171
US10405771 | B2 | 2019-09-10 | Impedance based anatomy generation | 2016-12-04 | Methods and systems for the determination and representation of anatomy anatomical information are disclosed herein. | 1. A method comprising: inserting a catheter into a heart, the catheter comprising three or more electrodes;causing the catheter to move to each of multiple, different positions in the heart;for each of the multiple, different positions, causing current flow between at least some of the three or more electrodes and measuring electrical signals, from the current flow, at each of one or more of the three or more electrodes;determining anatomical information about the heart by detecting surface boundaries of the heart based at least in part on impedance information generated based on the measured electrical signals; anddetermining at least one of: one or more distances between different surface boundaries of the heart, and one or more distances between at least one of the three or more electrodes and at least one of the surface boundaries of the heart. 2. The method of claim 1, comprising: displaying the one or more distances between the different surface boundaries of the heart. 3. The method of claim 1, comprising: displaying the one or more distances between the at least one of the three or more electrodes and the at least one of the surface boundaries of the heart. 4. The method of claim 1, wherein the impedance information comprises complex impedance information determined from the measured signals. 5. The method of claim 1, wherein the impedance information is based on at least one of a conductivity contrast and a permittivity contrast between homogenous and non-homogenous media. 6. The method of claim 1, wherein the impedance information is based on at least one of a conductivity contrast and a permittivity contrast between blood and surrounding tissue. 7. The method of claim 1, wherein the anatomical information accounts for a change in conductivity at a cardiac chamber boundary of the surface boundaries with a first conductivity inside the cardiac chamber boundary and a second conductivity outside the cardiac chamber boundary, the first conductivity being different from the second conductivity. 8. The method of claim 1, wherein the anatomical information accounts for a change in permittivity at a cardiac chamber boundary of the surface boundaries with a first permittivity inside the cardiac chamber boundary and a second permittivity outside the cardiac chamber boundary, the first permittivity being different from the second permittivity. 9. The method of claim 1, wherein detecting the surface boundaries of the heart comprises determining a closed and parameterized surface around at least a portion of the catheter based on the measured electrical signals, the surface boundaries representing boundaries at which at least one of a conductivity and a permittivity changes. 10. The method of claim 1, wherein detecting the surface boundaries of the heart comprises detecting the surface boundaries of the heart based at least in part on a magnitude of a distortion field based at least in part on a difference between a field calculated based ... | Rhythmia Medical Inc. | A61B005/00 A61B005/053 A61B006/00 A61B008/08 A61B005/042
US10398357 | B2 | 2019-09-03 | Smart bed systems and methods of operation thereof | 2017-09-11 | The present invention provides smart bed systems and the operating methods of the smart bed systems. The smart bed systems detect physiological data and sleeping quality with optical fibers which with strong resistance to electromagnetic interference. The smart bed systems do not require the users to wear any wearable devices. The smart bed systems also provide several functions, such as automatic night light, vibration-based alarm, anti-snoring assistance, and scenario-based appliance controls. | 1. A smart bed system, comprising: a mattress, comprising:a sensing layer, disposed in the mattress;a Schumann resonance generator, disposed in the mattress;a controller disposed in the mattress, wherein the controller is electrically connected to the sensing layer and the Schumann resonance generator respectively;a first Bluetooth transceiver, disposed in the mattress and electrically connected with the controller; anda power supply and management system disposed in the mattress, wherein the power supply and management system is electrically connected to the controller; anda smart device comprising:an application configured in the smart device; anda second Bluetooth transceiver configured in the smart device;wherein the sensing layer is configured to generate physiological data based on the activities of a user;wherein the application is configured to analyze the physiological data and output a command to the controller;wherein the controller is configured to determine the presence of the user on the mattress and output a control signal based on the command;wherein the smart device is configured to receive and display the physiological data;wherein the control signal controls a vibration motor, the Schumann resonance generator, a motorized bed frame, or at least one infrared radiation (IR) appliance;wherein the control signal is to trigger the vibration motor to operate in a strong-to-weak manner for 5 minutes. 2. The smart bed system as claimed in claim 1, comprises: a motorized bed frame, disposed below the mattress; andat least one vibration motor disposed in the mattress, wherein the at least one vibration motor is electrically connected to the controller. 3. The smart bed system as claimed in claim 1, wherein the controller comprises a processor and a memory device, wherein the processor is connected with the memory device, and wherein the processor is configured to receive and analyze the physiological data to determine the presence of the user on the mattress, wherein the processor is also configured to output the control signal based on the command, and wherein the memory device is configured to store the physiological data. 4. The smart bed system as claimed in claim 1, wherein the application comprises at least one mode selected from the group consisting of a sleep tracking mode, a sleep history mode, a bed configuration mode, a smart home mode, an alarm mode, a night light mode, and an anti-snoring mode. 5. The smart bed system as claimed in claim 4, wherein the sleep tracking mode displays heart rate values in a real-time manner or a graph depicting the history of respiratory rate. 6. The smart bed system as claimed in claim 4, wherein the sleep history mode collects one selected from the group consisting of the duration of sleep, the duration of awake time, the duration of light sleep, the duration of deep sleep, the duration on bed, the duration off bed, the ratio among awaking/light sleep/deep sleep, the frequency of tossing ... | BEDDING WORLD CO., LTD. HUIJIA HEALTH LIFE TECHNOLOGY CO., LTD. | A61B005/11 A61B005/00 G08B021/22 A61B005/024 A61B005/021 A61B005/08 G08B021/04
US10406286 | B2 | 2019-09-10 | Closed loop control with reference measurement and methods thereof | 2018-04-16 | Methods, system and devices for monitoring a plurality of parameters associated with a closed loop control operation including continuously monitoring a physiological condition and automatic administration of a medication, detecting an impending administration of the medication level exceeding a predetermined threshold level, retrieving one or more signals associated with the monitored physiological condition, determining an accuracy indication of the retrieved one or more signals associated with the monitored physiological condition, and executing the administration of the medication level based on the accuracy indication are provided. | 1. A method comprising: monitoring a physiological condition corresponding to information received from an in vivo analyte sensor and automatic administration of a medication;detecting a potential fault condition or failure mode associated with the in vivo analyte sensor;causing the medication to be delivered according to a predetermined delivery rate in response to detecting the potential fault condition or failure mode; andcausing, upon correction of the potential fault condition or failure mode or upon confirmation that the in vivo analyte sensor is in a proper operation mode, the medication to be delivered according to a dynamic delivery rate instead of the predetermined delivery rate; wherein the dynamic delivery rate is based upon the information received from the in vivo analyte sensor. 2. The method of claim 1, wherein the predetermined delivery rate is associated with a predetermined delivery profile. 3. The method of claim 2, wherein the predetermined delivery profile includes a basal profile. 4. The method of claim 1, wherein the potential fault condition or failure mode includes a false positive value in the information received from the in vivo analyte sensor. 5. The method of claim 1, wherein the physiological condition includes a glucose level and the medication includes insulin. 6. The method of claim 1, further comprising modifying the predetermined delivery rate based on a delivered amount of the medication to maintain a safety level associated with an amount of the medication to be delivered. 7. The method of claim 1, further comprising executing one or more routines to confirm whether the in vivo analyte sensor is in the proper operation mode. 8. The method of claim 7, wherein the one or more routines are selected from the group consisting of verification of calibration information, confirmation that sensor sensitivity does not exceed a predetermined level, and any combination thereof. 9. The method of claim 1, further comprising receiving confirmation of the presence of the detected potential fault condition or failure mode. 10. The method of claim 9, further comprising performing a corrective action to correct the confirmed potential fault condition or failure mode. 11. The method of claim 10, wherein the corrective action is selected from the group consisting of replacing the in vivo analyte sensor, recalibrating the in vivo analyte sensor, and any combination thereof. 12. The method of claim 1, further comprising modifying the dynamic delivery rate based on a medication on board level. 13. A device comprising: one or more processors; anda memory operatively coupled to the one or more processors, wherein the one or more processors are configured to: monitor a physiological condition corresponding to information received from an in vivo analyte sensor and automatic administration of a medication;detect a potential fault condition or failure mode associated with the in vivo analyte sensor;cause the medication to b... | Abbott Diabetes Care Inc. | A61M005/172 A61B005/145 A61B005/00 G06F019/00 A61B005/1495
US10398820 | B2 | 2019-09-03 | Use and monitoring of inhaled nitric oxide with left ventricular assist devices | 2017-01-30 | Described are systems and methods for administration of nitric oxide (NO) with use of left ventricular assists devices (LVADs), as well as systems and methods for monitoring the NO delivery devices and/or the LVAD. | 1. A method of optimizing the settings of a left ventricular assist device (LVAD), the method comprising: administering inhaled nitric oxide to a patient having an LVAD;performing an echocardiogram on the patient during the administration of inhaled nitric oxide; andadjusting or setting one or more parameters of the LVAD during the echocardiogram and during the administration of inhaled nitric oxide to optimize cardiac output,wherein adjusting or setting one or more parameters of the LVAD comprises one or more of (i) determining a low pump speed setting for the LVAD based on the minimal pump speed necessary for the patient's aortic valve to open with each heart beat or (ii) determining a high speed setting for the LVAD based on the pump speed at which the septum of the patient's heart flattens. 2. The method of claim 1, wherein the inhaled nitric oxide is administered at a concentration of 5 to 80 ppm for at least 10 minutes. 3. A method of monitoring the left ventricle of a patient with a left ventricular assist device (LVAD), the method comprising: reducing the pump speed of the LVAD or turning off the LVAD;measuring one or more pulmonary hemodynamic parameters of the patient to obtain a first pulmonary hemodynamic value;preloading the left ventricle by administering inhaled nitric oxide to the patient; andmeasuring one or more pulmonary hemodynamic parameters of the patient after or during administration of inhaled nitric oxide to obtain a second pulmonary hemodynamic value,wherein an increase in LAP and/or PCWP from the first pulmonary hemodynamic value to the second pulmonary hemodynamic value of less than 5 mm Hg indicates that the left ventricle is improving. 4. The method of claim 3, wherein the pulmonary hemodynamic parameter is selected from left atrial pressure (LAP), pulmonary capillary wedge pressure (PCWP) and cardiac output (CO). 5. The method of claim 3, wherein the inhaled nitric oxide is administered at a concentration of 5 to 80 ppm for at least 10 minutes. 6. The method of claim 3, further comprising modifying treatment if the left ventricle is improving, the modifying comprising explanting the LVAD from the patient. 7. The method of claim 3, wherein preloading the left ventricle comprises administering inhaled nitric oxide at a concentration of 5 to 80 ppm for a time period in the range from 5 to 30 minutes, said preloading being performed between one and five times per day. 8. The method of claim 3, further comprising exercising the heart, the exercising comprising: discontinuing the inhaled nitric oxide administration; andrepeating the preloading and discontinuation to exercise the left ventricle of the patient's heart. | MALLINCKRODT HOSPITAL PRODUCTS IP LIMITED | A61K033/00 A61B005/026 A61M016/12 A61M001/12 A61B005/02 A61B005/0215 A61B005/029 A61B005/00 A61B008/08 A61M001/10 A61B005/08 G16H050/30
US10413717 | B2 | 2019-09-17 | Pain sensory nerve stimulation apparatus | 2009-09-30 | A pain sensory nerve stimulation apparatus includes: an electrode portion including: a first electrode, a tip end of which is adapted to be inserted into a skin; and at lease one second electrode which is disposed in a circumference of the first electrode without being electrically conductive with the first electrode, and which is adapted to be in contact with a skin; and a pulse signal supplier, supplying a pulse signal in which an electrical polarity of the first electrode is set as a anode and an electrical polarity of the second electrode is set as a cathode. | 1. A pain sensory nerve stimulation apparatus comprising: an electrode portion including: a first electrode, a tip end of which is adapted to be inserted into a skin; andat least one second electrode which is disposed in a circumference of the first electrode without being electrically conductive with the first electrode, and which is adapted to be in contact with a skin;a pulse signal supplier, supplying a pulse signal in which an electrical polarity of the first electrode is set as an anode and an electrical polarity of the second electrode is set as a cathode; anda stimulation intensity controller configured to deliver stimulation parameters to the first electrode and the second electrode which stimulate Aδ fibers and C fibers independently,wherein the stimulation intensity controller is configured to deliver the stimulation parameters to the first electrode and the second electrode which stimulate the Aδ fibers and the C fibers independently when the first electrode is set as the anode and the second electrode is set as the cathode. 2. The pain sensory nerve stimulation apparatus according to claim 1, further comprising: a rise/fall time controller, changing at least one of a rise time and a fall time of the pulse signal. 3. The pain sensory nerve stimulation apparatus according to claim 2, wherein at least one of rising and falling of the pulse signal is changed so as to have a rectilinear inclined shape. 4. The pain sensory nerve stimulation apparatus according to claim 2, wherein at least one of rising and falling of the pulse signal is changed so as to have an exponential shape. 5. The pain sensory nerve stimulation apparatus according to claim 1, further comprising: a pulse waveform controller, changing at least one of a pulse duration, a pulse interval, and a pulse number of the pulse signal. 6. The pain sensory nerve stimulation apparatus according to claim 1, wherein the pulse signal has a pulse duration of 0.1 to 100 ms. 7. The pain sensory nerve stimulation apparatus according to claim 1, wherein a region surrounded by a waveform shape of the pulse signal and a time axis has an area of 0.01 to 100 (ms·mA). 8. The pain sensory nerve stimulation apparatus according to claim 1, wherein a region surrounded by a waveform shape of the pulse signal and a time axis has an area of 0.1 to 20,000 (ms·V). 9. The pain sensory nerve stimulation apparatus according to claim 1, further comprising: an electrical polarity converter, converting between the electrical polarity of the first electrode and the electrical polarity of the second electrode. 10. The pain sensory nerve stimulation apparatus according to claim 1, wherein the second electrode is annularly disposed in the circumference of the first electrode. 11. The pain sensory nerve stimulation apparatus according to claim 1, comprising a plurality of the electrode portion. 12. The pain sensory nerve stimulation apparatus according to claim 1, wherein the first electrode is a needle... | INTER-UNIVERSITY RESEARCH INSTITUTE CORPORATION NATIONAL INSTITUTES OF NATURAL SCIENCES NIHON KOHDEN CORPORATION | A61N001/36 A61N001/04 A61B005/04 A61B005/00 A61N001/05
US10405873 | B2 | 2019-09-10 | Computer-assisted surgery tools and system | 2007-08-03 | A surface digitizing tool has a film of micro-sensor elements, with each micro-sensor element related in a network affected by a shape of the film. The film is flexible to conform to a shape of a selected surface of an object. A processing unit receives signals from the micro-sensor elements of the network. The processing unit has a model generator producing a model of the selected surface of the object from the signals of the network of resistive elements. A positioning frame aligns a position and orientation of a drilling tool with respect to a bone element. | 1. A system comprising a drilling tool;a positioning frame for aligning a position and orientation of the drilling tool with respect to a bone element, the positioning frame includinga connector portion comprising legs displaceable relative to one another so as to be configured to releasably grasp the bone element between free ends of the legs;a support portion operatively connected to the connector portion and positionable with respect to a portion of the bone element to be drilled,an alignment tube operatively connected to the support portion, the alignment tube being adapted to receive an end of the drilling tool to align the drilling tool with the bone element; andmotorized joints between the alignment tube and the support portion to adjust an orientation of the alignment tube with respect to the bone element, as a function of a grasping of the bone element by the free ends of the legs, and between the legs and the support portion, whereby the motorized joints cooperatively allow movement of the alignment tube relative to the connector portion for the drilling tool to be displaceable with respect to the bone element to be drilled, the motorized joints between the alignment tube and the support portion providing at least two rotational degrees of freedom of orientation adjustment to the alignment tube relative to the bone element. 2. The system according to claim 1, wherein the motorized joints between the connector portion and the support portion to adjust a position and orientation of the alignment tube are lockable. 3. The system according to claim 1, wherein the motorized joints between the support portion and the alignment tube are lockable. 4. The system according to claim 1, wherein the free ends of the connector portion grasping the bone element each have a film of micro-sensor elements, with each micro-sensor element related in a network affected by a shape of the film, the film being flexible to conform to a shape of the bone element so as to provide data pertaining to a geometry of the bone element. 5. The system according to claim 1, wherein the bone element is a femur, and the connector portion is configured to releasably grasp a femoral neck of the femur, and the alignment tube is aligned with a femoral head of the femur. 6. The system according to claim 1, wherein the support portion has an annular body, with the alignment tube being held generally in a center of the annular body, and wherein the connector portion has three of said legs projecting from the annular body. | ORTHOSOFT ULC | A61B017/17 A61B005/107 A61B005/00 A61B034/20 A61B034/10 A61B090/11
US10401141 | B2 | 2019-09-03 | Method and apparatus for obtaining a three-dimensional map of tympanic membrane thickness | 2017-11-14 | Methods and apparatus for combining a low coherence interferometry (LCI) technique for single-point thickness measurement with videootoscopy for recording the image of a tissue such as the tympanic membrane (TM). TM thickness distribution maps are obtained by mapping the LCI imaging sites onto an anatomically accurate wide-field image of the TM, generated by mosaicking a sequence of multiple small field-of-view video-otoscopy images. | 1. A method for acquiring a three-dimensional mapping of a physical specimen characterized by a surface and a refractive index, the method comprising: a. obtaining a plurality of surface sub-images of a field of view of the surface of the physical specimen;b. obtaining a depth-resolved profile of the physical specimen at one or more fixed locations on each of the plurality of surface sub-images;c. extracting at least one of an image feature for use as a landmark for local registration of adjacent sub-images;d. pairwise locally registering sub-images to define a set of transformation matrices, each transformation matrix characterizing a coordinate transformation between neighboring sub-images;e. iteratively concatenating the transformation matrices so as to reference all of the transformation matrices to one of a plurality of coordinate frames of a plurality of sub-mosaics;f. repeating the process of steps (d)-(e) so as to reference all of the transformation matrices to a unitary global coordinate frame of the field of view of the surface of the physical specimen; andg. generating a three-dimensional globally co-registered mapping of the physical specimen based in part upon the depth-resolved profile at each of the plurality of locations. 2. A method in accordance with claim 1, further comprising correcting for error due to accumulation of mismatch errors in global registration of sub-mosaics. 3. A method in accordance with claim 1, further comprising interpolating sparsely-sampled areas in such a manner as to generate a smoothly colored map. 4. A method in accordance with claim 1, wherein performing at least one depth scan at the specified point on the surface sub-image includes obtaining and processing a plurality of depth scans at the specified point. 5. A method in accordance with claim 1, further comprising blending edges between neighboring sub-images. 6. A method in accordance with claim 1, further comprising interpolating between depths associated with successive spatial positions. 7. A method in accordance with claim 1, further comprising a step of accounting for increased optical depth due to the refractive index of the physical specimen. 8. A method in accordance with claim 1, wherein the at least one depth scan is obtained using low-coherence interferometry. 9. A method in accordance with claim 1, wherein the physical specimen is a tympanic membrane of a subject. 10. A method in accordance with claim 9, further comprising deriving a measure of the tympanic membrane or of a biofilm disposed thereupon. 11. A three-dimensional otoscopic mapping system comprising: a. a hand-held probe having an otoscopic tip for insertion into an ear canal;b. focusing optics for directing low-coherence light to ear tissue via the ear canal and for collecting scattered light within a field-of-view of a sub-image of the ear tissue;c. a dichroic beamsplitter for reflecting light scattered by a tympanic membrane of a subject onto a camera;d. a low-co... | The Board of Trustees of the University of Illinois | G01B009/02 A61B001/227 A61B005/00 A61K009/00 G01N021/47
US10416784 | B2 | 2019-09-17 | Systems and methods for detecting traffic in a shopping facility | 2017-05-31 | In some embodiments, apparatuses and methods are provided herein useful for detecting traffic in a shopping facility. A system for detecting traffic in a shopping facility comprises: a plurality of light emitters coupled to motion sensors configured to emit light when motion is detected by the motion sensor; a light detector having a field of view including at least one of the plurality of light emitters; a database; and a control circuit configured to obtain data from the light detector relating to light emitted from the light emitters, estimate a location of the light emitted from the light emitters based on location data associated with the light emitter stored in the database, and track a path of a customer based on successive light emissions from the light emitters. | 1. A system for detecting traffic in a shopping facility, the system comprising: a plurality of light emitters positioned at predetermined locations throughout the shopping facility, each light emitter being coupled to an associated motion sensor configured to detect motion such that each light emitter emits a light signal when motion of an approaching customer is detected by the associated motion sensor;a light detector having a field of view including the plurality of light emitters and configured to detect the light signals emitted from the plurality of light emitters;a database configured to store signal data obtained from the light detector and location data associated with the plurality of light emitters; anda control circuit coupled to the light detector and the database, the control circuit configured to: obtain the signal data from the light detector relating to the light signals emitted from the plurality of light emitters;estimate a location of the light signals emitted from the plurality of light emitters based on the location data associated with the plurality of light emitters stored in the database; andtrack a path of the approaching customer based on successive light signal emissions from at least two of the plurality of light emitters,wherein the control circuit is further configured to estimate a location of a store worker by comparing a scan from a handheld device carried by the store worker, the handheld device being coupled to the control circuit, with scan data stored in the database, anddetermine if the store worker is present when at least one of the plurality of light emitters is activated by the approaching customer by comparing the location of the store worker to the signal data obtained from the light detector and the location data associated with the at least one of the plurality of light emitters. 2. The system of claim 1, wherein the control circuit is further configured to estimate customer traffic patterns in an area adjacent to at least one of plurality of light emitters based at least on how often the at least one of the plurality of light emitters is activated to emit a light signal. 3. The system of claim 2, wherein the control circuit is further configured to compare the customer traffic patterns with point of sale data to determine if the point of sale data correlates to the customer traffic patterns. 4. The system of claim 1, wherein at least one of the plurality of light emitters is configured to emit light for a length of time that the motion sensor detects a continuous motion of the approaching customer, and the control circuit is further configured to estimate a dwell time of the approaching customer based on a length of time that the at least one of the plurality of light emitters emits the light signal. 5. The system of claim 1, wherein at least two of the plurality of light emitters emits a different wavelength of light. 6. The system of claim 1, wherein the light signal emitted from at least on... | Walmart Apollo, LLC | G06F003/03 A61B005/11 G06F016/487 G06T007/292 G06Q030/00
US10399291 | B2 | 2019-09-03 | Smart contact lenses and smart glasses | 2016-04-25 | The present invention provides a smart contact lens including a sensor capable of non-invasively sensing an eye disease in real time and a drug reservoir, and smart glasses for controlling the smart contact lens. | 1. A contact lens for the treatment intraocular angiogenesis, comprising: a sensor to which a probe capable of sensing a disease marker is fixed; anda drug reservoir formed in a form of a drug well, which is formed at the inner side of the contact lens in contact with an eye to be indented toward the outer side thereof and sealed by an electrode pattern containing gold,wherein, when the disease marker is sensed by the sensor, the gold of the electrode pattern of the drug reservoir is dissolved in chlorine of the body, resulting in AuCl4-, and the drug reservoir is opened,the disease marker is one or more selected from the group consisting of nitrogen monoxide (NO), vascular endothelial growth factor (VEGF) and glucose,the drug reservoir includes a drug or a drug carrier capable of releasing a drug, and a drug releasing control substance,the drug is genistein or a protein drug, and the drug carrier is a viral vector expressing the protein drug,the viral vector is a recombinant virus produced by a recombinant vector including a DNA cassette including one or more nucleic acid sequences which encode protein drugs,in the DNA cassette, expression of the inserted gene is controlled by tetracycline or doxycycline. 2. The contact lens of claim 1, wherein the contact lens is based on a silicone hydrogel, poly(2-hydroxyethylmethacrylate) (PHEMA), poly(methyl methacrylate) (PMMA), poly(lactic-co-glycolic acid) (PLGA), polyvinylpyrrolidone (PVP) or polyvinylacetate (PVA). 3. The contact lens of claim 1, wherein the probe is one or more selected from the group consisting of hemin and an aptamer. 4. The contact lens of claim 1, wherein the sensor senses an occurrence of a current change when the disease marker binds to the probe. 5. The contact lens of claim 1, wherein the viral vector is one or more selected from the group consisting of a retrovirus vector, a baculovirus vector, a parvovirus vector, a Semliki Forest virus vector, a canarypox virus vector, a vaccinia virus vector, a fowlpox virus vector, a sindbis virus vector, an adenovirus vector, a piconavirus vector and an alphavirus vector. 6. The contact lens of claim 1, wherein the viral vector is a lentivirus vector. 7. The contact lens of claim 6, wherein the protein drugs are VEGFR and PDGFR. 8. The contact lens of claim 7, wherein the protein drug is an Fc-binding fusion protein. 9. The contact lens of claim 8, wherein the DNA cassette includes a nucleic acid sequence which encodes VEGFR-Fc and a nucleic acid sequence which encodes PDGFR-Fc, which are linked to transcription/translation initiation nucleic acid sequences. 10. The contact lens of claim 9, wherein the transcription/translation initiation nucleic acid sequences are internal ribosome entry site (IRES) nucleic acid sequences. 11. A method for producing a contact lens according to claim 1, including a sensor to which a probe capable of sensing a disease marker is fixed, and a drug reservoir, the method comprising: producing the dr... | PHI BIOMED CO., LTD. | G02C007/00 G02C013/00 A61F002/00 B29D011/00 A61K039/395 A61M037/00 A61F009/00 G02C007/04 A61B005/145 A61B005/00 G01N033/52 G01N033/543 G01N033/66 G02B027/01 G02C007/08 A61K009/00
US10398321 | B2 | 2019-09-03 | Thermal patient signal analysis | 2015-09-01 | Disclosed herein is a framework for facilitating thermal patient signal analysis. In accordance with one aspect, the framework receives patient signal data including thermal signal data. The framework then segments a waveform of the thermal signal data into portions and extracts thermal parameters based on the segmented portions. The framework then determines one or more thermal indices based at least in part on the thermal parameters and generates a report that presents cardiac event detection results determined based at least in part on the one or more thermal indices. | 1. A system for patient signal analysis, comprising: a patient monitor including a sensor system with a non-thermal sensor and multiple thermal sensors that simultaneously acquires multiple types of patient signal data including non-thermal signal data, first and second different types of thermal signal data, wherein the multiple thermal sensors acquire the first and second different types of thermal signal data that is generated in response to heat from blood flowing in blood vessels of a patient; anda computer system communicatively coupled to the patient monitor to receive the patient signal data, wherein the computer system includes a non-transitory memory device for storing computer readable program code, anda processor in communication with the memory device, the processor being operative with the computer readable program code to perform steps including determining continuous temperature cycles from the first and second different types of thermal signal data,synchronizing a first waveform of the continuous temperature cycles from the first or second different type of thermal signal data with a second waveform of the non-thermal signal data by determining time durations between peaks of the first waveform and peaks of the second waveform within a predetermined time window,determining at least one synchronicity value based at least in part on the time durations, andgenerating a report that presents cardiac event detection results determined based at least in part on the at least one synchronicity value. 2. The system of claim 1 wherein the patient monitor comprises a smart device. 3. The system of claim 1 wherein the multiple thermal sensors acquire the first and second different types of the thermal signal data from different locations on a body surface. 4. The system of claim 1 wherein the first and second different types of the thermal signal data each comprises at least one of temperature signal data, temperature speed signal data, temperature acceleration signal data, thermal pulse or temperature variation pulse waveform. 5. The system of claim 1 wherein the processor is operative with the computer readable program code to determine one or more thermal indices based at least in part on the first and second different types of thermal signal data and the non-thermal signal data. 6. The system of claim 1 wherein the non-thermal signal data comprises electrocardiogram (ECG) signal data, oximetric signal data, or a combination thereof. 7. The system of claim 1 wherein the synchronicity value comprises a mean, standard deviation or variance of the time durations. 8. A method of patient signal analysis, comprising: receiving, from a patient monitor, patient signal data acquired at one or more sensors and including first and second different types of thermal signal data, wherein multiple thermal sensors acquire the first and second different types of thermal signal data, wherein the first and second different types of thermal signal data... | Siemens Healthcare GmbH | A61B005/0205 G06F019/00 A61B005/01 A61B005/1455 A61B005/00 G16H015/00
US10420502 | B2 | 2019-09-24 | Optimized individual sleep patterns | 2017-11-02 | Embodiments of the invention are directed to a computer-implemented method for generating a sleep optimization plan. A non-limiting example of the computer-implemented method includes receiving, by a processor, genetic data for a user. The method also includes receiving, by the processor, Internet of Things (IoT) device data for the user. The method also includes generating, by the processor, a sleep duration measurement for the user based at last in part upon the IoT device data. The method also includes generating, by the processor, a sleep optimization plan for the user based at least in part upon the genetic data. | 1. A computer-implemented method for generating a sleep optimization plan, the method comprising: receiving, by a processor, genetic data for a user, the genetic data comprising a presence of a gene polymorphism in BTBD9, TOX3, BC034767, MEIS1, MAP2K/SKOR1, or PTPRD;receiving, by the processor, Internet of Things (IoT) device data for the user;generating, by the processor, a sleep duration measurement for the user based at last in part upon the IoT device data;correcting the sleep duration measurement based on the presence of the gene polymorphism; andgenerating, by the processor, a sleep optimization plan for the user based at least in part upon the genetic data and the corrected sleep duration measurement. 2. The computer-implemented method of claim 1, wherein the genetic data is sleep-quality genetic data. 3. The computer-implemented method of claim 1, wherein the sleep-quality genetic data comprises a determination of a presence or an absence of a polymorphism in adenosine deaminase. 4. The computer-implemented method of claim 1, wherein the IoT device data comprises physical exertion data for the user. 5. The computer-implemented method of claim 1, wherein the physical exertion data comprises data from the group consisting of heart rate data, accelerometer data, gyroscope data, altimeter data, temperature sensor data, bioimpedance data, and combinations thereof. 6. The computer-implemented method of claim 1, wherein the IoT device data comprises light exposure data. 7. The computer-implemented method of claim 1 further comprising receiving, by the processor, caffeine intake data for the user. 8. The computer-implemented method of claim 1 further comprising receiving, by the processor, caffeine-metabolism genetic data for the user. 9. The computer-implemented method of claim 1, wherein the caffeine-metabolism genetic data comprises a determination of a presence or an absence in a polymorphism in a cytochrome P450 1A2 gene, an aryl hydrocarbon receptor gene, or both. 10. The computer-implemented method of claim 1 further comprising generating the sleep optimization plan in a cloud environment. 11. A computer-implemented method for generating a sleep duration estimate, the method comprising: receiving, by a processor, sleep-motion genetic data for a user, the sleep-motion genetic data comprising a presence of a gene polymorphism in BTBD9, TOX3, BC034767, MEIS1, MAP2K/SKOR1, or PTPRD;sensing, by a motion sensor in an IoT network, user motion;generating, by the processor, a preliminary wakeful period identification based at least in part upon the sensed user motion;generating, by the processor, a corrected wakeful period identification based at least in part upon the presence of the gene polymorphism in the sleep-motion genetic data; andgenerating, by the processor, a user sleep duration estimate based at least in part upon the corrected wakeful period identification. 12. The computer-implemented method of claim 11, wherein the sleep-m... | INTERNATIONAL BUSINESS MACHINES CORPORATION | A61B005/00 G16H050/20 G16H015/00 G16H020/30 G16H010/60 G16H040/63 A61B005/11
US10402974 | B2 | 2019-09-03 | Method and apparatus for evaluation of medical data having a temporal resolution | 2017-09-29 | In a method and an evaluation computer for evaluating medical data having a temporal resolution, a preprocessing phase and a postprocessing phase, are executed. The medical data include a first dataset acquired at a first time point of the temporal resolution and a second dataset acquired at a second time point of the temporal resolution. The preprocessing of the first dataset is performed in a first time period and the preprocessed first dataset is provided as an output. The preprocessing of the second dataset is performed in a second time period and the preprocessed second dataset is provided as an output, and an interactive preparation of the postprocessing is carried out in the second time period based on the preprocessed first dataset. The medical data are evaluated by postprocessing using the preprocessed first dataset and/or the preprocessed second dataset. | 1. A method for evaluating medical data having a temporal resolution, said method comprising a preprocessing phase and a postprocessing phase, said method comprising: in said preprocessing phase, providing medical data to a computer, said medical data comprising a first dataset acquired from a subject at a first time point of the temporal resolution and a second dataset acquired from the subject at a second time point of the temporal resolution;preprocessing the first dataset in said computer in a first time period, and providing the preprocessed first dataset as an output;preprocessing the second dataset in said computer in a second time period, and providing preprocessed second dataset as another output;in said computer, implementing an interactive preparation of postprocessing to be conducted in said postprocessing phase concurrently with at least one of (i) the preprocessing of the second dataset, and (ii) the acquisition of the medical data; andevaluating the medical data in said postprocessing phase by applying the interactively prepared postprocessing to at least one of the preprocessed first dataset or the preprocessed second dataset. 2. The method as claimed in claim 1, comprising preprocessing at least one of said first or second datasets by extracting a movement of the subject therefrom, and providing a representation of the movement in said output or said another output. 3. The method as claimed in claim 2, comprising representing the movement in said output or said another output in a temporally resolved manner. 4. The method as claimed in claim 3, wherein the medical data comprises further datasets, and comprising representing a visualized progression of the movement in preprocessing of the further datasets. 5. The method as claimed in claim 1, wherein the preprocessing of at least one of said first or second datasets comprises at least one of reconstructing the dataset into image data, motion correction, drift correction, extraction of functional magnetic resonance data from the image data, and noise reduction and/or smoothing of the image data. 6. The method as claimed in claim 1, wherein the interactive preparation of the postprocessing comprises at least one of assessment of a quality of the first and/or second image data, aborting the preprocessing, and definition of a seed region based on the first and/or second image data and/or based on anatomical image data. 7. The method as claimed in claim 1, wherein the postprocessing comprises a correlation analysis based on a defined seed region. 8. The method as claimed in claim 1, wherein at least one of the interactive preparation of the postprocessing or the preprocessing comprises a co-registration of at least one of the first or second datasets, reconstructed into first or second image data, with anatomical image data, and displaying the co-registered anatomical image data overlaid with a result of the correlation analysis. 9. The method as claimed in claim 1, wherein the... | Siemens Healthcare GmbH | G06T007/00 G06T007/32 G06T007/246 A61B005/055 G01R033/56 G01R033/565 G06T003/00 G01R033/48 A61B005/00
US10408857 | B2 | 2019-09-10 | Use of gyro sensors for identifying athletic maneuvers | 2015-03-31 | Embodiments of the present disclosure help identify athletic maneuvers performed by actors and/or their sports equipment using data from sensors, including data from at least one gyroscopic sensor. Among other things, various embodiments can help judges and spectators of extreme sports to identify and assess athletic maneuvers more easily and accurately compared to conventional methods. | 1. A method comprising: measuring, by a gyroscope, angular velocity of one or more of an actor and the actor's equipment over a time period;measuring, by an accelerometer, acceleration of one or more of the actor and the actor's equipment over the time period;monitoring, by a Hall effect sensor, a speed of the actor's equipment before the time period, during the time period, or after the time period;receiving, by a computer system, sensor data related to motion over the time period by one or more of the actor and the actor's equipment, wherein the sensor data includes the measured angular velocity and the measured acceleration;determining, by the computer system and based on the sensor data, a plurality of motion characteristics; andidentifying, based on the plurality of motion characteristics and the monitored speed of the actor's equipment, an athletic maneuver associated with the motion during the time period. 2. The method of claim 1, wherein determining the plurality of motion characteristics is based on a rate of change in the measured angular velocity from the gyroscope. 3. The method of claim 1, wherein determining the plurality of motion characteristics includes detecting a landing by the actor. 4. The method of claim 1, wherein determining the plurality of motion characteristics includes detecting a start of a jump by the actor. 5. The method of claim 1, wherein determining the plurality of motion characteristics includes performing a fuzzy logic analysis of the measured angular velocity from the gyroscope and the measured acceleration from the accelerometer. 6. The method of claim 1, further comprising measuring, by a magnetometer, an orientation of one or more of the actor and the actor's equipment, before the time period, during the time period, or after the time period, and wherein determining the plurality of motion characteristics includes determining an orientation for the actor based at least partially on a direction of a magnetic vector calculated using the measured orientation from the magnetometer. 7. The method of claim 1, wherein the plurality of motion characteristics are selected from the group consisting of: position;velocity;acceleration;orientation;rotation;translation;deformation; andcombinations thereof. 8. The method of claim 1, wherein the sensor data further includes data from an ultrasonic sensor. 9. The method of claim 1, wherein identifying the athletic maneuver includes comparing the plurality of determined motion characteristics to one or more motion characteristics associated with a known athletic maneuver. 10. The method of claim 9, further comprising determining a level of similarity between the plurality of determined motion characteristics and the motion characteristics associated with the known athletic maneuver. 11. The method of claim 10, further comprising generating an alert in response to the level of similarity being beneath a predetermined threshold. 12. The method of claim 9, wherein ... | ALPINEREPLAY, INC. | G01P015/14 A61B005/11 G06F003/01 A61B005/00 G01S019/19 G06K009/00 G16H050/20 G16H020/30
US10405772 | B2 | 2019-09-10 | Magnetic resonance angiography and venography | 2012-09-18 | Techniques and systems for non-contrast enhanced magnetic resonance angiography and venography (MRAV) are described. For example, within one cardiac cycle of a subject, a single shot acquisition of non-suppressed arterial MR signals and a single shot acquisition of non-suppressed venous MR signals are employed. Radio frequency (RF) saturation pulses may be applied to one or more slabs such that MR signals indicative of venous blood that flows into the arterial imaging slice are substantially suppressed and MR signals indicative of arterial blood that flows in the venous imaging slice are substantially suppressed. The RF saturation pulses and the single shot acquisitions may be timed such that one or more of the single shot acquisitions occur during substantially steady state inflow of blood into the respective imaging slice. In this manner, k-space data may be acquired from arterial specific and venous specific imaging slices occurring within a single cardiac cycle. | 1. A method comprising: acquiring a signal indicative of a start of a cardiac cycle of a subject;performing, by one or more processors, a pulse sequence that directs a magnetic resonance imaging (MRI) system to: during the cardiac cycle, apply a first radio frequency (RF) saturation pulse to one slab of one or more slabs such that magnetic resonance (MR) signals indicative of blood of a second vessel that flows into a first imaging slice are suppressed;during one of the cardiac cycle or an immediately prior cardiac cycle, apply a second RF saturation pulse to one slab of the one or more slabs such that MR signals indicative of blood of a first vessel that flows into a second imaging slice are suppressed;during the cardiac cycle, acquire first data from the subject following the application of one or more first RF excitation pulses, wherein the first data is indicative of MR signals from blood of the first vessel and suppressed MR signals from blood of the second vessel; andduring the cardiac cycle, acquire second data from the subject following the application of one or more second RF excitation pulses, wherein the second data is indicative of MR signals from blood of the second vessel and suppressed MR signals from blood of the first vessel;reconstructing, from the acquired first data, a first image that represents at least a portion of the first vessel the subject; andreconstructing, from the acquired second data, a second image that represents at least a portion of the second vessel of the subject. 2. The method of claim 1, whereinthe first RF saturation pulse is applied to a first slab of the one or more slabs such that MR signals indicative of blood of the second vessel that flows into the first imaging slice of the first data are suppressed; andwherein the second RF saturation pulse is applied to a second slab of the one or more slabs different than the first slab such that MR signals indicative of blood of the first vessel that flows into the second imaging slice of the second data are suppressed. 3. The method of claim 2, wherein performing the pulse sequence comprises performing the pulse sequence that directs the MRI system to: apply the first RF saturation pulse;after application of the first RF saturation pulse, apply the second RF saturation pulse;acquire the first data from the subject following the one or more first RF excitation pulses applied after the second RF saturation pulse; andacquire the second data from the subject following the one or more second RF excitation pulses applied after the one or more first RF excitation pulses. 4. The method of claim 2, wherein performing the pulse sequence comprises performing the pulse sequence that directs the MRI system to: apply the second RF saturation pulse;after application of the second RF saturation pulse, apply the first RF saturation pulse;acquire the first data from the subject following the one or more first RF excitation pulses applied after the first RF saturation pulse; a... | WISCONSIN ALUMNI RESEARCH FOUNDATION, INC. GENERAL ELECTRIC COMPANY | A61B005/00 A61B005/055 G01R033/563 A61B005/026 A61B005/0456 G01R033/483
US10420682 | B2 | 2019-09-24 | Sensor arrangement for measuring moisture and the presence of a person on a base | 2015-06-23 | Sensor arrangement and method for monitoring a person with a sensor arrangement, which includes measuring electronics and a sensor structure that can be fitted onto a base. The sensor structure includes at least one sensor, and the arrangement determines, by the data measured by the measuring electronics and the sensor, a change in the moisture of the base and the presence of a person on the base. | 1. A sensor arrangement, comprising: a base;a first electrically conductive plate on the base;a plurality of second electrically conductive plates parallel to the first conductive plate;a first electrically insulative material between the first electrically conductive plate and the plurality of second electrically conductive plates;a second electrically insulative material between the plurality of second electrically conductive plates, the second electrically insulative material being permeable to moisture,wherein the sensor arrangement is adapted to determine whether the moisture of the base has changed by changes in an electrical characteristic between two of the plurality of second electrically conductive plates, andthe sensor arrangement is further adapted to determine pressure on the base by changes in an electrical characteristic between the first electrically conductive plate and one of the plurality of second electrically conductive plates. 2. The sensor arrangement according to claim 1, wherein the base is a bed or a seat. 3. The sensor arrangement according to claim 1, wherein the sensor arrangement is adapted to determine a change in the moisture by measuring a resistance between the two of the plurality of second electrically conductive plates and by comparing the resistance to a reference value that has been measured and recorded when the base was dry. 4. The sensor arrangement according to claim 1, wherein the sensor arrangement is adapted to determine the pressure by measuring a capacitance between the first electrically conductive plate and one of the plurality of second electrically conductive plates and by comparing the capacitance to a reference value that has been measured and recorded when the base was empty. 5. The sensor arrangement according to claim 1, wherein the sensor arrangement is adapted to determine a change in the moisture of the base by measuring a capacitance between the two of the plurality of second electrically conductive plates and by comparing the capacitance to a reference value that has been measured and recorded after a presence had started when the base was dry. 6. The sensor arrangement according to claim 1, further comprising a piezoelectric material, and the sensor arrangement is adapted to measure the pressure by measuring voltage fluctuations in the sensor that are caused by a piezoelectric phenomenon. 7. The sensor arrangement according to claim 1, wherein the sensor arrangement is adapted to react with a change in resistance, and the sensor arrangement is adapted to measure a force being exerted on the sensor arrangement by measuring resistance fluctuations. 8. The sensor arrangement according to claim 7, further comprising a strain gauge or a piezoresistive element. 9. The sensor arrangement according to claim 1, further comprising a memory, the memory adapted to record sensor data, or information derived from the sensor data, for observing the chronological dependency of the behavior of... | MARICARE OY | A61F013/42 G08B021/20 G08B021/22 G08B025/08 G01L009/00 G01L019/00 G01L001/14 G01L001/16 G01L001/18 G01L001/22 A61B005/11 A61B005/20 A61B005/00 G01N027/04 G01N027/22 A61B090/00
US10420485 | B2 | 2019-09-24 | Method for acquiring a vascular wall image from magnetic resonance imaging | 2015-03-26 | Images where the vascular walls are automatically divided are obtained by obtaining two MRI images that reflect different properties of the blood vessel and obtaining the difference between the two images. This can image both the vascular inner and the outer walls, thereby obtaining the exact size of the blood vessel, and the thickness between the vascular inner and outer walls. Therefore, it is possible to stably perform the operation using a stent with an accurate size during the stent procedure. | 1. A method for acquiring a vascular wall image, which comprises the steps of: obtaining a first magnetic resonance image of a first type, the first magnetic resonance image reflecting a first structural property of a blood vessel;obtaining a second magnetic resonance image of a second type that is different from the first type, the second magnetic resonance image reflecting a second structural property of the blood vessel that is different from the first structural property;determining a difference between the second structural property of the second magnetic resonance image and the first structural property of the first magnetic resonance image; andproviding the vascular wall image based at least on the difference between the second structural property of the second magnetic resonance image and the first structural property of the first magnetic resonance image. 2. The method for acquiring MM images according to claim 1, wherein the first and second structural properties include one selected from the group consisting of: a form or thickness of a vascular membrane constituting the blood vessel, a form of the vascular inner wall, a form of the vascular outer wall, and a blood flow. 3. The method for acquiring MM images according to claim 1, wherein the first magnetic resonance image is a CISS (Constructive Interference in Steady State) T2/T1 weighted image. 4. The method for acquiring MM images according to claim 1, wherein the second magnetic resonance image is a T2-weighted image. 5. A method for acquiring a vascular wall image, which comprises the steps of: obtaining a first magnetic resonance image of a first type, the first magnetic resonance image reflecting a first structural property of a blood vessel;obtaining a second magnetic resonance image a second type that is different from the first type, the second magnetic resonance image reflecting a second structural property of the blood vessel that is different from the first structural property;obtaining a third magnetic resonance image of a third type by inverting the first structural property of the first magnetic resonance image;determining a difference between the second structural property of subtracting the second magnetic resonance image and the first structural property of the third magnetic resonance image; andproviding the vascular wall image based at least on the difference between the second structural property of the second magnetic resonance image and the first structural property of the third magnetic resonance image. 6. The method for acquiring MM images according to claim 5, wherein the first and second structural properties include one selected from the group consisting of: a form or thickness of a vascular membrane constituting the blood vessel, a form of the vascular inner wall, a form of the vascular outer wall, and a blood flow. 7. The method for acquiring MM images according to claim 5, wherein the first magnetic resonance image is a CISS (Constructive Interfere... | GACHON UNIVERSITY OF INDUSTRY-ACADEMIC COOPERATION FOUNDATION GIL MEDICAL CENTER | A61B005/055 A61B005/02 A61B005/026 G01R033/00 G01R033/56 G01R033/563 G06T005/50
US10408901 | B2 | 2019-09-10 | Magnetic resonance imaging device and method for adjusting waveform of gradient magnetic field and measuring echo signals by applying the adjusted waveform to a pulse sequence | 2015-05-19 | Acoustic noise reduction is achieved in a high-speed imaging method such as a phase-compensation type GE sequence, which is not provided with sufficiently long intervals for applying the gradient magnetic field pulses. A band-stop filter is used to reduce components of a frequency band in the gradient magnetic field waveform, having a high sound pressure level being a source of sound, thereby performing the noise reduction. In general, when a band of the gradient magnetic field is reduced, the waveform is likely to be considerably distorted, failing to satisfy imaging conditions. Therefore, the distorted waveform is shaped so that the imaging conditions are satisfied. The sound pressure level of the gradient magnetic field waveform is calculated by using a response function inherent to the device. | 1. A magnetic resonance imaging device, comprising, an echo measurement section configured to irradiate a test subject placed in a static magnetic field, with a high-frequency magnetic field, along with applying a gradient magnetic field, according to an imaging condition and a pulse sequence designated by a user, and to receive echo signals generated from the test subject, anda database configured to store an adjusted gradient magnetic field waveform after adjustment of acoustic noise reduction in an initial waveform that is a gradient magnetic field waveform set in the pulse sequence, in association with the imaging condition and the pulse sequence designated by the user, wherein,the echo measurement section measures the echo signals by applying the adjusted gradient magnetic field waveform to the pulse sequence, andthe adjusted gradient magnetic field waveform is obtained by an adjusted gradient magnetic field adjuster by filtering out a frequency band of the initial waveform to generate a filtered waveform, the frequency band having a pressure level equal to or higher than a predetermined level, and thereafter shaping the filtered waveform so that the imaging condition is satisfied. 2. The magnetic resonance imaging device according to claim 1, wherein, the gradient magnetic field waveform adjuster is configured to adjust the initial waveform, being the gradient magnetic field waveform set in the pulse sequence, and to obtain the adjusted gradient magnetic field waveform, wherein,the gradient magnetic field waveform adjuster comprises,a band-rejection section configured to filter out a specific band of the frequency band of the initial waveform, and to generate the filtered waveform, anda waveform shaper configured to perform the shaping of the filtered waveform so as to satisfy the imaging condition, and to obtain the adjusted gradient magnetic field waveform. 3. The magnetic resonance imaging device according to claim 2, wherein, the specific band to be filtered corresponds to a frequency band where a sound pressure level is equal to or higher than a predetermined level, in the frequency band of the initial waveform. 4. The magnetic resonance imaging device according to claim 3, wherein, the band-rejection section uses a response function inherent to the magnetic resonance imaging device, so as to calculate the sound pressure level of the initial waveform. 5. The magnetic resonance imaging device according to claim 4, further comprising, a response function calculator configured to apply a predetermined gradient magnetic field, so as to calculate the response function. 6. The magnetic resonance imaging device according to claim 5, comprising, a microphone disposed in proximity to the test subject, configured to collect sound that is generated therefrom, anda frequency analyzer configured to obtain a spectrum from the sound collected via the microphone, wherein,the response function calculator calculates the response function from the g... | Hitachi, Ltd. | G01R033/385 A61B005/055 G01R033/561 G01R033/28
US10398367 | B2 | 2019-09-03 | Interactive device and method | 2016-06-20 | A mood-conscious interaction device detects at least one physiological data of a user, and turns on a light with a color which corresponds to the physiological data. Thus, other users can know a mood or emotion of the user according to the color of the light, and the moods or emotion of the other users can be made known to the user during communications. | 1. An interactive method for indicating a first mood of a first user and a second mood of a second user, the method comprising: providing the first user with a first interactive device, wherein the first interactive device comprises: a first biomedical sensor configured to detect first physiological data of the first user,a first plurality of indicator lights, each having a different respective color of a plurality of colors,a first processor, anda first storage device having stored thereon a first relationship between a plurality of physiological data ranges and the plurality of colors;providing the second user with a second interactive device, wherein the second interactive device comprises: a second biomedical sensor configured to detect second physiological data of the second user, anda second plurality of indicator lights, each having a different respective color of the plurality of colors;acquiring the first physiological data detected by the first biomedical sensor;identifying, by the first processor, a first color from the plurality of colors according to the acquired first physiological data and the first relationship;controlling, by the first processor, one indicator light from the first plurality of indicator lights that has the identified first color to turn on, thereby indicating the first mood;transmitting a first turning-on command from the first interactive device to the second interactive device, wherein the first turning-on command is configured to turn on an indicator light from the second plurality of indicator lights that has the identified color to indicate the first mood to the second user; andreceiving, at the first interactive device, a second turning-on command originating from the second interactive device, wherein the second turning-on command is configured to turn on an indicator light from the first plurality of indicator lights that has a color corresponding to the second mood to indicate the second mood to the first user. 2. The interactive method according to claim 1, further comprising: transmitting the first physiological data to the second interactive device; andreceiving, at the first interactive device, the second physiological data from the second interactive device. 3. The interactive method according to claim 1, further comprising: displaying an interactive interface; andreceiving user inputs to the interactive interface. 4. The interactive method according to claim 1, wherein the first biomedical sensor is a heart rate sensor, wherein the heart rate sensor comprises an infrared emitter and an infrared receiver, the infrared emitter arranged to face the infrared receiver. 5. The interactive method according to claim 1, wherein the first plurality of indicator lights comprise several light groups respectively corresponding to several users including the first user and the second user, wherein each light group comprises a group of indicator lights each having a different respective color of the plurality... | HON HAI PRECISION INDUSTRY CO., LTD. | A61B005/16 A61B005/024 A61B005/00 G08B005/36 A61B005/021 A61B005/08
US10413237 | B2 | 2019-09-17 | Method for calculating or approximating a value representing the relative blood volume and devices | 2011-12-21 | The present invention relates to a method for calculating or approximating a value representing the relative blood volume (RBV) at a certain point of time, or a value representing the refilling volume of a patient that may be observed or found during or due to a blood treatment of the patient, the method involving considering one or more calculated or measured value(s) reflecting an overhydration level of the patient or an approximation thereof. It relates further to an apparatus and a device for carrying out the present invention, a blood treatment device, digital storage means, a computer program product, and a computer program. | 1. A method for monitoring a patient during or due to a blood treatment of the patient, the method comprising: obtaining a relative blood volume (RBV_prior(t)) of the patient at a time point before or during the blood treatment of the patient;determining a normohydrated relative blood volume (RBV_normohyd) of the patient based on the relative blood volume (RBV_prior(t)) and an overhydration level of the patient; wherein the normohydrated relative blood volume (RBV_normohyd) at time point t is determined based on an equation:RBV_⁢⁢normohyd⁡(t)=BV_⁢⁢absolut⁢⁢_⁢⁢startDialysisBV_⁢⁢0*RBV_⁢⁢prior⁡(t)=BV0+OHK_⁢⁢GuytonBV_⁢⁢0*RBV_⁢⁢prior⁡(t)wherein:BV_absolute_startDialysis stands for the absolute blood volume at the beginning of the treatment session;K_Guyton indicates what portion of the overhydration is comprised within the vessel system;OH stands for the patient's overhydration at the beginning of the blood treatment session;RBV_prior(t) stands for the patient's relative blood volume; andBV_0 stands for the patient's normyhydrated blood volume at the beginning of the blood treatment session;inputting a target range for the normohydrated relative blood volume (RBV_normohyd) to meet when the blood treatment is terminated;adjusting an ultrafiltration rate of the blood treatment of the patient based on the determined normohydrated relative blood volume (RBV_normohyd); andterminating the blood treatment of the patient based in response to when the determined normohydrated relative blood volume (RBV_normohyd) meets the target range for the normohydrated relative blood volume (RBV_normohyd). 2. The method according to claim 1, further comprising determining an absolute start blood volume (BV_start) of the patient based on at least one value reflecting a lean mass (LTM) of the patient's body and on at least one value reflecting a fat mass (ATM) of the patient's body. 3. The method according to claim 1, determining, during the blood treatment of the patient, a plurality of normohydrated relative blood volumes of the patient, each of the normohydrated relative blood volumes based on an absolute blood volume of the patient at a respective point in time during the blood treatment of the patient divided by a blood volume of the patient at a normohydrated state BV0. 4. The method according to claim 1, wherein a target range of the normohydrated relative blood volume (RBV_normohyd), to be achieved by the blood treatment of the patient at the end of the blood treatment of the patient is determined. 5. A blood treatment system configured to carry out a method comprising: obtaining a relative blood volume (RBV_prior(t)) of a patient at a time point before or during a blood treatment of the patient;determining a normohydrated relative blood volume (RBV_normohyd) of the patient based on the relative blood volume (RBV_prior(t)) and an overhydration level of the patient; wherein the normohydrated relative blood volume (RBV_normohyd) at time point t is determined based ... | Fresenius Medical Care Deutschland GmbH | A61M001/30 A61M001/14 A61B005/00 A61M001/16 A61B005/0205 A61B005/0295 G06F019/00
US10411066 | B2 | 2019-09-10 | Athletic activity monitoring device with energy capture | 2016-05-26 | Aspects relate to an energy harvesting device adapted for use by an athlete while exercising. The device may utilize a mass of phase-change material to store heat energy, the stored heat energy subsequently converted into electrical energy by one or more thermoelectric generator modules. The energy harvesting device may be integrated into an item of clothing, and such that the mass of phase change material may store heat energy as the item of clothing is laundered. | 1. An activity monitoring device, comprising: a support structure comprising a first end spaced apart from a second end along a first axis, the support structure further comprising a first side configured to be exposed to an external environment, and a second side, opposite the first side along a second axis, the second side configured to be positioned proximate to an area of skin of a user;a processor;an activity monitoring circuit coupled to the support structure;a non-transitory computer-readable medium comprising computer-executable instructions that when executed by the processor perform at least: obtaining sensor data from the activity monitoring circuit; andbased upon the sensor data, calculating athletic measurements based upon a user's athletic movements; andat least two series-connected thermoelectric generator modules configured to generate and transfer electrical energy to the processor and the activity monitoring circuit,wherein a voltage generated by the at least two series-connected thermoelectric generator is received as an input signal by the activity monitoring circuit,wherein when the voltage is below a threshold level, the activity monitoring circuit operates in a first power configuration, and when the voltage is above the threshold level, the activity monitoring circuit operates in a second power configuration, andwherein the at least two series-connected thermoelectric generator modules are configured to generate electrical energy in response to a thermal gradient between the first side and the second side. 2. The activity monitoring device of claim 1, wherein the support structure is a first support structure, the device further comprising a second support structure flexibly coupled to the first support structure. 3. The activity monitoring device of claim 2, wherein the first support structure and the second support structure are each rigid structures. 4. The activity monitoring device of claim 2, wherein the activity monitoring circuit comprises an optical sensor configured to be fully powered by the thermoelectric generators, wherein the optical sensor is configured to be positioned proximate to a user's appendage when the device is worn. 5. The activity monitoring device of claim 4, wherein the activity monitoring circuit comprises an accelerometer. 6. The activity monitoring device of claim 5 wherein the non-transitory computer-readable medium includes computer-executable instructions that when executed by the processor perform at least: determining that the series-connected thermoelectric generator modules produced a threshold quantity of energy; andbased upon the threshold quantity of energy being produced, altering capture of athletic measurements from the device. 7. The activity monitoring device of claim 6, wherein the altering of the capture comprises reducing a sampling rate from at least one sensor. 8. The activity monitoring device of claim 6, wherein the altering of the capture comprises ceasing captu... | NIKE, Inc. | H01L027/16 A43B003/00 A61B005/11 A61B005/00 F03G005/06 G16H040/67
US10413225 | B1 | 2019-09-17 | Pulse oximeter sensor assembly and methods of using same | 2015-06-30 | A pulse oximeter sensor assembly and a method for monitoring and assessing a physical state of a subject with the assembly are provided. The assembly includes a pulse oximeter sensor, an indicator device, a processor coupled to the pulse oximeter sensor and the indicator device, a base layer configured to conform to a temporal region of the subject's head, and a mounting assembly configured to enable securing of the pulse oximeter sensor assembly in the temporal region of the subject's head. By positioning the assembly in the temporal region of the subject's head, the assembly can utilized data taken from the temporal artery and provide an external indication as to the physical status of the subject. | 1. A waterproof pulse oximeter sensor assembly configured to monitor vitals of a swimmer, the waterproof pulse oximeter sensor assembly comprising: a waterproof housing configured to be positioned proximate to a temporal artery of the swimmer;a pulse oximeter sensor operably coupled to the waterproof housing and configured to evaluate conditions in the temporal artery of the swimmer and to generate a pulse-ox signal in response thereto;a pressure sensor operably coupled to the processor and configured to detect pressure associated with a depth of water, the pressure sensor being further configured to provide a pressure sensor output signal to the processor in response to the detected pressure; anda processor in the waterproof housing and operably coupled to the pulse oximeter sensor, wherein the processor includes control logic configured to: receive the pulse-ox signal from the pulse oximeter sensor and the pressure sensor output signal from the pressure sensor,determine a heartbeat rate, a blood oxygen saturation level, or both from the pulse-ox signal,determine an underwater depth in relation to the detected pressure,generate an output signal that is based on the determined heartbeat rate, blood oxygen saturation level, the underwater depth, or a combination thereof, andtransmit the output signal to an indicator. 2. The pulse oximeter sensor assembly of claim 1, wherein the pulse oximeter sensor comprises at least one light emitting diode and at least one photodetector. 3. The pulse oximeter sensor assembly of claim 1, further comprising: a network interface in the waterproof housing configured to communicate data from the processor by a protocol selected from USB, Wi-Fi, Bluetooth, IrDA, radio frequency, IEEE 802.11, IEEE 802.15, Zigbee, Free Space Optical, or combinations thereof. 4. The pulse oximeter sensor assembly of claim 1, further comprising: a mounting assembly operably coupled to the waterproof housing configured to receive a head band, a goggle strap, or an eye glass temple so as to secure the pulse oximeter sensor assembly to the swimmer. 5. The waterproof pulse oximeter sensor assembly of claim 1, further comprising: an indicator operably coupled to the waterproof housing and configured to receive the output signal from the processor and, in response to the output signal is configured to transmit a visual signal, an audible signal, a sensory signal, or a combination thereof. 6. The waterproof pulse oximeter sensor assembly of claim 5, wherein the indicator is further configured to transmit the signal at a set frequency for standoff monitoring. 7. The pulse oximeter sensor assembly of claim 5, wherein the indicator comprises a light source, a noise source, a haptic device, or combinations thereof. 8. A waterproof pulse oximeter sensor assembly configured to monitor vitals of a swimmer, the waterproof pulse oximeter sensor assembly comprising: a waterproof housing configured to be positioned proximate to a temporal artery of... | Government of the United States as represented by the Secretary of the Air Force | A61B005/00 A61B005/1455 A61B005/024
US10398301 | B2 | 2019-09-03 | Method and system for cognitive function testing | 2016-08-18 | Cognitive function testing. At least some of example embodiments are methods including performing a cognitive function test on a patient without calibrating pupil position of the patient. The performing may include: causing a visual cue on a computer screen in front of the patient to move in a predetermined pattern; reading frames from an eye camera that captures images of an eye of the patient while the visual cue moves on the computer screen and the patient visually tracks the visual cue; determining pupil position within the frames; correcting offsets between the stimulus data and the pupil position data; translating the pupil position data from a coordinate space of the eye camera to a coordinate space of the stimulus data; and generating a test score being the cumulative distance between the stimulus data and pupil position data for each corresponding point in time. | 1. A method comprising: performing a cognitive function test on a patient, the performing by: immobilizing the patient's head;positioning the computer screen in front of the patient such that, when patient is looking directly forward, a line of sight of the patient is at about a center of the computer screen;causing, by a computer system, a visual cue on a computer screen in front of the patient to move in a predetermined pattern, thereby creating stimulus data as a function of time;reading, by a computer system, frames from an eye camera that captures images of an eye of the patient while the visual cue moves on the computer screen and the patient visually tracks the visual cue;determining, by a computer system, pupil position within the frames, thereby creating pupil position data as a function of time, the pupil position data in a coordinate space of the eye camera;correcting, by a computer system, offsets by rotating the pupil position data reducing height, and skewing the pupil position data reducing width, the correcting creates modified pupil position data in the coordinates space of the eye camera;translating, by a computer system, the modified pupil position data from the coordinate space of the eye camera to a coordinate space of the stimulus data;generating, by a computer system, a test score being a cumulative distance between the stimulus data and modified pupil position data for each corresponding point in time;calculating, by a computer system, an indication of cognitive function based on the test score; anddisplaying, by a computer system, an indication of cognitive function. 2. The method of claim 1 wherein the cognitive function test is at least one selected from the group consisting of: concussion testing; drug-induced impairment testing; and autism spectrum disorder testing. 3. The method of claim 1 wherein positioning the computer screen further comprises positioning the computer screen about two feet from the patient's eyes. 4. The method of claim 1 wherein causing the visual cue to move further comprises causing the visual cue to move in a lemniscate pattern. 5. The method of claim 4 wherein causing the visual cue to move further comprises causing the visual cue to abut a left-most portion of the computer screen during a first portion of the lemniscate pattern, and causing the visual cue to abut a right-most portion of the computer screen during a second portion of the lemniscate pattern. 6. The method of claim 1 wherein reading frames from the eye camera further comprises at least one selected from the group consisting of: reading by the eye camera being part of a headset; and reading from the eye camera being coupled to a chin rest. 7. The method of claim 1 wherein correcting offsets further comprises: selecting a plurality of guide points from the pupil position data;translating the pupil position data from the coordinate space of the eye camera to the coordinate space of the stimulus data, the translating based on... | EYEGUIDE, INC. | A61B005/16 A61B005/00 A61B003/113 A61B003/00 A61B003/14 G06F003/01 A61B010/00
US10413199 | B2 | 2019-09-17 | Connectors for medical equipment | 2018-12-20 | An adapter includes a substantially rigid body having a distal portion, a proximal portion, a central opening formed at least in part by an inner wall of the body, and a longitudinal axis extending substantially centrally through the opening. The distal portion includes an annular ring having a top surface and a ridge disposed opposite the top surface, the ridge extending substantially perpendicular to the longitudinal axis. The distal. The adapter also includes a seal configured to form a substantially fluid-tight seal with a surface of a fitting removably attachable to the adapter. | 1. A blood pressure cuff adapter, comprising: a substantially rigid body having a distal portion, a proximal portion, a substantially cylindrical inner wall forming a central opening of the body, the inner wall extending from the distal portion to the proximal portion, and a longitudinal axis extending substantially centrally through the opening, the distal portion including: an annular ring having a top surface and a groove, the groove extending at least partly around the longitudinal axis and being configured to accept a corresponding member of a fitting when the fitting is removably attached to the adapter, anda ridge disposed opposite the top surface, the ridge extending substantially perpendicular to the longitudinal axis, wherein the groove comprises a base, a first sidewall, a second sidewall opposite the first sidewall, and at least one detent disposed on the base, the at least one detent being configured to contact the member as the fitting is rotated about the longitudinal axis of the adapter; anda seal disposed adjacent to the inner wall, the seal configured to form a substantially fluid-tight seal with the fitting when the fitting is removably attached to the adapter. 2. The blood pressure cuff adapter of claim 1, wherein the top surface comprises a convex surface extending radially away from the longitudinal axis from a distal end of the top surface to a proximal end of the top surface, the groove being disposed between the distal end and the proximal end. 3. The blood pressure cuff adapter of claim 1, wherein the member comprises one of a pin, a ring, and an arcuate ring segment extending substantially perpendicularly from an outer surface of the fitting. 4. The blood pressure cuff adapter of claim 1, wherein the base includes a trough and a peak, the peak being disposed axially closer to the top surface of the ring than the trough. 5. The blood pressure cuff adapter of claim 1, wherein the groove includes a wall prohibiting 360 degree rotation of the fitting about the longitudinal axis when the fitting is removably attached to the adapter. 6. The blood pressure cuff adapter of claim 1, further comprising at least one of an RFID tag, a bar code, or a conductor disposed on a base of the groove. 7. The blood pressure cuff adapter of claim 1, wherein a part of the distal portion is made from a first material, and a part of the proximal portion is made from a second material different from the first material. 8. The blood pressure cuff adapter of claim 1, further including a substantially cylindrical sidewall extending from the ridge to a top surface of the proximal portion. 9. The blood pressure cuff adapter of claim 1, wherein the top surface of the ring is one of substantially concave, substantially curved, and substantially tapered. 10. The blood pressure cuff adapter of claim 1, wherein disposing at least part of the member within the groove when the fitting is removably attached to the adapter causes a longitudinal axis o... | Welch Allyn, Inc. | A61B005/021 A61B005/022
US10413187 | B2 | 2019-09-17 | Optical scanning device, imaging device, and TOF type analyzer | 2016-03-24 | An object of the invention is to provide a technology for further improving scanning performance. Provided is an optical scanning device including: a scanning unit including an optical waveguide configured to guide incident light and emit the light from an emission end, and a vibration unit configured to generate a vibration and vibrate the emission end; and a signal transmission unit configured to transmit a signal to the scanning unit and cause the scanning unit to scan an object, characterized in that the scanning unit includes a first bonding and vibration attenuating unit configured to bond, with an elastic member, an end surface of the vibration unit closer to the emission end and the optical waveguide. | 1. An optical scanning device comprising: a housing;an optical scanner including an optical waveguide configured to guide incident light and emit the light from an emission end, and a vibration unit, including one of a piezoelectric actuator, an electromagnetic actuator, and an electrostatic actuator, configured to generate a vibration and vibrate the emission end;an electrical conductor configured to transmit a signal to the optical scanner and cause the optical scanner to scan an object;a first bonding and vibration attenuating material configured to bond, with an elastic member, an end surface of the vibration unit closer to the emission end and the optical waveguide;a structural support arranged in the housing and configured to support the optical scanner in the housing; anda second bonding and vibration attenuating material configured to bond, with an elastic member, the structural support and the optical scanner. 2. The optical scanning device according to claim 1, wherein the first bonding and vibration attenuating material comprises multiple elastic members that differ in hardness in a stepwise fashion in a stretching direction of the optical waveguide, andthe elastic members are lower in hardness in a direction toward the light emission. 3. The optical scanning device according to claim 1, wherein the first bonding and vibration attenuating material has a bulging shape to have a thickness T in a direction from the end surface of the vibration unit toward the emission end, andthe thickness T falls within a range of 0.5 D &lt;T &lt;2 D with respect to a diameter D of the vibration unit. 4. The optical scanning device according to claim 1, wherein the first bonding and vibration attenuating material has, in conformity with the JIS K 7215 standards, durometer hardness of 30 or more in type A hardness and 85 or less in type D hardness. 5. The optical scanning device according to claim 1, comprising: an illuminating unit comprising at least light sources for red light, green light, and blue light; anda scanning lens formed from glass or a resin,wherein the vibration unit is configured to have multiple electrodes disposed on a hollow cylindrical piezoelectric element, andthe optical waveguide comprises an optical fiber configured to guide light generated from the illuminating unit, and emit the light to the scanning lens. 6. The optical scanning device according to claim 5, wherein the vibration unit comprises the hollow cylindrical piezoelectric element where a thin film layer with piezoelectricity is formed on an outer periphery of a metallic tube, andthe optical waveguide is disposed in a hollow of the vibration unit. 7. The optical scanning device according to claim 1, comprising: a vibration detecting unit configured to detect a vibration quantity of the vibration unit,wherein the vibration unit is configured to have multiple electrodes disposed on a hollow cylindrical piezoelectric element, and,the vibration detecting unit comprises... | Hitachi, Ltd. | A61B005/00 G01S007/481 G02B026/10 G02B027/02
US10413182 | B2 | 2019-09-17 | Biomedical devices for biometric based information communication | 2016-01-13 | Methods and apparatus to form a biometric based information communication system are described. In some examples, the biometric based information communication system comprises biomedical devices with sensing means, wherein the sensing means produces a biometric result. In some examples the biometric based information communication system may comprise a user device such as a smart phone paired in communication with the biomedical device. A biometric measurement result may trigger a communication of a biometric based information communication message. | 1. A method for communicating a targeted and individualized message comprising: obtaining a first device, wherein the first device is capable to measure at least a first biometric of a user;measuring the first biometric with the first device to obtain biometric data;obtaining a second device, wherein the second device includes a display and a network communication device;authorizing a paired communication between the first device and the second device;communicating the biometric data from the first device to the second device;determining a location of the first device with the second device to obtain location data;communicating the biometric data and the location data to a computing device connected to a network;authorizing the computing device, via a signal from the first device, to obtain behavioral information and environmental data related to the location data;authorizing the computing device to Initiate an algorithm to be executed to retrieve a targeted and individualized content based on the biometric data, the behavioral information, the environmental data, the location data and an individualized preference determination calculated via predictive analysis to generate the targeted and individualized content;receiving a message comprising the targeted and individualized content to the second device; anddisplaying the message to the user. 2. The method according to claim 1, wherein the first device comprises a worn biomedical device. 3. The method according to claim 2, wherein the worn biomedical device is a contact lens. 4. The method according to claim 2, wherein the worn biomedical device is a smart ring. 5. The method according to claim 2, wherein the second device comprises a smart phone. 6. The method according to claim 2, wherein the second device comprises a smart watch. 7. The method according to claim 2, wherein the first device comprises a sub-cutaneous biomedical device. 8. The method according to claim 1, wherein the targeted and individualized content comprises at least one of an advertisement or promotional content. | Johnson & Johnson Vision Care, Inc. | A61B005/00 A61B005/01 A61B005/021 A61B005/024 A61B005/11 A61B005/145 A61B003/11 A61B003/113 A61B003/16 G02C007/04 G06Q030/02 G16H040/67 A61B005/1455
US10398433 | B2 | 2019-09-03 | Laparoscopic clamp load measuring devices | 2014-11-21 | A surgical end effector comprising a first jaw, a second jaw, a strain gauge, and a thickness measurement cartridge is disclosed. The first jaw comprises a first jaw undersurface. The first jaw is selectively movable relative to the second jaw. The strain gauge is supported by the second jaw and configured to communicate with a central processing unit configured to calculate thickness of tissue. The thickness measurement cartridge comprising a cartridge body and a pivot formation. The cartridge body is configured to be removably supported in the second jaw such that a tissue contacting surface thereon faces the first jaw undersurface. The pivot formation on the cartridge body facilitated pivotal movement of the cartridge body relative to the second jaw. | 1. An end effector for use with a surgical instrument, said end effector comprising: a first jaw;a second jaw, wherein said first jaw and said second jaw are configured to clamp tissue in response to a closing motion applied to said first jaw to move said first jaw between an open position, a partially clamped position, and a fully clamped position;a strain gauge configured to generate a first strain reading and a final strain reading as the tissue is clamped;a central processing unit configured to calculate thickness of the tissue by comparing said first strain reading and said final strain reading; anda cartridge comprising: a cartridge body configured to be removably supported in said second jaw and defining a cartridge deck surface; anda protrusion extending from said cartridge deck surface wherein an end of said protrusion comprises a single point on said cartridge body that is closest to said first jaw to focus a load applied to said cartridge toward said strain gauge. 2. The end effector of claim 1, wherein said strain gauge is positioned within a distal portion of said second jaw. 3. The end effector of claim 1, further comprising a second strain gauge supported by said cartridge. 4. The end effector of claim 3, wherein said second strain gauge is positioned within a proximal portion of said cartridge. 5. The end effector of claim 3, wherein said central processing unit is positioned within the surgical instrument, and wherein said end effector comprises: a conductor in said second jaw; anda pin and socket connection between said cartridge and said conductor such that said strain gauge can electrically communicate with said central processing unit. 6. The end effector of claim 1, wherein said first strain reading and said final strain reading are configured to be wirelessly transmitted to a remote monitor. 7. The end effector of claim 1, wherein said cartridge further comprises a protrusion on an underside of said cartridge body to facilitate movement of said cartridge body when said load is applied to said cartridge body. 8. A surgical end effector, comprising: a first jaw comprising a first jaw undersurface;a second jaw, wherein said first jaw is selectively movable relative to said second jaw;a strain gauge supported by said second jaw and configured to communicate with a central processing unit configured to calculate thickness of tissue; anda thickness measurement cartridge, comprising: a cartridge body configured to be removably supported in said second jaw such that a tissue contacting surface thereon faces said first jaw undersurface; anda pivot formation on said cartridge body to facilitate pivotal movement of said cartridge body relative to said second jaw. 9. The surgical end effector of claim 8, wherein said pivot formation comprises an arcuate surface. 10. The surgical end effector of claim 8, wherein said central processing unit is positioned within a surgical instrument coupled to said end effector, and wherein sai... | Ethicon LLC | A61B005/00 A61B017/068 A61B017/072 A61B017/29 A61B090/00
US10413779 | B2 | 2019-09-17 | Task modulation for wellness programs | 2016-06-17 | A system to assist users with the completion of tasks in a wellness program itinerary. The system assists users in completing tasks by recommending a controlled number of tasks for a user to perform in a next task period. The system determines the number of tasks to recommend by computing a pace that would enable the user to complete all wellness programs in the itinerary within a recommended time period. The system determines which tasks to recommend to the user based on several factors, such as a user state and user environment. The user environment is based on the location of the user, and may include the weather and surrounding landmarks at the location. | 1. A method implemented by a computing system to modulate a set of tasks associated with a plurality of wellness programs, the method comprising: for each wellness program in a plurality of wellness programs associated with a user: retrieving a time remaining to complete the wellness program;retrieving tasks remaining to complete the wellness program;determining a recommended number of tasks to be completed in a next task period based on the time remaining to complete each wellness program and a total number of tasks remaining for each the wellness program;retrieving state data associated with the health of the user based on obtaining sensor data from a sensor;retrieving environment data based on a location of the user based on determining the location of a mobile device associated with the user;selecting a set of recommended tasks for the user to complete in the next task period, the recommended tasks selected from the tasks remaining to complete for each wellness program, the selection based on the recommended number of tasks to be completed in the next task period, the user state data, and the user environment data;providing the selected set of recommended tasks to the user; andgenerating a revised set of recommended tasks for the user based on updated user state data, updated user environment data, and task completion progress for the user. 2. The method of claim 1, wherein generating the revised set of recommended tasks comprises: tracking the task completion progress by the user; andafter a triggering event: retrieving the updated user state data and the updated user environment data,determining a second recommended number of tasks to be completed based on the time remaining to complete each wellness program and a total number of tasks remaining for each the wellness program; andgenerating a modified recommended set of tasks for the user based on the updated user state data, the updated user environment data, and the second recommended number of tasks. 3. The method of claim 2, wherein the first triggering event is a task period elapsing, a request to add a new wellness program to the wellness program itinerary, or an indication that all tasks in the recommended set of tasks have been completed. 4. The method of claim 1, wherein the user environment data is further based on retrieved weather conditions associated with the location of the user. 5. The method of claim 1, wherein retrieving user environment data comprises retrieving information on surrounding landmarks based on the location of the user. 6. The method of claim 2, wherein tracking progress of task completion for the user comprises querying the user to determine whether a task has been completed or receiving data from a mobile device associated with the user that reflects that the task has been completed. 7. The method of claim 1, wherein the state data associated with the health of the user is further based on medical records received from a health provider service. 8. Th... | Welltok, Inc. | A63B024/00 G09B019/00 H04W004/02 G09B005/12 G09B007/04 A61B005/00 G06Q010/10 A61B005/11 A63B071/06 G06Q010/06
US10398331 | B2 | 2019-09-03 | Methods and systems for statistically analyzing electrograms for local abnormal ventricular activities and mapping the same | 2016-12-02 | Cardiac activity (e.g., a cardiac electrogram) is analyzed for local abnormal ventricular activity (LAVA), such as by using a LAVA detection and analysis module incorporated into an electroanatomical mapping system. The module transforms the electrogram signal into the wavelet domain to compute as scalogram; computes a one-dimensional LAVA function of the scalogram; detects one or more peaks in the LAVA function; and computes a peak-to-peak amplitude of the electrogram signal. If the peak-to-peak amplitude does not exceed a preset amplitude threshold, then the module can compute one or more of a LAVA lateness parameter for the electrogram signal using one of the one or more peaks detected in the LAVA function and a LAVA probability parameter for the electrogram signal. | 1. A method of analyzing cardiac activity for local abnormal ventricular activity (LAVA), comprising: receiving an electrogram signal at a signal processor; andusing the signal processor: transforming the electrogram signal into the wavelet domain, thereby computing a scalogram;computing a one-dimensional LAVA function of the scalogram;detecting one or more peaks in the LAVA function;computing a peak-to-peak amplitude of the electrogram signal, and, if the peak-to-peak amplitude does not exceed a preset amplitude threshold: computing a LAVA lateness parameter for the electrogram signal using one of the one or more peaks detected in the LAVA function; andcomputing a LAVA probability parameter for the electrogram signal; andgenerating a graphical representation of one or more of the LAVA lateness parameter and the LAVA probability parameter on a cardiac model. 2. The method according to claim 1, wherein transforming the electrogram signal into the wavelet domain comprises applying a continuous wavelet transformation to the electrogram signal to compute the scalogram. 3. The method according to claim 1, further comprising setting values of the scalogram less than a preset noise threshold to zero. 4. The method according to claim 1, wherein computing a one-dimensional LAVA function of the scalogram comprises computing a one-dimensional LAVA function of the scalogram at a preset cardiac activity frequency. 5. The method according to claim 4, wherein the preset cardiac activity frequency is 300 Hz. 6. The method according to claim 1, wherein detecting one or more peaks in the LAVA function comprises: detecting one or more dominant activity peaks in the LAVA function;categorizing each dominant activity peak of one or more dominant activity peaks as a near-field peak, a far-field peak, or a noise peak. 7. The method according to claim 6, wherein detecting a plurality of dominant activity peaks in the LAVA function comprises detecting one or more local maximum peaks in the LAVA function where a maximum value of a slope of the electrogram signal exceeds a preset discrete activity threshold within a preset refractory window surrounding the local maximum peak. 8. The method according to claim 7, wherein the preset discrete activity threshold is 0.2 mV/msec. 9. The method according to claim 6, wherein categorizing each dominant activity peak of one or more dominant activity peaks as a near-field peak, a far-field peak, or a noise peak comprises: categorizing a dominant activity peak as a near-field peak if the LAVA function exceeds a preset near field threshold at the dominant activity peak;categorizing the dominant activity peak as a far-field peak if the LAVA function exceeds a preset far field threshold and not the preset near field threshold at the dominant activity peak; andcategorizing the dominant activity peak as a noise peak otherwise. 10. The method according to claim 1, wherein computing a LAVA lateness parameter for the electrogram signal... | St. Jude Medical, Cardiology Division, Inc. | A61B005/0452 A61B005/04 A61B005/0402 A61B005/0432 A61B005/044 A61B005/0456 A61B005/046 A61B005/0464 A61B005/0468 A61B005/0472 A61B005/00 G16H050/20 A61B005/042
US10398306 | B2 | 2019-09-03 | Optical imaging device and method for imaging a sample | 2014-03-03 | According to embodiments of the present invention, an optical imaging device is provided. The optical imaging device includes an optics arrangement configured to generate an extended-source illumination pattern including a plurality of separate spectral bands, and to illuminate a respective section of a sample to be imaged with a respective spectral band of the plurality of separate spectral bands, wherein the optics arrangement is further configured to form an interference signal from a sample light comprising respective return lights from respective sections of the sample illuminated by respective spectral bands of the extended-source illumination pattern, and a reference light, and a detector configured to receive the interference signal for generating an image corresponding to the sections of the sample. According to further embodiments of the present invention, a method for imaging a sample and a method for generating an image are also provided. | 1. An optical imaging device comprising: an optics arrangement comprising: a dispersive element configured to receive a first light and generate an extended-source illumination pattern comprising a plurality of separate spectral bands from the first light, the extended-source illumination pattern having a form which is elongated in a direction and the optics arrangement being configured to illuminate sections of a sample to be imaged with the plurality of separate spectral bands, anda scanning device configured to scan the extended-source illumination pattern across the sections of the sample at least along said direction such that each section of the sections of the sample is illuminated by each of the plurality of separate spectral bands as a function of time at respective time instances, wherein the optics arrangement is further configured to form an interference signal from a sample light comprising respective return lights from the sections of the sample, and a reference light; anda detector configured to receive the interference signal for generating an image corresponding to the sections of the sample, including, for each section of the sections of the sample, imaging said section based on information obtained from the interference signal corresponding to said each of the plurality of separate spectral bands that illuminated said section at said respective time instances. 2. The optical imaging device as claimed in claim 1, wherein the dispersive element comprises at least one of a prism and a grating. 3. The optical imaging device as claimed in claim 1, wherein the optics arrangement comprises a collimation lens configured to collimate the first light from which the extended-source illumination pattern is generated. 4. The optical imaging device as claimed in claim 1, wherein the optics arrangement comprises a beam splitter arranged to receive and split a light into the first light from which the extended-source illumination pattern is generated, and a second light from which the reference light is derived. 5. The optical imaging device as claimed in claim 1, wherein the optics arrangement comprises a relay optics assembly optically coupled to the extended-source illumination pattern. 6. The optical imaging device as claimed in claim 1, wherein the optics arrangement comprises a beam splitter arranged to receive and split light corresponding to the extended-source illumination pattern into a first portion for illuminating the respective sections of the sample, and a second portion from which the reference light is derived. 7. The optical imaging device as claimed in claim 1, wherein the optics arrangement comprises focusing optics for focusing the extended-source illumination pattern onto a focal plane on the sample corresponding to the sections of the sample. 8. The optical imaging device as claimed in claim 1, wherein the detector comprises a grating arranged to spectrally disperse the interference signal. 9. The optical imaging... | NANYANG TECHNOLOGICAL UNIVERSITY | A61B003/10 G01B009/02 A61B003/00 A61B005/00
US10408845 | B2 | 2019-09-10 | Methods for treating or predicting risk of a ventricular tachyarrhythmia event | 2016-12-06 | Provided herein are methods that include (i) determining a level of soluble ST2 in a biological sample from a subject, (i) comparing the level of soluble ST2 in the biological sample to a reference level of soluble ST2 (e.g., a level of soluble ST2 in the subject at an earlier time point), and (iii) selecting, implanting, replacing, or reprogramming an implanted cardiac device, e.g., an ICD, CRT, or CRT-D device, for a subject having an elevated level of soluble ST2 in the biological sample compared to the reference level of soluble ST2, or selecting a subject for participation in, or stratifying a subject participating in, a clinical study of a treatment for reducing the risk of a ventricular tachyarrhythmia (VTA) event. Also provided are methods for evaluating the risk of a VTA event in a subject. Also provided are kits for performing any of these methods. | 1. A method for selecting a treatment for a subject having heart failure to reduce the risk of a ventricular tachyarrhythmia (VTA) event, the method comprising: determining a level of soluble ST2 in a biological sample comprising blood, serum or plasma from a subject having heart failure;comparing the level of soluble ST2 in the biological sample to a reference level of soluble ST2;identifying a subject having an elevated level of soluble ST2 in the biological sample compared to the reference level of soluble ST2 as being more likely to benefit from implantation of an implantable cardiac defibrillator (ICD), a cardiac resynchronization therapy device (CRT), or a combination cardiac resynchronization therapy defibrillator device (CRT-D); andselecting an ICD, a CRT, or a CRT-D for the identified subject. 2. The method of claim 1, wherein the subject has previously had at least one ventricular tachyarrhythmia event. 3. The method of claim 1, wherein the reference level of soluble ST2 is a level of soluble ST2 in a healthy subject. 4. A method of treating a subject having heart failure to reduce the risk of a ventricular tachyarrhythmia (VTA) event, the method comprising: determining a level of soluble ST2 in a biological sample comprising blood, serum, or plasma from a subject having heart failure;comparing the level of soluble ST2 in the biological sample to a reference level of soluble ST2;identifying a subject having an elevated level of soluble ST2 in the biological sample compared to the reference level of soluble ST2 as being more likely to benefit from implantation of an implantable cardiac defibrillator (ICD), a cardiac resynchronization therapy device (CRT), or a combination cardiac resynchronization therapy defibrillator device (CRT-D); andimplanting an ICD, a CRT, or a CRT-D device into the identified subject, or replacing or reprogramming an implanted ICD, CRT, or CRT-D in the identified subject. 5. The method of claim 4, wherein the subject has previously had at least one ventricular tachyarrhythmia event. 6. The method of claim 4, wherein the reference level of soluble ST2 is a level of soluble ST2 in a healthy subject. 7. The method of claim 1, wherein the method comprises selecting an ICD for the identified subject. 8. The method of claim 1, wherein the method comprises selecting a CRT for the identified subject. 9. The method of claim 1, wherein the method comprises selecting a CRT-D for the identified subject. 10. The method of claim 4, wherein the method comprises implanting an ICD into the identified subject. 11. The method of claim 4, wherein the method comprises implanting a CRT into the identified subject. 12. The method of claim 4, wherein the method comprises implanting a CRT-D into the identified subject. 13. The method of claim 4, wherein the method comprises replacing an implanted ICD in the identified subject. 14. The method of claim 4, wherein the method comprises replacing an implanted CRT in the identifie... | Critical Care Diagnostics, Inc. Cardiac Pacemakers, Inc. | G01N033/68 A61B005/00 A61N001/362 A61N001/39
US10404976 | B2 | 2019-09-03 | Intra-operative quality monitoring of tracking systems | 2012-12-27 | An interventional system employing an interventional tool (20) having a tracking point, and an imaging system (30) operable for generating at least one image of at least a portion of the interventional tool (20) relative to an anatomical region of a body. The system further employs a tracking system (40) operable for tracking any movements of the interventional tool (20) and the imaging system (30) within a spatial reference frame relative to the anatomical region of the body, wherein the tracking system (40) is calibrated to the interventional tool (20) and the imaging system (30) and a tracking quality monitor (52) operable for monitoring a tracking quality of the tracking system (40) as a function of a calibrated location error for each image between a calibrated tracking location of the tracking point within the spatial reference frame and an image coordinate location of the tracking point in the image. | 1. An interventional system, comprising: an interventional tool having a tracking point;an imaging system operable for generating at least one image of at least a portion of the interventional tool relative to an anatomical region of a body;a tracking system operable for tracking any movements of the interventional tool and the imaging system within a spatial reference frame relative to the anatomical region of the body, wherein the tracking system is calibrated to the interventional tool and the imaging system; andan interventional workstation in communication with the imaging system and the tracking system, wherein the interventional workstation includes a tracking quality monitor operable for monitoring a tracking quality of the tracking system as a function of a calibrated location error for each image between a calibrated tracking location of the tracking point within the spatial reference frame and an image coordinate location of the tracking point in the image. 2. The interventional system of claim 1, wherein each calibration location error is a spatial differential in one or more dimensions of the spatial reference frame between the calibrated tracking location of the tracking point within the spatial reference frame and the image coordinate location of the tracking point in the image. 3. The interventional system of claim 1, wherein the tracking quality monitor is further operable for generating a distribution map of calibration location errors within the spatial reference frame relative to the anatomical region of the body. 4. The interventional system of claim 1, wherein the tracking quality monitor is further operable for providing an alert responsive to at least one calibration location error exceeding a calibrated error threshold. 5. The interventional system of claim 1, wherein the tracking quality monitor is further operable for correcting the calibration of the tracking system to the interventional tool and the imaging system responsive to at least one calibration location error exceeding a calibrated error threshold. 6. The interventional system of claim 1, wherein the interventional tool is an ultrasound probe and the tracking point is a head of the ultrasound probe. 7. The interventional system of claim 1, wherein the interventional tool is a catheter and the tracking point is a tip of the catheter. 8. The interventional system of claim 1, wherein the imaging system is an ultrasound imaging system. 9. The interventional system of claim 1, wherein the imaging system is an X-ray imaging system. 10. The interventional system of claim 1, wherein the tracking system is an electromagnetic tracking system. 11. The interventional system of claim 1, wherein the imaging system is an optical tracking system. 12. An interventional workstation, comprising: an intervention navigator operable for visualizing positions of an interventional tool within a spatial reference frame relative to at least one registered image of an anatomi... | KONINKLIJKE PHILIPS N.V. | A61B005/06 H04N017/00 A61B006/00 A61B008/00 A61B034/20 G06T007/80 A61B017/00 A61B090/00
US10398364 | B2 | 2019-09-03 | Method and device for measuring venous blood oxygenation | 2014-02-13 | A device for non-invasively measuring at least one parameter of a cardiac blood vessel in a patient comprises at least one light source that directs light at a tissue site on the patient; at least one photodetector adapted to receive light emitted by the light source and generate an output based on the received light, the output of said photodetector being correlated with a parameter of the blood vessel; and at least one probe for facilitating delivery of light from the light source to the tissue site, and receipt of light by the photodetector. The device may include a height sensor to adapt it for use to determine central venous pressure, or the configuration of light source(s) and photodetector(s) may be adapted to permit the device to provide attenuation correction in the determination of venous blood oxygenation. | 1. A device comprising: at least one light source adapted to emit light in the 400 nm to 1000 nm wavelength range;at least one photodetector adapted to receive light emitted by the light source and translate said light into a recordable output wherein said light is reflected from or transmitted through tissue of the patient;at least one probe which facilitates delivery of light from the light source to an external tissue site on the patient in the proximity of the jugular vein and receipt of light reflected from or transmitted through said patient site by the photodetector;a pressure sensor mounted on the probe and connected to a reference patch that is compatible for placement on the skin via a tube configured to contain a liquid, wherein the pressure sensor provides a pressure reading useful to determine vertical height from the reference patch to the probe; anda signal processing means adapted to receive the photodetector output and the pressure reading from the pressure sensor and to calculate a central venous pressure therefrom. 2. The device as defined in claim 1, wherein said light source and said photodetector are embedded in said probe. 3. The device as defined in claim 1, comprising a plurality of photodetectors. 4. The device as defined in claim 3, comprising a plurality of light sources, wherein each light source emits light that is received by a corresponding photodetector of said plurality of photodetectors. 5. The device as defined in claim 1, comprising a plurality of probes, wherein each probe comprises at least one light source and at least one photodetector. 6. The device as defined in claim 1, wherein the recordable output is current or voltage. | Mespere Lifesciences Inc. | A61B005/00 A61B005/1455 A61B005/0295 A61B005/024 A61B005/021 A61B005/0205 A61B005/026 A61B005/029
US10398343 | B2 | 2019-09-03 | Perspiration sensor | 2016-03-01 | A moisture sensor includes a pair of electrode plates separated by a moisture absorbent material that forms the dielectric of a capacitive sensor. As the absorbent dielectric material absorbs moisture, such as perspiration, the capacitance of the sensor changes reflecting a quantitative measure of perspiration absorbed. The sensor can be stabilized by capacitively coupling the dielectric material to the skin of the user to improve sensor stability and noise rejection. The sensor can include a capacitive sensing integrated circuit that measures the capacitance of the sensor in close proximity to the electrodes to limit the introduction of noise. | 1. A perspiration sensor comprising: a first electrode positioned a predefined distance from a second electrode defining a dielectric space between the first electrode and the second electrode;a moisture absorbent dielectric material positioned in the dielectric space between the first electrode and the second electrode;at least one inlet enabling moisture from outside the dielectric space to enter the dielectric space and become absorbed by the moisture absorbent material;a skin electrode and an adhesive layer configured for adhering the skin electrode to a skin portion of a user whereby the skin electrode is capacitively coupled to the skin portion of the user, and wherein the skin electrode is electrically connected to the moisture absorbent material;a polymer material encapsulating at least a portion of the perspiration sensor; andwherein the perspiration sensor includes one or more loops extending from a peripheral edge of the perspiration sensor and the polymer material at least partially extends into an opening in at least one loop. 2. The perspiration sensor according to claim 1 wherein the moisture absorbent material includes a tufted microfiber cloth. 3. The perspiration sensor according to claim 1 wherein the moisture includes perspiration. 4. The perspiration sensor according to claim 1 wherein the polymer material forms channels in at least one surface of the perspiration sensor to direct moisture to the at least one inlet of the perspiration sensor. 5. The perspiration sensor according to claim 1 wherein the polymer material includes silicone. 6. A perspiration sensor comprising: a first electrode positioned a predefined distance from a second electrode defining a dielectric space between the first electrode and the second electrode wherein: the first electrode is mounted to a non-conducting first substrate layer;the second electrode is mounted to a non-conducting third substrate layer; andthe first substrate layer is separated from the third substrate layer by a non-conducting second substrate layer;a moisture absorbent dielectric material positioned in the dielectric space between the first electrode and the second electrode;at least one inlet enabling moisture from outside the dielectric space to enter the dielectric space and become absorbed by the moisture absorbent material; anda skin electrode and an adhesive layer configured for adhering the skin electrode to a skin portion of a user whereby the skin electrode is capacitively coupled to the skin portion of the user, andwherein the second substrate layer includes a third electrode and the third electrode connects the skin electrode to the moisture absorbent material in the dielectric space. 7. The perspiration sensor according to claim 6 wherein the second substrate layer has a predefined thickness that defines a distance between the first electrode and the second electrode. 8. The perspiration sensor according to claim 6 wherein the non-conducting first substrate laye... | MC10, Inc. | A61B005/00 A61B005/053 A61B005/145
US10410159 | B2 | 2019-09-10 | User health management for mobile devices | 2018-07-30 | Embodiments are directed towards embodiments for monitoring or predicting user health with respect their use of connected computers, such as, mobile phones, tablets, or the like. Activities associated with a user and a computing device may be monitored to determine activity events. One or more sub-scores may be provided in real time based on metrics provided as input to sub-score models such that the metrics are associated with the activity events. A health score associated with a probability of an occurrence of adverse user outcomes may be provided based on a health model that uses the sub-scores. An analysis engine may compare the health score to other health scores to predict in real time the adverse outcomes. The analysis engine may recommend one or more actions to decrease the probability of the occurrence of the adverse outcomes based on the result. | 1. A method for managing operations over a network using one or more network computers that include one or more processors that perform actions, comprising: instantiating one or more user management engines to perform actions, including: monitoring one or more activities associated with a user and a computing device to determine one or more activity events, wherein the one or more activity events include one or more interrupt events;determining one or more sub-scores in real time based on one or more metrics being provided as input to one or more provided sub-score models, wherein the one or more metrics are associated with the one or more activity events; andproviding a health score that is associated with a probability of an occurrence of one or more adverse user outcomes based on a health model that uses the one or more sub-scores; andinstantiating an analysis engine to perform actions, including: comparing the health score to one or more other health scores, wherein the comparison is employed to reduce an amount of computing resources used to predict in real time the one or more adverse outcomes; andupdating one or more coefficients of the one or more sub-score models when a result of the comparison exceeds a threshold; andrecommending one or more actions to decrease the probability of the occurrence of the one or more adverse outcomes based on the result, wherein the one or more recommended actions are provided in a report. 2. The method of claim 1, wherein the one or more user management engines perform further actions, including: providing telemetry information that is associated with the user based on one or more sensors, wherein the telemetry information includes one or more of pulse rate information, physical activity levels, gyroscopic data, or accelerometer data; andproviding one or more additional metrics based on the telemetry information; andmodifying the one or more sub scores based on the one or more additional metrics. 3. The method of claim 1, wherein the one or more user management engines perform further actions, including: determining one or more activities that are associated with the one or more adverse outcomes;determining an amount of harm contributed by the one or more activities; andcommunicating the amount of harm contributed by the one or more activities to one or more services or organizations that manage or manufacture the computing device. 4. The method of claim 1, further comprising, instantiating a modeling engine, that performs actions, including: providing the one or more sub-score models based on the metrics; andproviding the health model based on the one or more sub-score models. 5. The method of claim 1, wherein the one or more metrics, further comprise one or more values that represent one or more of a measure of mean hour of day notifications received, a proportion of interrupting events during user sleep hours, a proportion of interrupt events during user meal hours, a measure of notification variati... | PagerDuty, Inc. | G06Q010/06 G16H020/30 G16H010/60 G16H050/30 A61B005/00
US10424975 | B2 | 2019-09-24 | Sensor module and kit for determining an analyte concentration | 2016-08-29 | A sensor module (112) for determining a concentration of at least one analyte in a body fluid of a user is disclosed. The sensor module (112) includes at least one sensor element (116) adapted to determine the concentration of the analyte, wherein the sensor element (116) is at least partly implantable into a body tissue of the user; at least one control device (118) connected to the sensor element (116), wherein the control device (118) includes at least one data collection device (122) adapted to collect measurement data acquired by using the sensor element (116). The control device (118) further includes at least one wireless near-field communication device (124) adapted to transmit measurement data. The control device (118) further includes a rechargeable energy storage device (134) and is adapted to transmit at least one demand for recharging the rechargeable energy storage device (134) via the near-field communication device (124). | 1. A sensor module for determining a concentration of at least one analyte in a body fluid of a user comprising: a. at least one sensor element having a limited life and adapted to determine the concentration of the analyte, wherein the sensor element is at least partly implantable into a body tissue of the user;b. at least one control device connected to the sensor element, wherein the control device comprises at least one data collection device adapted to collect measurement data acquired by using the sensor element,wherein the control device further comprises at least one wireless near-field communication device adapted to transmit measurement data,wherein the control device further comprises a rechargeable energy storage device, and wherein the control device is adapted to transmit at least one demand for recharging the rechargeable energy storage device via the near-field communication device; andwherein the sensor module is a single-use disposable module having a closed housing with the at least one control device and the rechargeable energy storage device disposed within the housing wherein the housing can only be opened in a destructive manner and wherein the rechargeable energy storage device must be recharged at least once to provide electrical energy to the sensor module for the full duration of the limited life of the sensor element. 2. The sensor module according to claim 1, wherein the control device is adapted to recharge the rechargeable energy storage device with electrical energy provided externally to the sensor module. 3. The sensor module according to claim 1, wherein the sensor module further comprises at least one emergency power supply, wherein the emergency power supply is adapted to provide an amount of energy to the rechargeable energy storage device in case a regular recharging is momentarily not feasible. 4. A kit for determining a concentration of at least one analyte in a body fluid of a user, the kit comprising: a plurality of sensor modules according to claim 1, and at least one further module, wherein the at least one further module is reusable and adapted to receive the at least one demand for recharging the rechargeable energy storage device from each of the plurality of sensor modules. 5. The kit according to claim 4, wherein the at least one further module is adapted to provide energy to the rechargeable energy storage device. 6. The kit according to claim 5, wherein the at least one further module is adapted to provide electrical energy to the rechargeable energy storage device in a contactless fashion. 7. The kit according to claim 4, wherein the at least one further module comprises at least one portable data management device, wherein the portable data management device is adapted to directly or indirectly receive the measurement data and to at least partially display data on at least one display. 8. The kit according to claim 7, wherein the portable data management device is adapted to bring the d... | ROCHE DIABETES CARE, INC. | H02J050/80 A61B005/00 A61B005/145 H02J007/02 H02J050/10 H02J050/20 H02J050/05 H04B005/00 H02J007/00
US10408849 | B2 | 2019-09-10 | Method of determining consumption of decayed drug through drug taggants | 2017-04-21 | We disclose a method of using taggants to assess how and to what extent a drug in a drug composition that a user has consumed has decayed in response to storage conditions and time. The taggants may decay in response to environmental conditions which cause different drugs to lose their efficacy. These environmental conditions may include light, temperature, oxidation, and age. The taggants may be detected in biological samples, including urine and feces. By identifying the taggants, the drug composition and other information relating to the drug may be identified. Additionally, quantification of the different taggants may be used to determine whether the drug in the drug composition has been exposed to environmental conditions which may reduce its efficacy. | 1. A method of tagging a drug composition to detect decay of an active ingredient in the drug composition comprising the steps of: a. providing a drug composition, the drug composition comprising a drug;b. providing a first taggant, wherein the first taggant is photosensitive;c. providing a second taggant, wherein the second taggant is heat sensitive and resistant to light; andd. adding the first taggant and the second taggant to the drug composition, wherein both the first taggant and the second taggant are detectable in a biological sample after consumption; and wherein the first taggant and the second taggant are independently selected from the following: polyethylene glycol, copovidone, povidone, propylparaben, methyl paraben, steviol glucuronide, sucralose, oleic acid, trans-anethole, 1,8-eucalyptol, limonene-2D, riboflavin, and tartaric acid, and salts of tartaric acid. 2. The method of claim 1, wherein the first taggant and the second taggant are added in a defined ratio. 3. The method of claim 2, wherein the defined ratio is indicative of one of the following: drug composition manufacturer, drug, drug composition, manufacturing batch, dispensing pharmacy, prescribing healthcare provider, healthcare provider's institution, and prescribed user. 4. The method of claim 1, wherein either the first taggant, the second taggant, or both the first and second taggant consist of polyethylene glycol, and wherein the polyethylene glycol comprises polymers of one or more of the following average molecular weights: 400, 600, 1000, 1500, and 2000. 5. The method of claim 1, wherein either the first taggant, the second taggant, or both the first and second taggant consist of polyethylene glycol, and wherein the polyethylene glycol comprises polymers with an average molecular weight of between about 400 and about 2000. 6. The method of claim 1, wherein either the first taggant, the second taggant, or both the first and second taggant consists of povidone molecules, and wherein the povidone molecules consist of one or more of the following number of monomers: 25, 30, and 90. 7. The method of claim 1, wherein the biological sample comprises one or more of the following: urine, feces, whole blood, serum, plasma, cerebrospinal fluid, ascites, mucous, gastric gavage, saliva, and breast milk. 8. The method of claim 1, wherein the first taggant and the second taggant are detectable in the biological sample using one or more of the following analytical techniques: gas chromatography-mass spectrometry, liquid chromatography, capillary zone electrophoresis with UV absorbance, high performance liquid chromatography with UV absorbance, reverse-phase chromatography, fluorescence spectroscopy, high performance thin layer chromatography, UV spectroscopy, infrared spectroscopy, near IR spectroscopy, mid-IR spectroscopy, visible spectroscopy, nuclear magnetic resonance, ion mobility spectrometry, liquid chromatography-ion mobility spectroscopy, liquid chromatography-... | - | G01N033/94 G01N033/493 G01N033/58 G01N033/15 G01N021/88 A61B010/00 A61B005/15
US10405773 | B2 | 2019-09-10 | Tissue delineation and characterization in magnetic resonance imaging | 2014-12-19 | The present disclosure describes non-invasive approaches for delineating and characterizing tissue using MR imaging over a range of treatment levels. By way of example, tumor tissue may be distinguished and delineated from other tissue, such as muscle tissue. Further, tumor tissue may be characterized as malignant or benign using such approaches. | 1. A magnetic resonance imaging method, comprising: heating or cooling a tissue region undergoing imaging over a range of temperatures;acquiring magnetic resonance images of the tissue region over the range of temperatures;processing at least the magnetic resonance images to track differential response observed within the magnetic resonance images over the range of temperatures, which comprises determining, on a pixel-by-pixel basis, the change in a thermally sensitive nuclear magnetic resonance parameter of interest over the rage of temperatures; andbased on the differential response characterizing or differentiating different tissue types or cancer with respect to a local region. 2. The method of claim 1, further comprising treating the tissue region by applying one or more of an electrical voltage, a mechanical compression, or a mechanical vibration to the tissue region over a range of treatment levels. 3. The method of claim 1, wherein heating or cooling the tissue region comprises applying a pad or probe adjacent or proximate to the tissue region, wherein the pad or probe employ one or more of a flow of heated or cooled water or resistive heating elements to change the temperature of the tissue region. 4. The method of claim 1, wherein heating or cooling the tissue region comprises applying ultrasound or radiofrequency radiation or any other suitable technique for directed tissue heating or cooling to the tissue region. 5. The method of claim 1, wherein heating or cooling the tissue region over the range of temperatures comprises cooling the temperature region to a lower end of the range and allowing the temperature of the tissue region to raise to a normal temperature or heating the temperature region to an upper end of the range and allowing the temperature of the tissue region to lower to the normal temperature. 6. The method of claim 1, further comprising: acquiring temperature readings concurrent with magnetic resonance images; andprocessing both the magnetic resonance images and the temperature readings to characterize or differentiate the different tissue types of cancer. 7. The method of claim 6, further comprising controlling heating or cooling of the tissue region over the range of temperatures using the temperature readings. 8. The method of claim 1, wherein acquiring magnetic resonance images comprises acquiring magnetic resonance images using a respective contrast acquisition comprising one or more of a T1, a T2, a T2*, a proton resonance frequency shift (PRFS), or an apparent diffusion coefficient (ADC) acquisition. 9. The method of claim 1, wherein processing the magnetic resonance images to track differential response comprises generating thermal response maps corresponding to the pixels of the magnetic resonance images. 10. The method of claim 1, wherein characterizing or differentiating different tissue types or cancer comprises one or both of delineating a tumor region or characterizing a tumor region as benign or... | General Electric Company | G01R033/48 A61B005/055 A61B005/00 A61N007/02 A61B005/01 A61F007/02 G01R033/50 G01R033/56 G01R033/563 A61F007/00
US10401456 | B2 | 2019-09-03 | Parallel MR imaging with Nyquist ghost correction for EPI | 2015-08-18 | A method of parallel MR imaging includes subjecting the portion of the body (10) to an imaging sequence of at least one RF pulse and a plurality of switched magnetic field gradients. The MR signals are acquired in parallel via a plurality of RF coils (11, 12, 13) having different spatial sensitivity profiles within the examination volume. The method further includes deriving an estimated ghost level map from the acquired MR signals and from spatial sensitivity maps of the RF coils (11, 12, 13), and reconstructing a MR image from the acquired MR signals, the spatial sensitivity maps, and the estimated ghost level map. | 1. A method of parallel MR imaging of at least a portion of a body placed within the examination volume of a MR device, the method comprising the steps of: a) subjecting the portion of the body to a single-shot or a multi-shot EPI imaging sequence of at least one RF pulse and a plurality of switched magnetic field gradients, wherein MR signals are acquired in parallel via a plurality of RF coils having different spatial sensitivity profiles with a FOV matrix size doubled to separate Nyquist-ghosts from image information within the examination volume,b) deriving an estimated Nyquist-ghost level map from the acquired MR signals and from spatial sensitivity maps of the RF coils based on solving the following system of equations: mj(x)=ΣiSj(xi)pobj(xi)+Sj(xi+FOV/2)pghost(xi),wherein mj(x) is the MR image (prior to unfolding) reconstructed from MR signals acquired via one of the RF coils 11, 12, 13, with j indicating the respective RF coil, Sj(x) is the spatial sensitivity map of RF coil j, pobj(x) is the signal contribution from the object (the body 10), and pghost(x) is the signal contribution from the ghost image, FOV is the size of the field of view, and the estimated ghost level map g(x) is then calculated as: g(x)=pghost(x)/pobj(x)and spatially smoothing the estimated Nyquist-ghost level mapc) reconstructing a MR image from the same acquired MR signals from which the Nyquist-ghost level map is derived, the spatial sensitivity maps, and the estimated Nyquist-ghost level map and the reconstruction involving regularisation using the regularisation constraint g(x)pobj(x)−pghost(x)=0, that is derived from the smoothed estimated Nyqiust-ghost level map; anditeratively repeating steps b) and c) with the same MR signals to successively increase the accuracy of the ghost level map. 2. The method of claim 1, wherein the estimated ghost level map and/or the MR image is reconstructed in steps b) and/or c) using compressed sensing. 3. The method of claim 1, wherein each of steps b) and c) comprises the computation of a MR image and a MR ghost image using a linear inversion method. 4. The method of claim 3, wherein a regularisation parameter determining the weighting of the regularisation constraint in the linear inversion is tuned depending on a signal-to-noise ratio of the MR image reconstructed in step c). 5. The method of claim 1, wherein the MR signals are acquired in step a) with undersampling of k-space. 6. A magnetic resonance (MR) device comprising at least one main magnet coil configured for generating a uniform, study magnetic field within an examination volume, a number of gradient coils configured for generating switched magnetic field gradients in different spatial directions within the examination volume, at least one RF coil configured for generating RF pulses in the examination volume, a plurality of RF coils having different spatial sensitivity profiles within the examination volume configured for receiving MR coils from at least a port... | KONINKLIJKE PHILIPS N.V. | G01R033/561 G01R033/565 G01R033/48 G01R033/341 A61B005/055
US10420883 | B2 | 2019-09-24 | Fluid delivery device, transcutaneous access tool and fluid drive mechanism for use therewith | 2016-08-02 | A fluid delivery device comprising a fluid reservoir; a transcutaneous access tool fluidly coupled to the fluid reservoir; and a drive mechanism for driving fluid from the reservoir, the drive mechanism comprising a plunger received in the reservoir; a leadscrew extending from the plunger; a nut threadably engaged with the leadscrew; a drive wheel; and a clutch mechanism coupled to the drive wheel, wherein the clutch mechanism is configured to allow the nut to pass through when disengaged and is configured to grip the nut when engaged such that the drive wheel rotates the nut to advance the drive rod and the plunger into the reservoir. | 1. A fluid delivery device comprising: a fluid reservoir; a transcutaneous access tool fluidly coupled to the fluid reservoir; and a drive mechanism for driving fluid from the fluid reservoir, the drive mechanism comprising: a plunger received in the fluid reservoir; an elongated assembly comprising a first elongated member and a second elongated member; the first elongated member extending from the plunger; the second elongated member coupled to the first elongated member; a drive wheel; and a clutch mechanism coupled to the drive wheel wherein the clutch mechanism is configured to allow the second elongated member to pass through when disengaged and is configured to grip the second elongated member without threaded engagement when engaged, such that the drive wheel rotates the second elongated member to advance the first elongated member and the plunger into the fluid reservoir. 2. The fluid delivery device of claim 1 wherein: the first elongated member comprises a first threaded member; the second elongated member comprises a second threaded member; the second threaded member is in threaded engagement with the first threaded member, and the clutch mechanism is configured to allow the second threaded member to pass through when disengaged and is configured to grip the second threaded member without threaded engagement when engaged, such that the drive wheel rotates the second threaded member to advance the first threaded member and the plunger into the fluid reservoir. 3. The fluid delivery device of claim 2 wherein the first elongated threaded member comprises a first threaded shaft having external threads. 4. The fluid delivery device of claim 2 wherein the second elongated threaded member comprises a second threaded shaft having internal threads. 5. The fluid delivery device of claim 1 wherein the clutch mechanism includes a clutch spring that grips the second elongated member without threaded engagement when released. 6. The fluid delivery device of claim 5 wherein the clutch mechanism further includes a spring latch configured to hold the clutch spring in a disengaged position and configured to release the clutch spring such that the clutch spring moves to an engaged position. 7. The fluid delivery device of claim 6 wherein the spring latch is configured to release the clutch spring in response to movement of the drive wheel. 8. A method of operating a fluid delivery device comprising: providing the fluid delivery device, the device comprising a fluid reservoir; a transcutaneous access tool fluidly coupled to the fluid reservoir; and a drive mechanism for driving fluid from the fluid reservoir, the drive mechanism comprising an elongated assembly comprising a first elongated member and a second elongated member; the first elongated member extending from a plunger; the second elongated member coupled to the first elongated member; a drive wheel; and a clutch mechanism coupled to the drive wheel, wherein the clutch mechanism is config... | Insulet Corporation | A61M005/145 A61B005/145 A61B005/1486 F04B009/02 A61M005/142 A61M005/172 A61M005/158 A61M005/32 A61M005/14
US10398398 | B2 | 2019-09-03 | X-ray imaging with x-ray markers that provide adjunct information but preserve image quality | 2014-06-23 | A method and an apparatus for estimating a geometric thickness of a breast in mammography/tomosynthesis or in other x-ray procedures, by imaging markers that are in the path of x-rays passing through the imaged object. The markings can be selected to be visible or to be invisible when the composite markings/breast image is viewed in clinical settings. If desired, the contribution of the markers to the image can be removed through further processing. The resulting information can be used determining the geometric thickness of the body being x-rayed and thus setting imaging parameters that are thickness-related, and for other purposes. The method and apparatus also have application in other types of x-ray imaging. | 1. A method comprising: concurrently x-ray imaging a breast compression paddle comprising at least one paddle marker and a patient's breast compressed between the compression paddle and an x-ray imaging receptor;obtaining an x-ray image in which the at least one paddle marker and the breast are imaged, wherein an image of at least a part of the at least one paddle marker is superimposed on an image of the breast in the x-ray image, and wherein the at least one paddle marker is invisible within an outline of the breast in the x-ray image;identifying at least one region of interest in the x-ray image that corresponds to at least a portion of the at least one paddle marker;processing the at least one region of interest so as to derive geometric information regarding the at least one paddle marker image in the x-ray image; andprocessing the geometric information to derive information regarding the compression paddle. 2. The method of claim 1, wherein the information regarding the compression paddle comprises at least one of a paddle height, a paddle deformation, a paddle orientation, and a compressed breast thickness. 3. The method of claim 2, further comprising storing the information regarding at least one of the paddle height, the paddle deformation, the paddle orientation, and the compressed breast thickness in association with stored image information regarding the imaged breast. 4. The method of claim 1, wherein the at least one paddle marker comprises a plurality of paddle markers. 5. The method of claim 4, wherein the plurality of paddle markers are disposed along a width of the compression paddle. 6. The method of claim 5, wherein the geometric information comprises a paddle height profile at each of the plurality of paddle markers. 7. The method of claim 4, wherein at least some of the plurality of paddle markers are visible in the x-ray image when viewed in clinical settings. 8. The method of claim 4, further comprising selecting the region of interest in the x-ray image that is likely to contain at least a substantial portion of the plurality of imaged paddle markers. 9. The method of claim 1, wherein the x-ray imaging receptor comprises at least one receptor marker, and wherein the at least one receptor marker is imaged concurrently with the breast compression paddle and the patient's compressed breast. 10. A method comprising: performing a first x-ray imaging acquisition concurrently on a breast compression paddle comprising at least one paddle marker and a patient's breast compressed between the compression paddle and an x-ray imaging receptor, wherein the first x-ray imaging acquisition is performed with a first x-ray dose;obtaining an x-ray image in which the at least one paddle marker and the breast are imaged, wherein an image of at least a part of the at least one paddle marker is superimposed on an image of the breast in the x-ray image, and wherein the at least one paddle marker is invisible within an outline of the bre... | HOLOGIC, INC. | A61B006/04 A61B006/00 A61B005/107
US10398387 | B2 | 2019-09-03 | Method and apparatus for assisted trajectory planning | 2015-04-13 | A procedure can be assisted by a processor system, such as a computer system. A trajectory can be used to identify a selected trajectory or path of an instrument to reach a tumor within a brain of a subject, reach a selected portion of the anatomy (e.g. sub-thalamic nucleus (STN) or spinal cord), or other appropriate target. The planning algorithm can include both inputted data and learned rankings or ratings related to selected trajectories. The planning algorithm can used the learned ratings to rate and later determined trajectories. | 1. A system to plan a trajectory to perform a procedure, comprising: a display device to display a first training dataset with a first training trajectory along with a first training image data and display a second training dataset with a second training trajectory along with a second training image data;a learning processor operable to execute instructions including an algorithm to be trained to determine a coefficient based on the instructions for rating a current subject data different from the first training dataset or the second training dataset at least by: receiving from a rater a first input of a first rating of the displayed first training trajectory;receiving from the rater a second input of a second rating of the displayed second training trajectory; anddetermining the coefficient based on the instructions to relate the input first rating and the input second rating regarding the displayed first training trajectory and the displayed second training trajectory; anda memory device configured to store the determined coefficient based on the trained algorithm;wherein the trained algorithm including the determined coefficient stored in the memory is configured to be recalled for rating a current subject trajectory, wherein the current subject trajectory is different from the first training trajectory and the second training trajectory;wherein rating the current subject trajectory occurs subsequent to the training of the algorithm. 2. The system of claim 1, further comprising: an input system configured for the rater to input the first rating and the second rating to be received by the learning processor;wherein the learning processor is further configured to execute further instructions to process the training image data. 3. The system of claim 2, wherein execute instructions to process the training image data includes the learning processor executing instructions to sample the image data in a shell relative to the training trajectory. 4. The system of claim 3, wherein process the training image data further includes reducing a dimensionality of the shell sampled data. 5. The system of claim 4, further comprising: a current subject data input device operable to input the current subject data including the current subject image data and the current subject trajectory;a rating processor operable to access the memory device to recall the determined coefficient and execute instructions to:process the current subject image data by at least sampling the current subject image data in a current subject shell relative to the current subject trajectory and reducing the dimensionality of the current subject shell sampled data to generate current subject processed data and subsequently rate the current subject trajectory with the recalled determined coefficient based on the current subject processed data;wherein the rating processor is separate from the rater. 6. The system of claim 1, further comprising: an imaging device operable to acquire the ... | Medtronic Navigation, Inc. | G06K009/62 A61B005/00 A61B034/20 A61B090/90 A61B034/10 G16H050/50 G06F019/00
US10398365 | B2 | 2019-09-03 | Fluorescence sensor | 2016-09-20 | A light guide unit of a fluorescence sensor is disclosed, which includes at least an optical-waveguide film in which one or more optical waveguides are formed. Each of these films includes a plurality of optical channels that output excitation light (E) or input fluorescence (F). All the optical channels are covered with a fluorescence unit. | 1. A fluorescence sensor comprising: a fluorescence unit configured to generate fluorescence in an amount correlating with a concentration of an analyte by receiving excitation light;a measurement optical system configured to emit the excitation light and detects the fluorescence from the fluorescence unit;a sensor body in which the measurement optical system is embedded;a light guide unit configured to be optically connected to the sensor body and bi-directionally guides light between the measurement optical system and the fluorescence unit;wherein the light guide unit includes at least an optical waveguide arrangement on which one or more optical waveguides are formed;the optical waveguide arrangement includes a plurality of optical channels that output the excitation light or input the fluorescence;each of the plurality of optical channels is covered with the fluorescence unit;wherein the light guide unit includes a first optical-waveguide film and a second optical-waveguide film, the optical waveguide including a plurality of end units formed on each of the first optical-waveguide film and the second optical-waveguide film;the first optical-waveguide film includes a plurality of first mirrors placed on the end units and configured to reflect the excitation light passing along the optical waveguide to the optical channels;the second optical-waveguide film includes a plurality of second mirrors placed on the end units and configured to reflect the fluorescence from the optical channels to the optical waveguide; andeach of the optical channels is covered with the fluorescence unit held between the first optical-waveguide film and the second optical-waveguide film. 2. The fluorescence sensor according to claim 1, wherein positions of the first mirror and the second mirror facing each other are deviated from each other in a range in which relative positional difference or angular difference between the first mirror and the second mirror does not exceed a threshold. 3. The fluorescence sensor according to claim 1, wherein the light guide unit includes an optical filter existing between the first mirror and the second mirror facing each other and having filter characteristics of allowing the fluorescence in a relatively large amount to pass through the optical filter and allowing the excitation light in a relatively small amount to pass through the optical filter. 4. The fluorescence sensor according to claim 1, wherein the fluorescence unit includes fluorescent hydrogel. 5. The fluorescence sensor according to claim 1, wherein the plurality of first mirrors and the plurality of second mirrors are plate-shaped mirrors. 6. The fluorescence sensor according to claim 5, wherein the plurality of first mirrors and the plurality of second mirrors are each inclined at a predetermined angle, the predetermined angle being 45 degrees. 7. The fluorescence sensor according to claim 1, further comprising: a light blocking layer configured to cover an expos... | TERUMO KABUSHIKI KAISHA | A61B005/1459 G01N021/64 G01N021/77 A61B005/00 A61B005/1495 G01N021/85 A61B005/1455
US10405810 | B1 | 2019-09-10 | Noninvasive tool for assessing hydration status | 2016-05-23 | A tool for predicting that a person is likely to be abnormally hydrated over a future time interval, and in some cases to alert the person or a medical professional to intervene. From a series of physiological measurements, a tissue electrical impedance spectrum curve, which comprises a phase spectrum curve in an embodiment, is determined and changes in the shape of the curve are ascertained. The measurements may be received using one or more sensors worn by the person. In some embodiments, current and historic spectrum curvature are applied to an evolutionary algorithm, such as particle-swarm optimization (PSO) or differential evolution (DE), to determine an inference regarding the persons future hydration status. In one embodiment, a statistical forecast for the next epoch immediately beyond the present one, is determined. | 1. A system for predicting an abnormal hydration status in a human subject, the system comprising: one or more processors;one or more sensors configured to receive one or more physiological levels of a subject for determining tissue electrical impedance spectra of the subject; andcomputer-storage memory having computer-executable instructions stored thereon that, when executed by the one or more processors, implement a method comprising:determining a tissue electrical impedance spectroscopic (EIS) measurement of the subject;calculating a value quantifying current spectrum curvature shape for the tissue EIS measurement;receiving a plurality of previously determined values quantifying spectrum curvature shape for previous tissue EIS measurements for the subject, the plurality of previously determined values quantifying spectrum curvature shape corresponding to a plurality of time-stamped data points;determining a future value quantifying spectrum curvature shape for the subject at a future time interval by minimizing an objective function using one or more evolutionary algorithms based on the value quantifying current spectrum curvature shape and the plurality of previously determined values quantifying spectrum curvature shape;based on the future value quantifying spectrum curvature shape and one or more predetermined threshold values, determining a probability the subject will have an abnormal hydration status within the future time interval; andupon determining the probability that the subject will have an abnormal hydration status within the future time interval, evoking one or more actions to manage the abnormal hydration status. 2. The system of claim 1, wherein an abnormal hydration status is related to one or more of dehydration, overhydration, hypovolemia, progression of diabetes, congestive heart failure, infection or sepsis, an inflammatory response, renal disease, dialysis, psychiatric illness, stroke, dementia, exposure to chemical or biological agents, and administration of a systemically, regionally or locally applied pharmaceutical or other therapy. 3. The system of claim 1, wherein the one or more actions comprise at least one of: initiating a signal that causes an alert to be presented to the subject;initiating a signal that causes an alert to be presented to a medical professional associated with the subject;automatically increasing a rate of monitoring the subject; andautomatically allocating one or more treatments to reduce risks associated with the abnormal hydration status. 4. The system of claim 1, wherein the one or more physiological levels comprise tissue electrical impedance levels measured at a plurality of frequencies. 5. The system of claim 1, wherein the one or more evolutionary algorithms comprises at least one of particular swarm optimization and differential evolution. 6. The system of claim 1, wherein minimizing the objective function comprises minimizing a determinant of a Hankel matrix representing the cur... | Cerner Innovation, Inc. | A61B005/00 A61B005/053
US10421956 | B2 | 2019-09-24 | Electric pulse generation systems using capacitive coupling | 2018-04-17 | In accordance with the present disclosure, exposure of a sample to one or more electric pulses via capacitive coupling is described. In certain embodiments, the sample may be a biological sample to be treated or modified using the pulsed electric fields. In certain embodiments, the electric pulses may be delivered to a load using capacitive coupling. In other embodiments, the electric pulses may be bipolar pulses. | 1. An electric pulse generation system comprising: a sample holder comprising two electrodes wherein the sample holder is configured to electrically couple the two electrodes to a cuvette disposed in the sample holder, wherein the cuvette comprises a capacitive element;pulse generating circuitry configured to generate an electric pulse in the cuvette between the two electrodes; andcontrol circuitry configured to: receive a characteristic of the capacitive element;receive a set of characteristics of the electric pulse; andcause the pulse generating circuitry to generate the electric pulse based at least in part on the set of characteristics of the electric pulse and the characteristic of the capacitive element. 2. The electric pulse generation system of claim 1, wherein the cuvette comprises first wall comprising a nonconductive material that forms a capacitive element, and wherein at least one electrode of the sample holder is configured to form an electrical coupling to the first wall. 3. The electric pulse generation system of claim 2, wherein the nonconductive material comprises a quartz or a plastic. 4. The electric pulse generation system of claim 1, wherein a capacitance of the capacitive element of the cuvette is in a range between 1 nF and 1 mF. 5. The electric pulse generation system of claim 1, wherein the set of characteristics of the electric pulse comprises a pulse duration, wherein the pulse duration is substantially in a range between 1 nanosecond and about 100 microseconds. 6. The electric pulse generation system of claim 1, wherein the set of characteristics of the electric pulse comprise a field strength, wherein the field strength is substantially in a range between 0.1 kV/cm and 350 kV/cm. 7. The electric pulse generation system of claim 1, wherein the characteristic of the capacitive element comprises a capacitance of the capacitive element. 8. The electric pulse generation system of claim 1, wherein the characteristic of the capacitive element comprises a tag that is associated with a cuvette type. 9. A method to activate a biological sample using an electric pulse generation system, the method comprising: placing a biological sample in a cuvette comprising a capacitive element;placing the cuvette in a sample holder comprising two electrodes, wherein the biological sample in the cuvette and the capacitive element of the cuvette are electrically coupled to the two electrodes of the sample holder; andcausing a pulse generating circuitry to deliver an electric pulse signal to the biological sample in the cuvette. 10. The method of claim 9, comprising selecting a configuration of the electric pulse signal, the configuration comprising a number of electric pulses, a shape of the electric pulses, a voltage for the electric pulses, a duration for the electric pulses, or any combination thereof, wherein the electric pulse signal is designed based on the capacitive element coupled to the electric pulse generation system. | GENERAL ELECTRIC COMPANY | C12N013/00 C12M001/42 A61B005/15 H03K003/53 A61B005/153 G01N033/49
US10416151 | B2 | 2019-09-17 | Device and system for collecting and analyzing vapor condensate, particularly exhaled breath condensate, as well as method of using the same | 2018-09-06 | The present invention is related to the field of bio/chemical sensing, assays and applications. Particularly, the present invention is related to collecting a small amount of a vapor condensate sample (e.g. the exhaled breath condensate (EBC) from a subject of a volume as small as 10 fL (femto-Liter) in a single drop), preventing or significantly reducing an evaporation of the collected vapor condensate sample, analyzing the sample, analyzing the sample by mobile-phone, and performing such collection and analysis by a person without any professionals. | 1. A device for collecting and analyzing a vapor condensate (VC) sample, comprising: a collection plate and a cover plate, wherein: i. the plates are movable relative to each other into different configurations;ii. one or both plates are flexible;iii. each of the plates has, on its respective surface, a sample contact area for contacting a vapor condensate (VC) sample that contains an analyte;iv. one or both of the plates comprise spacers, wherein at least one of the spacers is inside the sample contact area;wherein one of the configurations is an open configuration, in which: the two plates are either completely or partially separated apart, the spacing between the plates is not regulated by the spacers, and the VC sample is deposited on one or both of the plates by directly condensing a vapor on the plate or the plates; andwherein another of the configurations is a closed configuration which is configured after the VC sample deposition in the open configuration; and in the closed configuration: at least a part of the VC sample is between the two plates and in contact with the two plates, and has a highly uniform thickness that is regulated by the spacers and the two sample surfaces of the plates and is equal to or less than 30 um with a small variation. 2. The device of claim 1, wherein the device further comprises a dry reagent coated on one or both of the plates. 3. The device of claim 1, wherein the device further comprises, on the one or both plates, a dry binding site that has a predetermined area, wherein the dry binding site binds to and immobilizes the analyte in the sample. 4. The device of claim 1, wherein the sample is an exhale breath condensate, wherein the exhale breath condensate directly condenses on one or both the sample contacting areas. 5. The device of claim 1, wherein the sample is a vapor from a biological sample, an environmental sample, a chemical sample, or a clinical sample. 6. The device of claim 1, wherein the analyte comprises a molecule (e.g., a protein, peptides, DNA, RNA, nucleic acid, or other molecules), cells, tissues, viruses, or nanoparticles with different shapes. 7. The device of claim 1, wherein the analyte comprises a volatile organic compound (VOCs). 8. The device of claim 1, wherein the analyte comprises nitrogen, oxygen, CO2, H2O, or inert gases. 9. The device of claim 1, wherein the analyte is stained. 10. The device of claim 1, wherein the highly uniform thickness has a value (i) equal to or less than 0.5 um, (ii) in the range of 0.5 um to 1 um, (iii) in the range of 1 um to 2 um, or (iv) in the range of 2 um to 10 um. 11. The device of claim 1, wherein a material of the plate and the spacers are independently selected from the group consisting of polystyrene, PMMA, PC, COC, COP, and another plastic. 12. The device of claim 1, wherein the inter-spacer distance is (i) in the range of 1 um to 200 um, or (ii) in the range of 200 um to 1000 um. 13. The device of claim 1, wherein the VC samp... | ESSENLIX CORPORATION | G01N033/497 A61B005/083 A61B005/093 A61B005/097 G01N021/01 G01N033/58 G01N001/28 B01L003/00 G01N001/22
US10408848 | B2 | 2019-09-10 | Skin model | 2014-02-27 | A three dimensional (3-D) model comprising a scaffold and autologous skin cells, the invention also provides methods of predicting immunogenicity and hypersensitivity or allergic or adverse immune reactions to potential therapeutic compounds, biologies, cosmetics and chemical sensitizers using the 3-D model of skin cells. The methods provide an in vitro assay employing autologous blood derived cells in the 3-D skin equivalent model and is of particular utility in the identification and prediction of skin sensitizers and in particular agents that may cause allergic contact dermatitis. The assay of the present invention provides inter alia methods of screening library compounds for sensitizing activity, identifying optimal therapeutics, especially but not exclusively, monoclonal antibodies and kits therefor. | 1. An in vitro method for identifying chemical compounds that are sensitizers or for discriminating between chemical compounds that are sensitizers and non-sensitizers, the method comprising: (i) preparing a donor blood sample so as to isolate a population of T cells and monocyte-derived dendritic cells therefrom;(ii) incubating the monocyte-derived dendritic cells with a test compound;(iii) incubating the compound treated monocyte-derived dendritic cells with a population of T cells isolated in step (i);(iv) establishing a 3-D skin equivalent model that comprises a monoculture of fibroblasts grown in monoculture on matrix for at least 21 days and subsequently seeded with keratinocytes, wherein both fibroblasts and keratinocytes are isolated from an autologous biopsy sample obtained from the same donor;(v) incubating the mixed T cell and compound treated monocyte-derived dendritic cells with the 3-D skin equivalent model of step (iv) that comprises keratinocytes and fibroblasts isolated from an autologous biopsy sample obtained from the same donor; and(vi) assessing hypersensitivity and allergic reactions by graded histological changes in the 3-D skin equivalent model as compared to a control, wherein an increase of a graded histological reaction in the 3-D skin equivalent model identifies the test compound as a sensitizer, wherein the 3-D skin equivalent model comprises a scaffold, wherein the scaffold comprises a polystyrene support, and wherein the chemical compound is selected from a chemical, therapeutic, pharmaceutical, biologic, antibody or cosmetic agent, substance, preparation or composition. 2. The method of claim 1, wherein the T cells and monocyte-derived dendritic cells (DCs) are isolated from peripheral blood mononuclear cells (PBMC). 3. The method of claim 1, wherein the first incubating step of step (ii) is for between 2 to 24 hours. 4. The method of claim 1, wherein the second incubating of step (iii), comprising incubating DCs with a population of T cells isolated in step (i) is for between 3-7 days using the same culture conditions as for step (ii) except that 10% heat inactivated autologous serum, human AB serum, or an equivalent thereof is used in step (iii) and foetal calf serum is used in step ii). 5. The method of claim 1, wherein the step of assessing hypersensitivity and allergic reactions in the 3-D skin equivalent model by graded histological changes comprises assessment of vacuolisation of epidermal cells, damage to basal keratinocytes and connection between the epidermis and dermis. 6. The method of claim 1, wherein the control value may be derived from the group comprising: (i) a further or second set of monocyte-derived dendritic cells that have been incubated in step (ii) with a compound that is a known non-sensitizer;(ii) a further or second set of monocyte-derived dendritic cells that have been incubated in step (ii) with no additional chemical compounds;(iii) a 3-D skin equivalent model that has been incub... | Alcyomics LTD University of Newcastle Upon Tyne | A01N001/02 G01N033/00 G01N033/94 A61B005/00 C12N005/071 G01N033/50 G09B023/28
US10405785 | B2 | 2019-09-10 | Determination of a concentration of an analyte in a subject | 2016-08-04 | A method for determining a concentration of an analyte in a subject includes irradiating a part of the subject with electromagnetic radiation, wherein a part of the subject comprises biological molecules arranged to absorb the electromagnetic radiation and to emit fluorescence in response. The method also includes measuring fluorescence emitted to obtain data representative of a fluorescence decay. The method further includes processing the data to determine one or more feature points associated with the fluorescence decay and to generate one or more feature vectors based on the one or more feature points, and applying the one or more feature vectors to a regression model for the analyte to determine the concentration of the analyte. Also provided is a system for determining a concentration of an analyte in a subject, as well as a measurement device for facilitating determination of a concentration of an analyte in a subject. | 1. A method for determining a concentration of an analyte in a subject, comprising the steps of: (a) irradiating a part of the subject with electromagnetic radiation, wherein the part of the subject comprising biological molecules arranged to absorb the electromagnetic radiation and to emit fluorescence in response;(b) measuring fluorescence emitted from the part of the subject to obtain data representative of a fluorescence decay;(c) processing the data to determine one or more feature points associated with the fluorescence decay and to generate one or more feature vectors based on the one or more feature points; and(d) applying the one or more feature vectors to a regression model for the analyte to determine the concentration of the analyte. 2. The method in accordance with claim 1, wherein step (a) comprises the step of: transmitting electromagnetic radiation in the form of pulses to the part of the subject. 3. The method in accordance with claim 2, wherein step (b) comprises the steps of: detecting fluorescence photons emitted from the part of the subject; andcounting a number of fluorescence photons detected. 4. The method in accordance with claim 3, wherein step (b) further comprises the step of: determining, for each detected fluorescence photon, a response time based on a time difference between irradiation of electromagnetic radiation from which the respective fluorescence photon originates and detection of the respective fluorescence photon. 5. The method in accordance with claim 4, wherein the data represents a relationship between the number of fluorescence photons and the response time. 6. The method in accordance with claim 4, wherein the data represents a relationship between the number of fluorescence photons, a response time of fluorescence molecules from which the fluorescence photons are emitted, and chemical composition or process in which the fluorescence molecules reside. 7. The method in accordance with claim 1, wherein the step of processing the data to determine one or more feature points associated with the fluorescence decay comprises the steps of: filtering the data to reduce noise in the data; andapplying a feature point identification method to the filtered data to identify one or more feature points from the data. 8. The method in accordance with claim 7, wherein the one or more features points comprise one or more peaks of the fluorescence decay, and the feature point identification method is a peak identification method. 9. The method in accordance with claim 8, wherein the peak identification method comprises the steps of: normalizing the data by dividing the data with a maximum value of the data;calculating a Shannon power using an equation E=−x2 log(x2), where E is the Shannon power and x is the normalized data;normalizing the averaged Shannon power; andapplying a threshold to the normalized averaged Shannon power to identify the one or more peaks. 10. The method in accordance with claim 7, wherein t... | CITY UNIVERSITY OF HONG KONG | A61B005/1455 A61B005/145 A61B005/00
US10405794 | B2 | 2019-09-10 | Sweat conductivity, volumetric sweat rate, and galvanic skin response devices and applications | 2017-07-18 | The disclosed invention includes sweat sensing devices configured to periodically measure sweat conductivity and galvanic skin response, devices to measure volumetric sweat flow rate, and devices that combine the three functions. The disclosure further includes methods for using a device configured to perform periodic sweat conductivity measurements, galvanic skin response measurements, and volumetric sweat rate measurements so that each sensor modality informs composite estimates of sweat onset, sweat cessation, sweat ion concentration, and sweat rate. The method uses those measurements to inform other sweat sensing device functions, such as determining the existence of a physiological condition, or performing measurements of concentrations, ratios, and trends of sweat analytes. | 1. A sweat sensing device configured to be worn on an individual's skin, comprising: a sweat collector, comprising a concave surface facing the skin, a substantially circular seal, and a fluid port, wherein the concave surface creates a clearance from the skin to promote natural flow of sweat, wherein the seal interacts with the skin to create a coverage area within the collector that is determined, and wherein the seal is configured to substantially prevent sweat from exiting the coverage area from skin located inside the coverage area, and to substantially prevent sweat and surface contaminants from entering the coverage area from skin located outside the coverage area, and wherein the fluid port is in fluidic communication with the microfluidic channel inlet;a microfluidic channel for receiving and transporting a sweat sample, wherein the channel has an inlet at a first end, an outlet at a second end, and has a known volume;a plurality of GSR electrodes for measuring galvanic skin response (“GSR”), wherein said GSR electrodes are configured to contact the individual's skin when the device is being worn, and wherein the GSR electrodes are located outside the seal of the sweat collector;a plurality of conductivity electrodes for measuring sweat conductivity, wherein said conductivity electrodes are in fluid communication with said channel, and wherein the conductivity electrodes are located proximate to the first end of the channel; anda volumetric sweat rate sensor, wherein the volumetric sensor includes a detection circuit that includes a plurality of sweat rate electrodes, wherein said sweat rate electrodes intersect said channel at known intervals, where said sweat rate electrodes are in fluid communication with the channel, wherein said sweat rate electrodes divide the channel into a plurality of channel sections, and wherein a plurality of primary sweat rate electrodes located proximate to the channel's first end are separated by a first interval, and a plurality of secondary sweat rate electrodes located proximate to the channel's second end are separated by a second interval, and wherein the second interval is greater than the first interval. 2. The device of claim 1, further including at least one of the following: an electrochemical aptamer-based sensor; a micro-thermal flow rate sensor; and a pressure-based flow rate sensor. 3. The device of claim 1, wherein the microfluidic channel includes at least one of the following to reduce air bubble interference with at least one electrode: an air bubble vent; and an air trap. 4. A wearable sweat sensing device configured to volumetrically determine sweat rate, and configured to be placed on an individual's skin, comprising: a sweat collector, comprising a concave surface facing the skin, a substantially circular seal, and a fluid port, wherein the concave surface creates a clearance from the skin to promote natural flow of sweat, wherein the seal interacts with the skin to create a covera... | Eccrine Systems, Inc. | A61B005/00 A61B005/01 A61B005/053 A61B005/145
US10413749 | B2 | 2019-09-17 | Dual localization of brachytherapy radioactive seeds | 2015-09-25 | A brachytherapy seed localization system for localizing radioactive seeds within a diseased tissue, the brachytherapy seed localization system employs a tool tracking machine (50) for generating a tracked seed distribution map (51) of delivered locations of the radioactive seeds within the diseased tissue, and a tissue imaging machine (60) for generating a seed distribution image (61) of projected locations of the radioactive seeds within the diseased tissue including at least one false projected location. The brachytherapy seed localization system further employs a brachytherapy seed localizer (70) for generating a composite seed distribution map (71) of estimated locations of the radioactive seeds within the diseased tissue derived from a combination of the tracked seed distribution map (51) and the seed distribution image (61) excluding any false projected location(s) within the seed distribution image (61). | 1. A brachytherapy seed localization system for localizing radioactive seeds within an ultrasound space of a diseased tissue, the brachytherapy seed localization system comprising: a tool tracking machine configured to generate a tracked seed distribution map of delivered locations of the radioactive seeds within the ultrasound space of the diseased tissue; a tissue imaging machine configured to generate a seed distribution image of projected locations of the radioactive seeds within the ultrasound space of the diseased tissue, wherein the seed distribution image includes at least one false projected location of a radioactive seed within the ultrasound space of the diseased tissue; anda brachytherapy seed localizer configured to be in communication with the tool tracking machine and the tissue imaging machine, wherein, responsive to a reception of the tracked seed distribution map and the seed distribution image, the brachytherapy seed localizer is configured to generate a composite seed distribution map of estimated locations of the radioactive seeds within the ultrasound space of the diseased tissue derived from a combination of the tracked seed distribution map and the seed distribution image, the combination including an exclusion of the at least one false projected location of the radioactive seed within the ultrasound space of the diseased tissue from the composite seed distribution map. 2. The brachytherapy seed localization system of claim 1, wherein the composite seed distribution map is generated as a function of a distance metric between the tracked seed distribution map and the seed distribution image. 3. The brachytherapy seed localization system of claim 2, wherein the estimated locations of the radioactive seeds within the ultrasound space of the diseased tissue include at least one of the delivered locations of the radioactive seeds within the ultrasound space of the diseased tissue and at least one of the projected locations of the radioactive seeds within the ultrasound space of the diseased tissue as a function of the distance metric between the tracked seed distribution map and the seed distribution image. 4. The brachytherapy seed localization system of claim 2, wherein the estimated locations of the radioactive seeds within the ultrasound space of the diseased tissue exclusively include the delivered locations of the radioactive seeds within the ultrasound space of the diseased tissue as a function of the distance metric between the tracked seed distribution map and the seed distribution image. 5. The brachytherapy seed localization system of claim 2, wherein the estimated locations of the radioactive seeds within the ultrasound space of the diseased tissue exclusively include the projected locations of the radioactive seeds within the ultrasound space of the diseased tissue excluding the at least one false projected location of the radioactive seed within the ultrasound space of the diseased tissue as a function of the ... | KONINKLIJKE PHILIPS N.V. | A61N005/10 A61B006/03 A61B008/08 A61B034/20 A61B005/055
US10406370 | B1 | 2019-09-10 | Single conduit multi-electrode cardiac pacemaker and methods of using thereof | 2019-03-05 | A device and method for providing cardiac pacing of triangle of Koch and bundle of His zones by multiple electrodes inserted using in a single conduit are provided. The method includes providing a single conduit with multiple electrodes, positioning electrodes in the target zone of a heart, selecting acceptable electrodes as active based on a predetermined criteria and providing cardiac stimulation for multiple chambers of the heart from a single location. | 1. A method of cardiac pacing of multiple chambers of a heart from a single location, said method comprising the steps of: a. deploying a plurality of individual electrodes in an expanded scattered pattern to a target area of cardiac tissue containing triangle of Koch, bundle of His and surrounding areas, said target area including a location suitable for pacing of a cardiac atrium and a location suitable for pacing of a cardiac ventricle of the heart, more than one of said plurality of individual electrodes to be positioned at said location suitable for pacing of the cardiac atrium or at said location suitable for pacing of the cardiac ventricle of the heart, said plurality of individual electrodes are located at a distal end of a single conduit extending outside the heart, said plurality of individual electrodes are connected to respective individual wires contained within and positioned alongside each other at least in a portion of said single conduit,b. evaluating each individual electrode positioned at said location for pacing of the cardiac atrium to select at least one electrode capable of capturing and pacing of said cardiac atrium,c. evaluating each individual electrode positioned at said location for pacing of the cardiac ventricle to select at least one electrode capable of capturing and pacing of said cardiac ventricle via stimulation of said bundle of His,d. connecting via said single conduit a selected subset of said plurality of individual electrodes including said at least one electrode suitable for pacing of said cardiac atrium and said at least one electrode suitable for pacing of said cardiac ventricle to a pacemaker located outside the heart, ande. initiate cardiac capture and pacing of multiple chambers of the heart using said selected subset of individual electrodes. 2. The method as in claim 1, wherein said selecting in step (b) of said at least one electrode suitable for pacing of the cardiac atrium is conducted using a first predetermined acceptance criteria or said selecting in step (c) of said at least one electrode suitable for pacing of the cardiac ventricle is conducted using a second predetermined acceptance criteria, wherein said first predetermined acceptance criteria or said second predetermined acceptance criteria is a confirmed selective or nonselective capture of the bundle of His. 3. The method as in claim 1, wherein said step (a) further including providing said single conduit extending from a proximal end outside the heart to a distal end inside the heart, said plurality of said individual electrodes located at the distal end of said single conduit prior to deployment step (a) in a collapsed position next to a center of said distal end and following step (a) in an expanded position forming said expanded scattered pattern of said individual electrodes about and away from said center of said distal end of said single conduit. 4. The method as in claim 1, wherein said single conduit in said step (a) further... | Eagle Point Medical LLC | A61N001/362 A61N001/37 A61N001/08 A61N001/05 A61B005/0472
US10405795 | B1 | 2019-09-10 | Methods of classifying periorbital dyschromia and systems therefor | 2014-03-17 | A method and system for classifying different types of periorbital dyschromia is disclosed. The method includes providing at least one of a predetermined imaging characteristic and a biological characteristic for each of three different types of periorbital dyschromia, and then measuring the appropriate characteristic on a person exhibiting periorbital dyschromia. The type of periorbital dyschromia exhibited by a person can then be determined by comparing the measured value to the predetermined value and selecting the corresponding type of periorbital dyschromia. | 1. A method of identifying periorbital dyschromia, comprising: (a) identifying skin in a periorbital region of a person comprising periorbital dyschromia;(b) capturing an image of the identified skin in the periorbital region with an image capture device;(c) analyzing the image with a computer, wherein at least a portion of the image is color corrected and a measured imaging value is generated from the color corrected portion, and the measured imaging value is normalized relative to an imaging value obtained from a cheek;(d) identifying the person as exhibiting Type I periorbital dyschromia when the portion of skin is disposed in Zone 1, Zone 2 and Zone 3 of the periorbital region and the measured imaging value corresponds to at least one value from Table 1, identifying the person as exhibiting Type II periorbital dyschromia when the portion of skin is disposed in only in Zone 1 of the periorbital region and the measured imaging value corresponds to at least one value from Table 2, or identifying the person as exhibiting Type III periorbital dyschromia when the portion of skin is disposed in Zone 1 and Zone 2 and the measured imaging value corresponds to at least one value from Table 3; and(e) communicating the type of periorbital dyschromia identified in (d) to the person. 2. The method of claim 1, wherein the measured imaging values includes at least one RGB color imaging value. 3. The method of claim 1, wherein the imaging values are measured using an RGB imaging technique. | The Procter & Gamble Company | A61B005/00 A61B005/103 A61B010/02
US10413301 | B2 | 2019-09-17 | Perfusion device for treating an injured blood vessel | 2014-07-10 | The present disclosure concerns embodiments of an implantable perfusion device that can be implanted in an injured blood vessel to control bleeding without occluding the vessel. In one specific implementation, the perfusion device can be implanted percutaneously into a patient's descending aorta to control bleeding at the site of a ruptured portion of the aorta (known as torso hemorrhage) while still allowing for the antegrade flow of blood from a location upstream of the ruptured portion of the aorta to a location downstream of the ruptured portion of the aorta. The perfusion device can be left inside the patient as the patient is transported to a medical facility where the injury can be repaired. Following repair of the vessel, the perfusion device can be withdrawn from the patient. | 1. A perfusion device for treating a ruptured blood vessel of a patient, comprising: at least one elongated member extending from a proximal end portion to a distal end portion;a handle coupled to the proximal end portion of the at least one elongated member; andan expandable sealing member affixed to the distal end portion of the elongated member, the sealing member having a blood-impermeable surface configured to form a seal along an inner surface of the blood vessel adjacent a ruptured portion of the blood vessel when the sealing member is deployed from a radially collapsed state to a radially expanded, deployed state inside the vessel to control bleeding through the ruptured portion of the vessel;wherein the sealing member permits the antegrade flow of blood through the sealing member from a location upstream of the ruptured portion of the vessel to a location downstream of the ruptured portion of the vessel;wherein the sealing member is configured to be radially collapsible from the deployed state to the radially collapsed state for removal of the sealing member from the patient's body; andwherein the handle is spaced from the expandable sealing member by the at least one elongated member and is a non-expandable portion of the perfusion device, and wherein the at least one elongated member is sized such that the handle remains outside of the patient's body and remains coupled to the at least one elongated member when the sealing member is deployed inside the blood vessel and when the sealing member is radially collapsed for removal from the patient's body. 2. The perfusion device of claim 1, wherein the sealing member comprises a self-expandable stent and a blood-impermeable sleeve supported by the stent. 3. The perfusion device of claim 2, wherein the at least one elongated member comprises a plurality of wires coupled at their distal end portions to the stent and coupled at their proximal end portions to the handle. 4. The perfusion device of claim 2, wherein the stent comprises a plurality of wires, each wire has a first end portion and a second end portion secured to the first end portion so as to form a longitudinally extending loop, the loops being circumferentially arranged and secured to each other. 5. The perfusion device of claim 1, wherein the at least one elongated member comprises an elongated shaft and the sealing member comprises an inflatable balloon mounted on the shaft, the shaft having a distal opening, one or more side ports located along the shaft between a proximal end of the balloon and the proximal end portion of the shaft, and a lumen in fluid communication with the distal opening and the one or more side ports such that a perfusion pathway for the flow of blood extends from the distal opening, through the lumen and outwardly through the side ports. 6. The perfusion device of claim 1, further comprising one or more RFID tags configured to emit radiofrequency waves through the patient's body to assist in position... | University of Pittsburgh—Of the Commonwealth System of Higher Education | A61B017/12 A61F002/966 A61B005/021 A61B005/0215 A61B090/98 G06K007/10 A61F002/07 A61F002/95 A61B017/00 A61B090/00
US10413363 | B2 | 2019-09-17 | Augmented reality solution to optimize the directional approach and therapy delivery of interventional cardiology tools | 2017-12-15 | A method for enhancing a surgical procedure includes providing a three-dimensional model of a patient's organ of a patient based on pre-operative image data of the patient's organ; identifying positional data corresponding to a first position of at least one target treatment anatomy of the patient relative to a second position of an ancillary target anatomy of the patient based on an analysis of the three-dimensional model of the patient's organ of the patient; selecting a puncture location based on the identified positional data; and displaying, by an augmented reality device, a virtual organ object via an augmented reality display system overlaying a real-world environment, the virtual organ object corresponding to the three-dimensional model and visually indicating the selected puncture location. | 1. A method of enhancing a surgical procedure, the method comprising: providing a three-dimensional model of a heart of a patient based on image data of the heart of the patient;identifying positional data corresponding to a first position of at least one target treatment anatomy of the patient relative to a second position of an ancillary target anatomy of the patient based on an analysis of the three-dimensional model of the heart of the patient;selecting a puncture location based on the identified positional data of the at least one target treatment anatomy of the patient relative to the second position of an ancillary target anatomy of the patient, selecting the puncture location further comprising: identifying a first candidate puncture location and a second candidate puncture location;determining a first trajectory from the first candidate puncture location to the at least one target treatment anatomy and a second trajectory from the second candidate puncture location to the at least one target treatment anatomy;selecting the puncture location based on a comparison of at least a first value associated with the first trajectory and at least a second value associated with the second trajectory; andvisually indicating one of the first trajectory and the second trajectory associated with the selected puncture location together with the visual indication of the selected puncture location on the virtual organ object being displayed in the displaying step, anddisplaying, by an augmented reality device with an augmented reality display system, a virtual organ object via the augmented reality display system overlaying a real-world environment, the virtual organ object corresponding to the three-dimensional model of the heart of the patient and visually indicating the selected puncture location, each of the virtual organ object and at least a portion of the real-world environment being simultaneously viewable by a user of the augmented reality display system via the augmented reality display system. 2. The method in accordance with claim 1, wherein: the real-world environment and the virtual organ object are simultaneously viewable within a single field of view of the user via the augmented reality display system. 3. The method in accordance with claim 1, wherein: the positional data is associated with a computer-generated trajectory of a medical device from the ancillary target anatomy to the at least one target treatment anatomy; andthe medical device includes one of a catheter and a left atrial appendage closure. 4. The method in accordance with claim 1, wherein: the at least a first value of the first trajectory and the at least a second value of the second trajectory being compared include at least one of an angle and a distance associated with the first trajectory and the second trajectory respectively. 5. The method in accordance with claim 1, wherein: the visual indication of the one of the first trajectory and the second trajectory assoc... | Medtronic, Inc. | A61B034/10 A61B017/34 A61B005/044 A61B017/00 A61B090/00 A61M025/01 A61B090/50 A61M025/00 A61B034/20
US10405817 | B2 | 2019-09-10 | X-ray image diagnosis apparatus and medical system | 2016-01-15 | An X-ray image diagnosis apparatus includes an X-ray tube, an X-ray detector, a fluid information acquisition unit, a registration unit, and a capturing direction controller. The X-ray tube emits X-rays toward a subject. The X-ray detector detects the X-rays having passed through the subject. The fluid information acquisition unit acquires fluid information on a target site including a region of interest of the subject captured by an ultrasound image diagnosis apparatus. The registration unit extracts position information of a probe of the ultrasound image diagnosis apparatus. The capturing direction controller controls capturing direction for capturing the target site based on the position information and a direction in which a fluid flows indicated by the fluid information. | 1. An X-ray image diagnosis apparatus, comprising: an X-ray tube configured to emit X-rays toward a subject;an X-ray detector configured to detect the X-rays having passed through the subject; andprocessing circuitry configured to acquire fluid information on a target site including a region of interest of the subject captured by an ultrasound image diagnosis apparatus,extract position information of a probe of the ultrasound image diagnosis apparatus, andcontrol a capturing direction for capturing the target site based on the position information and a direction in which a fluid flows, which is indicated by the fluid information, whereinthe fluid information includes information on a forward flow component as a normal blood flow and a reverse flow component as an abnormal blood flow in a prosthetic valve placed in the region of interest, andthe processing circuitry is further configured to obtain the capturing direction with the X-rays based on a position of the reverse flow component. 2. The X-ray image diagnosis apparatus of claim 1, wherein the processing circuitry is further configured to acquire a Doppler image as the fluid information based on ultrasound waves exchanged between the probe and the subject. 3. The X-ray image diagnosis apparatus of claim 2, wherein the processing circuitry is further configured to acquire a plurality of Doppler images in time series to extract the reverse flow component therefrom,specify an image of a time phase, in which the reverse flow component has a largest volume, from the Doppler images, andobtain a direction of the reverse flow component, which serves as a reference to control the capturing direction with the X-rays, with respect to the volume in the image specified. 4. The X-ray image diagnosis apparatus of claim 1, wherein the processing circuitry is further configured to control the capturing direction to have less overlap between the reverse flow component and the prosthetic valve as viewed from the capturing direction with the X-rays. 5. The X-ray image diagnosis apparatus of claim 4, wherein the processing circuitry is further configured to control the capturing direction such that, in the region of interest, the forward flow component is located on a rear side or alongside of the reverse flow component as viewed from the capturing direction. 6. The X-ray image diagnosis apparatus of claim 4, wherein the processing circuitry is further configured to control the capturing direction to have less overlap between tricuspid aortic valves and/or origins of coronary arteries in addition to between the reverse flow component and the prosthetic valve. 7. A medical system, comprising: an X-ray image diagnosis apparatus including an X-ray tube configured to emit X-rays toward a subject, and an X-ray detector configured to detect the X-rays having passed through the subject; andan ultrasound image diagnosis apparatus configured to capture a target site including a region of interest of the subject,whe... | Canon Medical Systems Corporation | A61B008/00 A61B006/00 A61B006/03 A61B008/06 A61B008/12 A61B005/055
US10398509 | B2 | 2019-09-03 | System and method for optimal catheter selection for individual patient anatomy | 2015-09-18 | In the present invention, a system and method for selection of an optimal catheter for use in a medical procedure relative to the anatomy of a patient includes the steps of providing a system including a scanning device capable of obtaining image data on a ROI within the anatomy of a patient and reconstructing a 3D image of the ROI from the image data, a display capable of illustrating the 3D image and a 3D catheter model, and a CPU operably connected to the scanning device and the display and operable to analyze the 3D image in comparison with the 3D catheter model, obtaining image data of the ROI of the patient, reconstructing a 3D image of the ROI from the image data and comparing the 3D catheter model with the 3D image of the ROI to determine the catheter with the optimal configuration for use in the procedure. | 1. A method for selection of a catheter for use in a medical procedure having an optimal configuration relative to the anatomy of a patient on which the procedure is to be performed, the method comprising the steps of: providing a system including a scanning device capable of obtaining image data on a region of interest (ROI) within the anatomy of a patient and reconstructing a three-dimensional (3D) image of the ROI from the image data; a database of available catheter models currently in a hospital inventory; a display capable of illustrating the 3D image and a 3D model of a known catheter from the database; and a central processing unit (CPU) operably connected to the database, scanning device and the display, the CPU operable to analyze the 3D image in comparison with the 3D catheter model;obtaining image data of the ROI of the patient;reconstructing a 3D image of the ROI from the image data;accessing the database;selecting at least one 3D model of an available catheter from the database of current hospital inventory to compare with the 3D image of the ROI;comparing the at least one selected 3D catheter model of an available catheter with the 3D image of the ROI to identify the available catheter from the database of current hospital inventory with the optimal configuration for use within the ROI to perform the procedure. 2. The method of claim 1 wherein the comparing step comprises overlaying a selected 3D model on the 3D image. 3. The method of claim 1, wherein the selecting step comprises performing an automated analysis via the CPU to select the at least one 3D model to compare with the 3D image. 4. The method of claim 3 wherein the step of performing the automated analysis comprises the step of segmenting various structures of the 3D image through which the catheter will travel and/or abut when inserted into the ROI in the procedure. 5. The method of claim 4 wherein the step of segmenting the ROI is performed by a process selected from the group consisting of: region growing, utilization of level sets, model-based methods, atlas-based methods and classification approaches. 6. The method of claim 4 wherein the ROI is a heart and the step of segmenting various structures comprises segmenting an ascending aorta, an aortic arch, a proximal descending aorta and one or more coronary ostiums. 7. The method of claim 4 further comprising the step of estimating a central axis of one or more segmented structures in the 3D image after segmenting the structures in the 3D image. 8. The method of claim 7 wherein the step of estimating the central axis is performed by a process selected from the group consisting of: image moments or model-fitting methods. 9. The method of claim 4 further comprising the step of identifying catheter support surfaces in the 3D image. 10. The method of claim 9 wherein the step of identifying catheter support surfaces is performed by a process selected from the group consisting of: atlas-based methods and machine le... | General Electric Company | A61B034/10 A61B005/00 A61B005/055 A61B006/03 A61B006/00 G06T011/00 G06T017/00 A61B006/12 G06T007/11 G16H050/50
US10398371 | B2 | 2019-09-03 | Pain measuring device | 2016-03-29 | A problem to be solved is to use a measured pain degree for comparison with a pain degree of another subject or for diagnosis of a disease. A pain measuring device has an electrode to be attached to a subject and a stimulation current generation means generating a stimulation current to be supplied to the electrode. Then, the pain measuring device measures pain felt by the subject based on the stimulation current applied from the electrode to the subject. The pain measuring device has a means to display a relation between a pain measurement value being a logarithmic value or a logarithmic-type value of a value founded on the stimulation current and a value of a VAS or a face scale which the subject selects. | 1. A pain measuring device which includes an electrode to be attached to a subject and a main body unit having a stimulation current generator generating a stimulation current to be supplied to the electrode and which measures pain felt by the subject based on the stimulation current applied from the electrode to the subject, the pain measuring device comprising: a display which displays a relationship between a pain measurement value of a value founded on the stimulation current and a value of a visual analogue scale (VAS) or a face scale determined by the subject, whereinthe stimulation current contains a 250 Hz frequency component, a 2000 Hz frequency component, and a 5 Hz frequency component equal to or less than one thousandth of the 250 Hz or 2000 Hz frequency component;a minimum perception current value is defined as a first current which the subject feels electric stimulation first when a current value of the stimulation current applied to the subject is gradually increased from 0, and a pain equivalent current value is defined as a second current which gives a sensation equal to a sensation of pain felt by the subject due to a disease when the current value of the stimulation current is further increased,a pain index is defined as pain index=pain equivalent current value/minimum perception current value,the value of the VAS or the face scale determined by the subject corresponds to the pain felt by the subject or the face scale corresponding to the pain felt by the subject,the main body unit is configured to classify a factor of pain by comparing a pain measurement value calculated from the pain index and the VAS or the face scale in chronological order, wherein the pain measurement value is a) a logarithmic value or b) a logarithmic-type value calculated by ((pain index−1)/pain index)×100,wherein the main body unit is configured toclassify the factor of pain as psychogenic pain in a case when a decrease of the value of the VAS or the face scale is smaller compared with a decrease of the pain measurement value along with lapse of time,classify the factor of pain as psychogenic pain in a case when the decrease of the value of the VAS or the face scale is larger compared with the decrease of the pain measurement value along with lapse of time,classify the factor of pain as nociceptive pain in a case when the decrease of the value of the VAS or the face scale is equal to the decrease of the pain measurement value along with lapse of time, andclassify the factor of pain as neuropathic pain in a case where both pain measurement value and value of the VAS or the face scale do not decrease along with lapse of time,wherein the display is configured to display the classified factor of pain. 2. The pain measuring device according to claim 1, wherein the pain measurement value is logarithmic value defined as one of the following: pain measurement value=100×Log 10 (pain index). | OSACHI CO., LTD. | A61B005/00 A61B010/00 G16H040/63 G16H050/20 A61N001/36 G06F019/00 A61B005/0478 A61B005/053
US10424023 | B1 | 2019-09-24 | System and method of determining an insurance premium quote based on human telematic data and structure related telematic data | 2018-05-01 | Systems and methods are disclosed herein for pricing an insurance premium based on analysis of various telematic data. The system includes a user with a wearable human telematic sensor providing telematic data about the wearer. Also, the system and method includes at least one building/environment telematic sensor configured to provide telematic data about the building and surrounding environment. The various telematic data is communicated and processed to provide an insurance quote to the user based upon analysis of the telematic data. | 1. A method for processing health telematic data and building telematic data related to the determination of an insurance quote provided to a user using a non-transitory computer-readable storage medium with instructions stored thereon that, when executed, direct a processor to perform acts comprising: sensing a health telematic data via a wearable telematics data acquisition device worn by a user that provides substantially continuous health telematic data status monitoring, wherein the health telematic data relates to at least one user health condition data;receiving the health telematic data via a communications interface, health telematics data collected by the wearable telematics data acquisition device;receiving building telematic data via the communications interface, building telematics data collected by a building telematics data acquisition device, the building telematic data being indicative of historic building data and the historical nature of prior building use;determining an insurance quote based on the received health telematic data and the received building telematic data, and,transmitting the insurance quote to the user via a mobile device for immediate acceptance. 2. The method of claim 1, wherein the step of receiving health telematic data includes user health condition data including at least one of a body mass index, blood pressure, respiratory rate, heart rate, perspiration, body temperature, blood sugar level, brain function (EEG), vacillations in blood sugar level, hours of sleep, physical activity rate and duration, water consumption, food consumption, alcohol consumption, amount of sunlight exposure, and/or exposure to any variety of air or water pollutants data. 3. The method of claim 2, wherein the health telematic data indicates the user is in an unsafe condition. 4. The method of claim 3, wherein the unsafe condition detected with the user's health is related to user telematic data about at least one of a body mass index, blood pressure, respiratory rate, heart rate, perspiration, body temperature, eye dilation, blood sugar level, brain function (EEG), vacillations in blood sugar level, hours of sleep, physical activity rate and duration, water consumption, food consumption, alcohol consumption, amount of sunlight exposure, and/or exposure to any variety of air or water pollutants data. 5. The method of claim 1, wherein the step of receiving building telematic data includes receiving building telematic data of at least one of a data related to building/user environment structural condition, building/user environment air quality, geographic location, temperature/humidity level, HVAC status, security devices, ingress/egress configuration, building materials, nature of use (current/historic) and surrounding environmental conditions. 6. The method of claim 5, wherein the building telematic data indicates the user is in or near an unsafe environment or location. 7. The method of claim 1, further comprising, transmi... | Allstate Insurance Company | G06Q040/08 G08B025/00 G08B019/00 A61B005/00 H04Q009/14
US10405788 | B2 | 2019-09-10 | Catheter-guided miniaturized wireless viscera compliance sensor system | 2018-03-27 | Disclosed herein is a sensor attached to viscera to measure a change in length, in which the sensor includes a first layer having a first surface attached to the viscera and a second surface opposite to the first surface, a second layer having a third surface attached to the second surface and a fourth surface opposite to the third surface and expanded or contracted as the viscera is expanded or contracted, and a third layer having a fifth surface attached to the fourth surface and a sixth surface opposite to the fifth surface and attached to a catheter, and the first layer to the third layer are a film including silk fibroin and a calcium compound. | 1. A sensor adapted to be attached to inner wall of viscera to measure a change in compliance of the viscera, comprising: a first layer having a first surface and a second surface opposite to the first surface;a second layer having a third surface attached to the second surface and a fourth surface opposite to the third surface and adapted to expand or contract as the viscera is expanded or contracted; anda third layer having a fifth surface attached to the fourth surface and a sixth surface opposite to the fifth surface and adapted to be attached to a catheter,wherein each of the first layer, the second layer, and the third layer includes a film including silk fibroin and a calcium compound, the sensor is adapted to be inserted into an interior of a body,the first surface is adapted to be attached to the inner wall of the viscera for maintaining the sensor in the viscera after the catheter is detached from the sensor and removed from the viscera,the second layer has a marker made of at least two metals and inserted into the film, andeach metal of the at least two metals is inserted into a different edge part of the film. 2. The sensor of claim 1, wherein the film is patterned in various forms. 3. The sensor of claim 1, wherein the film has adhesive property of 11 N/cm2 when a silk fibroin-calcium compound weight ratio is 80:20, adhesive property of 7 N/cm2 when the silk fibroin-calcium compound weight ratio is 85:15, andadhesive property of 5 N/cm2 when a silk fibroin-calcium compound weight ratio is 60:40. 4. The sensor of claim 2, wherein a biodegradable time of the film is adjusted depending on the silk fibroin-calcium compound weight ratio. 5. The sensor of claim 1, wherein a resistance value of the film is adjusted depending on the silk fibroin-calcium compound weight ratio. 6. The sensor of claim 4, wherein the silk fibroin-calcium compound weight ratio ranges from 80:20 to 85:15. 7. The sensor of claim 4, wherein the silk fibroin-calcium compound weight ratio ranges from 60:40 to 70:30. 8. The sensor of claim 1, wherein a biodegradable time of the film is adjusted depending on a silk fibroin-calcium compound weight ratio. 9. The sensor of claim 8, wherein a biodegradable time of the third layer is shorter than a biodegradable time of the first layer, and thus the biodegradable time of the first layer or the third layer is adjusted so that the first surface is adapted to be attached to the inner wall of the viscera and then the third layer is decomposed, wherein the biodegradable time of the film is time that the film takes to be completely biodegraded. 10. The sensor of claim 9, wherein the silk fibroin-calcium compound weight ratio of the first layer ranges from 80:20 to 85:15, and the silk fibroin-calcium compound weight ratio of the third layer ranges from 60:40 to 70:30. 11. The sensor of claim 1, wherein the sensor is expanded or contracted as the viscera is expanded or contracted, a position of the metal generated correspo... | KOREA ADVANCED INSTITUTE OF SCIENCE AND TECHNOLOGY | A61B005/00 A61B005/20 A61B005/04 C08K003/16 C09J189/00 C08L089/00
US10398361 | B2 | 2019-09-03 | Low cost blood collection set using blister package | 2013-01-09 | A low cost fluid collection set having an integrated package including a needle cannula having a first end and a second end, a hub configured for supporting the needle cannula, and a package at least partially enclosing the needle cannula and the hub is disclosed. The package includes at least one openable region configured for receiving a fluid collection device therein wherein this openable region is in communication with at least one of the first end or the second end of the needle cannula and wherein the package is configured to be used as a holding device to manipulate the needle cannula during fluid collection. The package also functions as a shield for the first end of the needle cannula after use. A method of using the fluid collection set having an integrated package and a method of making the fluid collection set is provided. | 1. A fluid collection set having an integrated package comprising: a double-ended needle cannula having a first end and a second end;a hub for supporting the needle cannula;an integrated package at least partially enclosing the needle cannula and the hub, the package including a first openable region and a second openable region, the second openable region defined by frangible portion, the second openable region configured for receiving a fluid collection device therein, wherein the first openable region comprises a bendable portion bendable from an initial position to open the first openable region to enable a first end of the needle cannula to extend through the first openable region during fluid collection, wherein the package is configured to be used as a holder to manipulate the needle cannula at least a portion of which is contained within the package during fluid collection, wherein the first openable region is configured to bend back to the initial position after fluid collection, the package including at least one undercut portion configured for cooperation with the first openable region to lock the first end of the cannula within the package after fluid collection, wherein the package comprises a first portion for enclosing at least the first end of the needle cannula, a second portion for enclosing at least the second end of the needle cannula, the second portion including a back wall and wherein the second openable region comprises a frangible portion in the back wall having a shape configured for receiving the fluid collection device therethrough, and a transition portion positioned between the first portion and the second portion, wherein the hub is secured within the transition portion. 2. The fluid collection set of claim 1 wherein the first end of the cannula comprises a patient end and a second end of the cannula comprises a non-patient end. 3. The fluid collection set of claim 2, further comprising an evacuated specimen collection container engageable with the second end of the needle cannula through at least a portion of the package. 4. The fluid collection set of claim 3 wherein the evacuated specimen collection container is engageable through the second openable region. 5. The fluid collection set of claim 1 wherein the package comprises a sterile, thermoformed blister pack. 6. The fluid collection set of claim 1 wherein the second portion comprises the holder for manipulating the needle cannula during fluid collection. 7. The fluid collection set of claim 6 wherein the first portion includes the first openable region and the second portion includes the second openable region, wherein the first openable region provides communication with the first portion and the second openable region provides communication with the second portion. 8. The fluid collection set of claim 1 wherein the hub is secured within the transition portion by gluing, welding, or mechanical securing. 9. The fluid collection set of claim 1, wherein... | Becton, Dickinson and Company | A61B005/15 A61M005/00 A61B005/154
US10398324 | B2 | 2019-09-03 | Method and apparatus for cuff-less blood pressure measurement in a mobile device | 2018-08-31 | A system and method is presented for cuff-less blood pressure measurement in a mobile device. A key aspect of this disclosure is the discovery of a new location for blood pressure measurement at the fingertip of a subject and that reflectance-mode photoplethysmography can be used to help make this measurement. Through experiments in human subjects, it was discovered that it is indeed possible to measure systemic blood pressure by having a subject press the fingertip against a reflectance-mode photo-plethysmography-force sensor unit under visual guidance and then compute blood pressure from the resulting variable-amplitude blood volume oscillations and applied pressure via an oscillometric algorithm. | 1. A system for measuring blood pressure, comprising: a mobile device including a processor and a display unit; andan encasing configured to encase the mobile device, wherein the encasing includes:a sensing unit integrated into the encasing and configured to measure blood pressure at a fingertip of a user, wherein the sensing unit includes a reflectance-mode photo-plethysmography (PPG) sensor configured to measure blood volume oscillations and a force sensor configured to measure pressure applied by the fingertip; anda visual guide disposed on the encasing and arranged in relation to the sensing unit, where the visual guide comprise indicia to guide the user in placing a base of fingernail and a center of the finger in relation to the sensing unit;wherein the system includes a non-transitory computer-readable medium that stores instructions that, when executed by the processor, cause the processor to: measure pressure applied to the sensing unit by a fingertip of a user,measure blood volume oscillations in the fingertip,guide the user via the display unit to vary pressure being applied to the sensing unit while the blood volume oscillations and pressure are measured,generate an oscillogram from the measured pressure and the measured blood volume oscillations, where the oscillogram plots amplitude of blood volume oscillations as a function of the measured pressure,calculate a blood pressure value from the oscillogram, andpresent the blood pressure value on the display unit. 2. The system of claim 1 wherein the PPG sensor includes at least one light emitting diode and an array of photodetectors. 3. The system of claim 2 wherein the maximum amplitude photodetector signal is used as the blood volume oscillations. 4. The system of claim 1 wherein the force sensor is an array of force transducer elements. 5. The system of claim 4 wherein an area of force application is determined based on the force outputs of each element. 6. The system of claim 1 wherein the sensing unit further includes a temperature sensor. 7. The system of claim 1 further includes instructions that, when executed by the processor, cause the processor to guide the user to hold the device at a height aligned with the heart of the user. 8. The system of claim 7 further includes instructions that, when executed by the processor, cause the processor to capture an image of the user with a camera, compare the captured image to a reference image of the user, and instruct the user to hold the mobile device at a height aligned with the heart of the user based on the comparison of the captured image with the reference image, where the reference image was captured when the device was being held at a height aligned with the heart of the user. 9. The system of claim 1 further includes instructions that, when executed by the processor, cause the processor to capture an image of the user with a camera, compare the captured image to a reference image of the user, detect the height at which ... | Board of Trustees of Michigan State University University of Maryland, College Park | A61B005/00 A61B005/021 A61B005/026 A61B005/0205 A61B005/0295 A61B005/022 A61B005/024
US10401348 | B2 | 2019-09-03 | Methods to determine fluid filtration rates through mammalian luminal organs | 2015-03-31 | Methods to determine fluid filtration rates through mammalian luminal organs. In one method, the method comprises the steps of positioning a segment of a mammalian luminal organ within a device, the device configured to prevent axial flow conditions through a lumen of the segment from a first end of the segment to an opposite second end of the segment, obtaining a first segment measurement at a first time, obtaining a second segment measurement at a second time, and determining a rate of fluid filtration through a wall of the segment based upon a difference between the first segment measurement and the second segment measurement and a difference in time between the first time and the second time. | 1. A method, comprising the steps of: positioning a segment of a mammalian luminal organ within a myograph device, the myograph device comprising:a first conduit and a second conduit each having a proximal end, a distal end, and a lumen therethrough, the distal ends each sized and shaped to fit within the segment of the mammalian luminal organ,the myograph device forming a system with at least one of a pressure transducer and/or volume compensator in communication with at least one of the first conduit or second conduit;the myograph device configured to prevent axial flow through a lumen of the segment from a first end of the segment to an opposite second end of the segment, wherein axial flow direction is along a longitudinal axis of the lumen;measuring, by the pressure transducer, a first segment measurement at a first time; measuring, by the pressure transducer, a second segment measurement at a second time; anddetermining, by a processor, a rate of fluid filtration through a wall of the segment based upon a difference between the first segment measurement and the second segment measurement and a difference in time between the first time and the second time, to provide an indication of vasoactivity. 2. The method of claim 1, wherein the step of measuring, by the pressure transducer, a second segment measurement is performed after the segment is in fluid communication with an agonist introduced external to the segment. 3. The method of claim 1, wherein the first segment measurement comprises a first segment diameter measurement, and wherein the second segment measurement comprises a second segment diameter measurement. 4. The method of claim 3, wherein the determining, by the processor, the rate of fluid filtration step is further based upon the first segment diameter measurement. 5. The method of claim 4, wherein the determining, by the processor, the rate of fluid filtration step is further based upon a length of the segment. 6. The method of claim 1, wherein the first segment measurement comprises a first segment volume measurement, and wherein the second segment measurement comprises a second segment volume measurement. 7. The method of claim 1, wherein the determining, by the processor, the rate of fluid filtration step is performed to determine the rate of fluid filtration per surface area of the segment. 8. The method of claim 1, further comprising the step of: measuring, by the pressure transducer, the rate of fluid filtration per surface area of the first or second segment by dividing the rate of fluid filtration by two, wherein the fluid filtration rate is equal to one half of the rate of change of diameter of the lumen. 9. The method of claim 3, wherein the first segment diameter measurement and the second segment diameter measurement are obtained using a device selected from the group consisting of a camera and a microscope. 10. The method of claim 1, wherein the first segment measurement comprises a first segment pressure ... | DTherapeutics, LLC | A61B005/00 G01N033/50 A61B005/02 A61B005/03 A61B005/0488 G01N033/483 G01N003/12
US10408903 | B2 | 2019-09-10 | Shimming system and shimming method including a sensor unit having a pluraly of magnetic field sensors | 2016-02-19 | The present invention provides a shimming method in which an electric current surface that is virtually placed so as to surround a measurement position is assumed from a magnetic field measurement value, in which an electric current distribution that reproduces a measurement magnetic field is reproduced through an electric current potential, and in which the reproduced magnetic field distribution is used. A magnetic moment or an electric current distribution that reproduces a magnetic field distribution obtained by a magnetic field measurement device is estimated on a predetermined closed surface, and, from the estimated magnetic moment or electric current distribution, a magnetic field distribution of an arbitrary point that exists in the closed surface is estimated. Then, on the basis of the estimated magnetic field distribution, a shim magnetic body distribution that produces a correction magnetic field for correcting the magnetic field distribution at the arbitrary point is output. | 1. A shimming system comprising: a magnetic field measurement device that has a sensor unit comprising a plurality of magnetic field sensors fixed to a rotating plate and can perform magnetic field measurement of a large number of magnetic field measurement points; anda shim amount calculation unit that estimates a magnetic moment or current distribution that reproduces a magnetic field distribution obtained by the magnetic field measurement device on a predetermined closed surface, estimates a magnetic field distribution at an arbitrary point existing in the closed surface from the estimated magnetic moment or current distribution, and outputs a distribution of a shim magnetic material that generates an adjustment magnetic field for correcting the magnetic field distribution at the arbitrary point based on the estimated magnetic field distribution,wherein the shim amount calculation unit virtually arranges a closed surface surrounding the magnetic field measurement points, obtains a response matrix about a magnetic field to the magnetic field measurement points from a current distribution or a magnetic moment per unit on the closed surface to the measured magnetic field by singular value decomposition, estimates a magnetic field distribution in the closed surface using obtained eigen-modes, extracts high-order eigen-mode components from the eigen-modes, and presents a position at which a residual magnetic field due to the high-order eigen-mode component is reduced as a position to move the center of the magnetic field measurement device. 2. The shimming system according to claim 1, wherein the shim amount calculation unit arranges the closed surface as a region included in a measurement surface having the magnetic field measurement points on the surface thereof, estimates and calculates the magnetic moment or current distribution on the closed surface, and estimates and calculates a magnetic field at a point included in the measurement surface based on the estimated result. 3. The shimming system according to claim 1, wherein a PP value of a residual magnetic field obtained by a function of a magnetic field intensity and an eigen-mode upper limit number is displayed in order to select the eigen-mode. 4. The shimming system according to claim 3, wherein an axisymmetric eigen-mode number in superposition with the display of the PP value of the residual magnetic field obtained by the function of the magnetic field intensity and the eigen-mode upper limit number is displayed. 5. A shimming system comprising: a magnetic field measurement device that has a sensor unit comprising a plurality of magnetic field sensors fixed to a rotating plate and can perform magnetic field measurement of a large number of magnetic field measurement points; anda shim amount calculation unit that estimates a magnetic moment or current distribution that reproduces a magnetic field distribution obtained by the magnetic field measurement device on a predetermined closed... | Hitachi, Ltd. | G01R033/3875 A61B005/055 G01R033/24 G01R033/3873
US10398323 | B2 | 2019-09-03 | Methods and apparatus for determining pulse transit time as a function of blood pressure | 2013-08-27 | A method is provided for determining pulse transit time of a subject as a function of blood pressure. The method includes: measuring a proximal waveform indicative of the arterial pulse at a proximal site of the subject; measuring a distal waveform indicative of the arterial pulse at a distal site of the subject; defining a relationship between the proximal waveform and the distal waveform in terms of unknown parameters of a nonlinear model; determining the unknown parameters of the nonlinear model from the measured proximal waveform and the measured distal waveform; and determining pulse transit time for the subject as a function of blood pressure from the parameters of the nonlinear model. The nonlinear model can account for arterial compliance and peripheral wave reflection, where the arterial compliance depends on blood pressure. | 1. A method for determining pulse transit time as a function of blood pressure for a subject, comprising: measuring a proximal waveform indicative of an arterial pulse at a proximal site of the subject using a first sensor;measuring a distal waveform indicative of the arterial pulse at a distal site of the subject using a second sensor;defining a relationship between the proximal waveform and the distal waveform in terms of unknown parameters of a nonlinear model, where the nonlinear model accounts for wave propagation and reflection and accounts for arterial compliance that depends on blood pressure, and where the unknown parameters define a function relating pulse transit time and blood pressure;determining the unknown parameters of the nonlinear model from the measured proximal waveform and the measured distal waveform; anddetermining pulse transit time as a function of blood pressure using the parameters of the nonlinear model, where the steps of determining the unknown parameters of the nonlinear model and determining pulse transit time are implemented by a computer processor of a computing device. 2. The method of claim 1 wherein at least one of the proximal waveform and the distal waveform is indicative of blood pressure. 3. The method of claim 1 wherein the nonlinear model is further defined as a frictionless tube with blood pressure-dependent arterial compliance and a terminal load, where the tube represents a wave travel path between the proximal site and the distal site. 4. The method of claim 3 wherein the terminal load of the model is characterized by average tube characteristic impedance and peripheral resistance and compliance. 5. The method of claim 1 wherein the blood pressure-dependent arterial compliance is defined asC0⁢hl⁢exp⁡(-α⁢⁢P)where l is length of the tube, h is segmental length, C0 is arterial compliance at zero blood pressure, α specifies degree of nonlinearity and P is blood pressure. 6. The method of claim 5 further comprises determining pulse transit time for the subject as a function of blood pressure in accordance with PTT=√{square root over (L0C0 exp(−αP))}where L0 is arterial inertance, C0 is arterial compliance at zero blood pressure, α specifies degree of nonlinearity, and P is blood pressure. 7. The method of claim 1 wherein determining the unknown parameters further comprises estimating the unknown parameters by predicting one of the proximal or distal waveforms from the other waveform via a least squares search over a physiologic parameter range. 8. The method of claim 7 wherein predicting one of the proximal or distal waveforms from the other waveform further comprises using a finite difference method. 9. The method of claim 1 further comprises measuring a proximal blood volume waveform indicative of blood volume at the proximal site of the subject;measuring a distal blood volume waveform indicative of blood volume at the distal site of the subject;determining pulse transit time at a single blood p... | Board of Trustees of Michigan State University | A61B005/021
US10405761 | B2 | 2019-09-10 | Device for detecting heart rate and heart rate variability | 2016-02-16 | One or more sensors and/or sensing techniques are used individually or in combination to detect and/or measure heart rate and/or heart rate variability. The sensors may be wearable and/or portable and may operate on different principles and may include different power profiles. The sensors and/or sensing techniques may be used at the same time or at different times that may overlap partially or completely, or may be mutually exclusive. A controller may select one or more sensors and/or sensing techniques based on operating conditions and/or based on conservation of power. | 1. An apparatus, comprising: a photoplethysmograph sensor configured to detect a heartbeat of a subject and provide a first signal associated with the detected heartbeat;a skin conductance sensor configured to detect skin conductance of the subject and provide a second signal associated with the detected skin conductance; anda processing unit configured to: receive the first and second signals;analyze one or more of the first or second signals and determine reliability of the one or more of the first or second signals for use in determinations of heart rate or heart rate variability of the subject, the first and second signals for heart rate or heart rate variability determinations, the analysis of the second signal comprising inspection for waveform ripple; andselect based on the determined reliability one or more of the first signal or the second signal to determine the heart rate or the heart rate variability of the subject. 2. The apparatus of claim 1, wherein the processing unit is configured to determine the reliability of the first signal based on a determined presence or absence of motion artifacts associated with the first signal. 3. The apparatus of claim 1, wherein the processing unit is configured to determine the reliability of the second signal based on a determined presence or absence of the waveform ripple indicative of a heartbeat and associated with the second signal. 4. The apparatus of claim 1, wherein the processing unit is further configured to apply a digital filter to one or more of the first signal or the second signal. 5. The apparatus of claim 1, wherein the skin conductance sensor is configured to detect skin conductance response times and is responsive to frequencies over 100 Hz. 6. The apparatus of claim 1, wherein the processing unit is further configured to selectively enable or disable one or more of the photoplethysmograph sensor or the skin conductance sensor to manage power consumption. 7. The apparatus of claim 1, further comprising an accelerometer, and wherein the processing unit is configured to enable or disable one or more of the photoplethysmograph sensor or the skin conductance sensor in response to an output of the accelerometer. 8. The apparatus of claim 1, wherein the processing unit is further configured to compute one or more of the heart rate or the heart rate variability from one or more of the first signal or the second signal. 9. The apparatus of claim 1, wherein the processing unit is further configured to switch between use of either the first signal or the second signal for heart rate or heart rate variability determinations based on the determination that the switched-from signal is unreliable. 10. A method, comprising: receiving a first signal comprising an indicia of a heartbeat of a subject;receiving a second signal comprising skin conductance information for the subject;analyzing one or more of the first or second signals and determining reliability of the one or more of the fi... | KONINKLIJKE PHILIPS N.V. | A61B005/024 A61B005/00 A61B005/0245 A61B005/053
US10420503 | B2 | 2019-09-24 | Method of measuring efficacy of treatment for multiple sclerosis | 2016-09-30 | A method of measuring efficacy of treatment of multiple sclerosis (MS) in an animal in a vivarium is described. Animal activity data is collected at multiple times during the night. Sequential time regions of the night are identified as high-activity, activity-drop, or low-activity regions. Embodiments are described to quantify a drop, during the night, of an animal's activity level. These quantified activity-drop scalars for consecutive nights are accumulated in an animal health dataset. This dataset is compared to healthy animals or a standard of care to determine efficacy. One embodiment quantifies an activity-drop by fitting straight-line curves through the data in the three nightly regions. Another embodiment uses a Fourier transform on a circle and a linear combination. Another embodiment compares areas under data curves in the regions. Animals may be housed in cages with other animals. | 1. A method of measuring efficacy of a first treatment of multiple sclerosis (MS) in an animal in a vivarium comprising the steps of: (a) placing a study animal in a cage in the vivarium and enrolling the study animal in a study;(b) electronically observing one or more animal activities in real-time of the study animal using a combination of electronic cameras, infrared (IR) lighting of the study animals, and electronic hardware including computation and communication hardware;(c) selecting a single “LASSO metric” with an associated scalar “activity-drop value”;(d) selecting an “MS health detection function,” wherein an input to the MS health detection function comprises an animal health dataset; and wherein an output of the MS health detection function comprises an animal health severity scalar for the animal;(e) collecting a set of nightly activity data for the animal comprising a plurality of activity scalars for the animal each night, wherein the nightly activity scalars are collected repeatedly and continually throughout a night;(f) computing a LASSO best-fit of a first piece-wise linear function to the nightly activity data, generating a LASSO L0, L1 and L2;(g) applying the LASSO metric to the generated LASSO L0, L1 and L2, generating a nightly activity-drop value;(h) adding the nightly activity-drop value into the “animal health dataset,” wherein the animal health dataset comprises the nightly activity-drop values;(i) applying the MS health detection function to the animal health dataset;(j) iterating steps (f) through (h) for sequential nights until a terminating condition is reached;wherein a first measured efficacy of the first treatment comprises comparing the animal health severity scalars from step (i) to animal health severity scalars from a reference treatment;(k) removing the study animal from the study when the terminating condition is reached. 2. The method of claim 1 wherein: the first piece-wise linear function comprises two linear pieces; andwherein the nightly activity-drop value comprises a linear combination of LASSO L0, L1 and L2. 3. The method of claim 1 wherein: the first piece-wise linear function comprises three linear pieces; andwherein the nightly activity-drop value comprises a linear combination of LASSO L0, L1 and L2. | Vium, Inc. | A61B005/00 A61B005/11 A01K029/00 A01K001/03 A61D099/00
US10420614 | B2 | 2019-09-24 | X-ray scaling devices, systems, and methods | 2017-05-26 | Various systems, devices, and methods for facilitating efficient anatomical registration in surgical navigation are disclosed. Such systems and devices can have a data collection unit and a scaling device. The scaling device has a main body having an anatomical registration feature defined therein and at least one scaling marker pathway that is selectively oriented with respect to the anatomical registration feature to facilitate repeatable gross placement of a scaling marker relative to a selected anatomical feature. The scaling marker is selectively displaceable along a scaling marker pathway about and between a first end and a second end thereof to fine-tune scaling marker placement prior to image capture. | 1. A scaling device, comprising: a main body having at least one anatomical registering feature defined therein, wherein the main body is conformable to a selected anatomical structure, wherein the main body further comprises a scaling marker pathway that is selectively oriented with respect to the anatomical registering feature at a fixed distance and facilitates repeatable gross placement of a scaling marker relative to the selected anatomical structure, wherein the scaling marker pathway has a first end and an opposed second end, and wherein the scaling marker is selectively displaceable along the scaling marker pathway about and between the first end and the second end to enable fine placement of the scaling marker relative to the selected anatomical structure along a fixed path less than an overall length of the main body. 2. The scaling device of claim 1, wherein the scaling marker pathway comprises a pocket disposed in the main body and the scaling marker is disposed in the pocket. 3. The scaling device of claim 2, wherein the pocket is disposed in the main body. 4. The scaling device of claim 2, wherein the pocket is offset from the main body. 5. The scaling device of claim 1, wherein the scaling device further comprises a scaling marker enclosure. 6. The scaling device of claim 5, wherein the scaling marker pathway comprises one side of a hook and loop type fastener and wherein the scaling marker enclosure further comprises a mating second side of a hook and loop type fastener. 7. The scaling device of claim 5, wherein the scaling marker pathway comprises a slot defined in the main body, wherein the scaling marker enclosure has a complementary geometry to and is receivable in the slot. 8. The scaling device of claim 1, wherein the scaling marker is a sphere. 9. The scaling device of claim 1, wherein the main body comprises a compression sleeve. 10. The scaling device of claim 1, wherein the main body comprises a first end and an opposed second end, wherein the first and second ends can be secured together with a fastener. 11. The scaling device of claim 10, wherein the main body comprises a first strap extending from the first end and a second strap extending from a second end, wherein the first strap comprises a hook and loop fastener, wherein the second strap comprises a loop, and wherein, in operation, the first strap is passed through the loop and folded back on itself to engage the hook and loop fastener and secure the main body to the selected anatomical structure. 12. The scaling device of claim 1, wherein the selected anatomical structure comprises a knee and the anatomical registering feature comprises a hole disposed in the main body for receiving a patella. 13. The scaling device of claim 1, wherein the main body is radiolucent. 14. The scaling device of claim 1, wherein the selected anatomical structure comprises at least one of a pelvis, a hip, and a femur and the anatomical registering feature comprises at leas... | Zimmer, Inc. | A61B017/58 A61B017/60 A61F002/00 A61B034/10 A61B006/04 A61B006/00 A61B090/00 A61B005/107 A61B006/12 A61B017/00
US10408799 | B2 | 2019-09-10 | Apparatus and method for photoacoustic imaging | 2014-09-23 | A photoacoustic imaging apparatus includes a signal processor. The signal processor includes an adding unit configured to add received signals obtained by acoustic wave detecting devices to obtain a summed signal, a normalizing unit configured to normalize the summed signal for each acoustic wave detecting device with reference to an amplitude value in the received signal in the acoustic wave detecting device at the time when a maximum amplitude value in the summed signal is obtained to obtain a normalized signal, a reducing unit configured to subtract the normalized signal from the received signal for each acoustic wave detecting device to obtain a reduced signal in which the amplitude value in the received signal at the time when the maximum amplitude value in the summed signal is obtained is reduced, and an imaging unit configured to generate image data using the reduced signals. | 1. An apparatus for obtaining information on an interior of a specimen using a plurality of time-series signals obtained by detecting, with a plurality of acoustic wave detecting devices, an acoustic wave generated by irradiating the specimen with light, the apparatus comprising: a signal processor configured to obtain the information on the interior of the specimen using the plurality of time-series signals,wherein the signal processor is configured to perform a process for reducing amplitude values of signals caused by an interfacial acoustic wave and included in the plurality of time-series signals and to obtain the information using the plurality of time-series signals among which the amplitude values of the signals caused by the interfacial acoustic wave are reduced. 2. The apparatus according to claim 1, wherein the interfacial acoustic wave is an acoustic wave generated on a surface of the specimen irradiated with light. 3. The apparatus according to claim 1, wherein the interfacial acoustic wave is an acoustic wave generated on a surface of the plurality of acoustic wave detecting devices irradiated with light. 4. An apparatus for obtaining information on an interior of a specimen using a plurality of time-series signals obtained by detecting, with a plurality of acoustic wave detecting devices, an acoustic wave generated by irradiating the specimen with light, the apparatus comprising: a signal processor configured to obtain the information on the interior of the specimen using the plurality of time-series signals,wherein the signal processor is configured to perform a process for reducing amplitude values of signals caused by a reflected interfacial acoustic wave and included in the plurality of time-series signals and to obtain the information using the plurality of time-series signals among which the amplitude values of the signals caused by the reflected interfacial acoustic wave are reduced. 5. The apparatus according to claim 4, wherein the reflected interfacial acoustic wave is a reflected wave of an acoustic wave generated on a surface of the specimen irradiated with light. 6. The apparatus according to claim 4, wherein the reflected interfacial acoustic wave is a reflected wave of an acoustic wave generated on a surface of the plurality of acoustic wave detecting devices irradiated with light. 7. An apparatus for obtaining information on an interior of a specimen using a time-series signal obtained by detection of an acoustic wave generated by irradiation of the specimen with light, the apparatus comprising: a signal processor configured to obtain the information on the interior of the specimen using the time-series signal,wherein the signal processor is configured to perform a process for reducing information caused by an interfacial acoustic wave in order to obtain the information on the interior of the specimen. 8. The apparatus according to claim 7, wherein the interfacial acoustic wave is an acoustic wave generated o... | Canon Kabushiki Kaisha | G01N029/44 A61B005/00 G01N029/32 G01N029/04 G01N033/483
US10413197 | B2 | 2019-09-17 | Apparatus, systems and methods for obtaining cleaner physiological information signals | 2013-11-01 | Wearable apparatus for monitoring various physiological and environmental factors are provided. Real-time, noninvasive health and environmental monitors include a plurality of compact sensors integrated within small, low-profile devices, such as earpiece modules. Physiological and environmental data is collected and wirelessly transmitted into a wireless network, where the data is stored and/or processed. | 1. A headset, comprising: a housing configured to be attached to an ear of a person so as to be positioned outside an ear canal of the ear;a first audio sensor within the housing, wherein the first audio sensor comprises a speaker configured to provide sound transmission from a source into the ear canal, to detect auscultatory sounds from the ear canal, and to generate a physiological information signal from the auscultatory sounds;a second audio sensor within the housing and oriented in a direction towards an outside environment of the person, wherein the second audio sensor is configured to detect sounds external to the person including voice sounds, footstep sounds, coughing and sneezing sounds from people in a vicinity of the person, and to generate an environmental information signal from the external sounds;an acoustical buffer located between the first and second audio sensors; andat least one processor configured to receive the physiological information signal and the environmental information signal, wherein the at least one processor is configured to identify the external sounds in the physiological information signal and the environmental information signal, and wherein the at least one processor is configured to digitally process the physiological information signal to reduce the voice sounds, footstep sounds, coughing sounds and sneezing sounds from the physiological information signal and generate a cleaner physiological information signal. 2. The headset of claim 1, wherein the speaker is configured to detect auscultatory sounds from the person having a frequency of less than 1,000 Hz. 3. The headset of claim 1, wherein the physiological information signal comprises information regarding internal sounds of at least one of pulse rate, breathing rate, or swallowing rate. 4. The headset of claim 1, wherein the speaker is configured to detect auscultatory sounds from a tympanic membrane in the ear of the person. 5. The headset of claim 1, further comprising at least one transmitter configured to wirelessly transmit the physiological information signal to a remote device. 6. The headset of claim 1, wherein the headset comprises an earpiece fitting, and wherein the first audio sensor is located within the earpiece fitting. | Valencell, Inc. | A61B005/00 A61B007/00 A61B005/0205 A61B005/021 A61B005/11 A61B005/145 A61B005/029 A61B005/12 A61B007/04 A61B005/03 A61B005/0476 A61B005/0496 A61B005/1455 A61B005/01 A61B005/04 A61B005/22 A61B005/103 A61B005/1477 A61M037/00 A61N001/32 A61B005/024 G01D011/00 G01N021/47 G01N021/59 A61B005/026 A61B005/08 A61B005/087 A61B005/053
US10413190 | B2 | 2019-09-17 | Apparatus and method for measuring presence of organic matter or life/death of living matter | 2014-12-19 | This invention relates to an apparatus and a method for measuring whether organic matter is present or whether or not organisms (cells or tissue) are alive using infrared absorption spectroscopic analysis. The measurement apparatus of the invention includes an infrared light source for radiating infrared rays on a sample, an infrared detection unit for detecting the infrared rays transmitted or reflected from the sample, and a determination unit for identifying an amide infrared absorption peak of the sample using the detected infrared rays and for determining whether organic matter is present or whether organisms are alive or not in the sample using the identified amide infrared absorption peak. In this invention, a reagent is not used, simple measurement is performed, quantification is feasible, and the presence or absence of cells or tissues and changes in the life and death can be consecutively measured for the same sample. | 1. An apparatus for measuring whether organic matter is present or whether or not organisms are alive using infrared-ray absorption analysis, the apparatus comprising: an infrared light source for radiating infrared rays on a sample;an infrared detection unit for detecting the infrared rays transmitted through or reflected from the sample; anda determination unit for identifying an amide infrared absorption peak of the sample using the detected infrared rays and for determining whether the organic matter is present or whether the organisms are alive or not in the sample using the identified amide infrared absorption peak,wherein the determination unit determines whether the organic matter is present in the sample depending on whether or not the amide infrared absorption peak is present, andwherein the determination unit determines whether or not the organisms are alive in the sample using a change in a wave number value of the amide infrared absorption peak. 2. The apparatus of claim 1, wherein the amide infrared absorption peak is at least one of amide I, amide II, and amide III infrared absorption peaks of a protein. 3. The apparatus of claim 1, wherein the determination unit determines whether or not the organisms are alive in the sample using a position of the wave number value of the amide infrared absorption peak. 4. The apparatus of claim 3, wherein the determination unit measures the position of the wave number value of the amide infrared absorption peak using a wave number value of a maximum value of the amide infrared absorption peak. 5. The apparatus of claim 1, wherein the amide infrared absorption peak is identified in a wave number range of 1640 to 1660 cm−1, and the amide infrared absorption peak is identified in a wave number range of 1610 to 1640 cm−1 after a predetermined time to check a peak shift, thus determining the change in the wave number value of the amide infrared absorption peak. 6. The apparatus of claim 1, wherein the determination unit measures the change in the wave number value of the amide infrared absorption peak using a change in a wave number value of a maximum value of the amide infrared absorption peak. 7. The apparatus of claim 1, wherein the determination unit measures the change in the wave number value of the amide infrared absorption peak using a change in an intensity of a specific wave number value of the amide infrared absorption peak. 8. The apparatus of claim 1, wherein the determination unit identifies the amide infrared absorption peak in a wave number range of 1600 to 1700 cm−1. 9. The apparatus of claim 1, wherein the infrared light source outputs only the infrared rays in a wave number range of 1600 to 1700 cm−1. 10. A method of measuring whether organic matter is present or whether or not organisms are alive using infrared-ray absorption analysis, the method comprising: radiating infrared rays on a sample;detecting the infrared rays transmitted through or reflected from the sample;id... | Hanbat National University Industry-Academic Cooperation Foundation | A61B005/00 G01N021/35 G01N033/48 A61B005/02
US10420478 | B2 | 2019-09-24 | X-ray recording with superimposed planning information | 2017-08-23 | A method for operating an x-ray device, (e.g., a fluoroscope), is described herein. The method includes: creating planning information for a therapeutic intervention into a body vessel segment based on a reconstruction of the body vessel segment; providing the planning information to a processing unit of the x-ray device; providing the reconstruction of the body vessel segment to the processing unit; creating a recording of the body vessel segment introduced into a recording region of the x-ray device; registering the reconstruction of the body vessel segment with the body vessel segment in the recording region of the x-ray device; displaying the recording of the body vessel segment on a display device of the x-ray device; and superimposing a graphical representation of the planning information on the recording displayed on the display device, in order to increase the efficiency of the therapeutic intervention into the body vessel segment. | 1. A method for operating an x-ray device, the method comprising: creating planning information for a therapeutic intervention into a body vessel segment based on a reconstruction of the body vessel segment, wherein the planning information comprises geometrical information about an implant to be introduced into the body vessel segment within a framework of the therapeutic intervention, physiological information about the body vessel segment, or a combination thereof;providing the planning information to a processing unit of the x-ray device;providing the reconstruction of the body vessel segment to the processing unit;creating a recording of the body vessel segment introduced into a recording region of the x-ray device by the x-ray device;registering the reconstruction of the body vessel segment with the body vessel segment in the recording region of the x-ray device;displaying the recording of the body vessel segment on a display device of the x-ray device; andsuperimposing a graphical representation of the planning information on the recording shown on the display device. 2. The method of claim 1, wherein the x-ray device is a fluoroscope. 3. The method of claim 1, wherein the planning information is the physiological information about the body vessel segment. 4. The method of claim 3, wherein the physiological information comprises a clinical characteristic variable. 5. The method of claim 4, wherein the clinical characteristic variable is a value for a fractional flow reserve of the body vessel. 6. The method of claim 1, wherein the superimposed graphical representation of the planning information is configured to a movement of the body vessel segment. 7. The method of claim 6, wherein the movement of the body vessel segment is a breathing movement, a pulse movement, or a combination thereof. 8. The method of claim 1, wherein a recording angle of the recording is predetermined as a function of the reconstruction. 9. The method of claim 8, wherein the recording angle is essentially perpendicular to a main extent direction of the body vessel segment. 10. The method of claim 1, wherein, during the superimposition, an operator is given an opportunity of adapting the planning information by a touch-sensitive display element of the display device, which displays the recording and the graphical representation of the planning information. 11. The method of claim 1, wherein, before the superimposition in accordance with the displaying, using the created recording, a clinical characteristic variable of the body vessel segment is established and the planning information is updated as a function of the established clinical characteristic variable, before the graphical representation of the updated planning information in accordance with the displaying is superimposed on the displayed recording. 12. The method of claim 11, wherein the clinical characteristic variable is established using the reconstruction of the body vessel segment. 13. The ... | Siemens Healthcare GmbH | A61B005/026 A61B006/03 A61B008/08 A61B006/00 A61B006/12 A61B005/02
US10423768 | B2 | 2019-09-24 | Real-time user authentication using integrated biometric sensor | 2016-07-27 | A computing device includes a housing, a processor, memory, a human interface device (i.e., a keyboard or a trackpad), and a biometric sensor integrated into the housing. The biometric sensor is configured for capturing biometric data (i.e., heartbeat data or a vein scan) from one or more of hands of a user of the device while the user's fingers are interacting with the human interface device. The memory stores executable instructions that, when executed by the at least one processor, cause the computing device to: compare the captured biometric data to one or more records of biometric data associated with the user; determine, based on the comparison, whether the captured biometric data satisfies a matching condition with the one or more records of biometric data; and authenticate the user, when the captured biometric data satisfies the matching condition. | 1. A method of authenticating a user while the user is interacting with a human interface device of a computing device, the method comprising: capturing biometric data of the user from a biometric sensor integrated into a housing of the computing device, the biometric sensor being integrated into the housing such that the biometric data is captured from one or more of the user's hands while the user's fingers are interacting with the human interface device and while entering a password to the computing device, wherein the human interface device is selected from the group consisting of a keyboard and a trackpad, wherein the biometric data is selected from the group consisting of heartbeat data and a vein scan, and wherein the biometric sensor is selected from the group consisting of a heartbeat monitor and a vein scanner;comparing the captured biometric data to one or more records of biometric data associated with the user;determining, based on the comparison, whether the captured biometric data satisfies a matching condition with the one or more records of biometric data;authenticating the user, when the captured biometric data satisfies the matching condition;determining that biometric data of the user is not captured for a first period of time that exceeds a first threshold; andprompting the user, based on the determining that biometric data of the user is not captured for the first period of time that exceeds the first threshold, to place the one or more of the user's hands on a palm rest portion of the housing. 2. The method of claim 1, wherein the biometric sensor is integrated into the palm rest portion of the housing of the computing device, andwherein the biometric data is captured from at least one hand of the user, which is in contact with the palm rest portion of the housing. 3. The method of claim 1, wherein the one or more records of biometric data associated with the user include a plurality of different records of biometric data corresponding to biometric data captured from the user at different times. 4. The method of claim 1, wherein the computing device includes a display portion and a base portion that are connected via a hinge and wherein the human interface device is integrated into the housing of the base portion. 5. The method of claim 1, further comprising logging the user out of the computing device if the captured biometric data does not satisfy the matching condition. 6. The method of claim 1, further comprising, sending a message from the computing device to another computing device, if the captured biometric data does not satisfy the matching condition, the message indicating that the captured biometric data does not satisfy the matching condition. 7. The method of claim 1, further comprising: determining that after the prompting, no biometric data is captured for a second period of time that exceeds a second threshold; andbased on the determination, logging the user out of the computing device. 8. The method o... | GOOGLE LLC | G06F021/00 G06F021/32 A61B005/117 G06K009/00 H04L029/06 A61B005/00 A61B005/024 A61B005/0245 H04W012/06
US10405755 | B2 | 2019-09-10 | System and method for core body temperature measurement | 2016-10-12 | A core body temperature monitoring system comprises a first, core body temperature, thermometer and a second thermometer comprising a heat flux sensor. The second thermometer is for application to the skin for providing temperature monitoring over time. The second thermometer is calibrated using an output from the first core body temperature thermometer during an initial measurement operation. The first thermometer is removably attached to the second thermometer, wherein the first thermometer is adapted for use while attached to the second thermometer, and is then removed when the second thermometer is to be used. This system provides calibration of a flux sensor which is applied to the skin, by using an initial core body temperature measurement. In this way, the functionality and usage of a classic core body temperature thermometer is combined with a wearable continuous monitoring capability. | 1. A core body temperature monitoring system, comprising: a first, core body temperature, thermometer;a second thermometer comprising a heat flux sensor having a known first thermal resistance, wherein the heat flux sensor comprises a pad for application to a wearer's skin for providing temperature monitoring over time; anda controller for: calculating a second thermal resistance of the wearer's body using the known first thermal resistance and only a single measurement from the first thermometer; andcalibrating the second thermometer using and the calculated second thermal resistance of the wearer's body and only the single measurement from the first thermometer,wherein the first thermometer is removably attached to the second thermometer, wherein the first thermometer is adapted for use while attached to the second thermometer, and the second thermometer is adapted for use when detached from the first thermometer. 2. A system as claimed in claim 1, wherein the second thermometer comprises a first temperature sensor for application to the skin and a second temperature sensor spaced from the first temperature sensor by an insulator layer of known thermal resistivity. 3. A system as claimed in claim 1, wherein the first thermometer comprises a rectal thermometer. 4. A system as claimed in claim 1, wherein the connection between the first thermometer and the second thermometer provides a data connection from the first thermometer to the second thermometer as well as a mechanical connection. 5. A system as claimed in claim 4, wherein the second thermometer comprises a power supply, and wherein the connection between the first thermometer and the second thermometer provides powering of the first thermometer from the power supply. 6. A system as claimed in claim 1, wherein the second thermometer functions as a handle for the use of the first thermometer. 7. A system as claimed in claim 1, wherein the second thermometer comprises a fixing for mounting and retaining the pad against the skin. 8. A system as claimed in claim 1, comprising a wireless transmitter for transmitting output from the second thermometer and optionally output from the first thermometer to a remote device. 9. A core body temperature monitoring method, comprising: taking a core temperature measurement of a wearer using a first, core body temperature, thermometer as an initial measurement operation, wherein the first thermometer is attached to a second thermometer which comprises a heat flux sensor having a known first thermal resistance;detaching the first thermometer from the second thermometer;applying the second thermometer to the wearer's skin;calculating a second thermal resistance of the wearer's skin using and the known first thermal resistance and only the core temperature measurement from the initial measurement operation;calibrating the second thermometer using the calculated second thermal resistance and of the wearer's skin, the measurements made by the second th... | KONINKLIJKE PHILIPS N.V. | A61B005/01 A61B005/00 G01K001/14 G01K013/00 G01K015/00 G01K001/16
US10417764 | B2 | 2019-09-17 | System and methods for diagnostic image analysis and image quality assessment | 2017-03-29 | A method of analyzing and assessing an image comprises the steps of: (a) obtaining said image in a digital form; (b) processing said image; and (c) establishing at least one edge line within said image. The step of processing said image further includes: (a) building a 3D graph of intensity distribution within said image; (b) calculating identifying vector angle values (IVAVs); said angles adjoin to points of said 3D intensity distribution graph which correspond to individual pixels of said image; said angles lie in a plane defined by an intensity axis of said image; (c) setting a range of lower and upper thresh-hold level values (THLV1 and THLV2) between which edge points are indicatable; and (d) indicating edge points according to said THLV1 and THLV2. | 1. A method of analyzing and assessing an image, said method comprising steps of: a. obtaining said image in a electronic or digital form;b. processing said image; andc. establishing at least one edge line within said image;wherein said step of processing said image comprises: a. building a 3D graph of intensity distribution within said image;b. calculating identifying vector angle values (IVAVs); each angle adjoins to a point of said 3D intensity distribution graph which corresponds to an individual pixel of said image; said angle lies in a plane defined by an intensity axis of said image and are formed by lines being tangent to said 3D graph of intensity distribution located at nearest neighbor pixels to said individual pixel;c. setting a range of lower and upper thresh-hold level values (THLV1 and THLV2) between which edge points are indicatable; andd. indicating edge points according to said THLV1 and THLV2. 2. The method of claim 1, wherein at least one of the following is true: a. said image is a medical image usable for diagnostics;b. said step of tracing said edge line comprises a sub-step of finding discontinuities indicated by a jump of said IVAV and removing found discontinuities by connecting the previously found fragments of said edge line adjacent to said discontinuities. 3. The method of claim 2, wherein said step of processing said image comprises a sub-step of locating a central area of interest automatically or manually. 4. The method of claim 3, wherein said step of tracing said edge line is performed in polar coordinates with an origin positioned in said central area of ventricular cavity. 5. The method of claim 2, wherein said step of tracing said edge line comprises a sub-step for forming borders of an object, the object selected in the heart from a group consisting of epicardium, left ventricular endocardium, right epicardium any combination thereof. 6. The method of claim 2 comprising a step of calculating of a characteristic such as a minimal wall thickness, an epicardial ventricular volume, an endocardial ventricular volume, difference therebetween, and any combination thereof. 7. The method according to claim 1, wherein said image is an image obtained from a vehicle camera usable for identification of surrounding obstacles. 8. A device for analyzing and assessing an image; said device comprising: a. a unit configured for electronic or digital input of said image;b. a processor configured for analyzing and assessing said image;c. an interface unit configured for controlling said device and displaying processed images and contiguous data;wherein said processor is further configured for: a. building a 3D graph of intensity distribution within said image;b. calculating identifying vector angle values (IVAVs); each angle adjoins to a point of said 3D intensity distribution graph which corresponds to an individual pixel of said image; said angle lies in a plane defined by an intensity axis of said image and are formed ... | EYES LTD | G06K009/32 G06T007/00 A61B005/00 G06T007/13
US10413223 | B2 | 2019-09-17 | Diagnostic tape unit and a process for its production | 2009-03-20 | A diagnostic tape unit and a process for producing it are provided, in which disposable, test units are applied to a rollable transport tape which is wound onto an unwinding spool and is connected to a take-up spool such that the test units can be successively made available to a user by winding on the transport tape. One or both of the leading end and trailing end of the transport tape is connected to their corresponding spools by means of an auxiliary tape. | 1. A method for assembling a diagnostic tape unit comprising a plurality of disposable test units provided on a rollable tape such that the test units can be successively made available to a user by winding of the rollable tape, the method comprising the steps of: integrally connecting a take-up spool and an unwinding spool of the diagnostic tape unit by an auxiliary tape, wherein no disposable test units are on the auxiliary tape, which is structured only for a tape connection of the rollable tape to the take-up and unwinding spools;severing the auxiliary tape to form a leader tape extending from the take-up spool and a trailer tape extending from the unwinding spool;connecting a leading end of a transport tape of the rollable tape including the plurality of disposable test units to the take-up spool using the leader tape extending from the take-up spool, wherein the leader tape and the transport tape are separate from one another before connecting the leading end of the transport tape to the take-up spool and are joined to one another to connect the leading end of the transport tape to the take-up spool;connecting a trailing end of the transport tape to the unwinding spool using the trailer tape extending from the unwinding spool so that the disposable test units of the rollable tape are provided on the transport tape and no disposable test units are on the trailer tape, wherein the trailer tape and the transport tape are separate from one another before connecting the trailing end of the transport tape to the unwinding spool and are joined to one another to connect the trailing end of the transport tape to the unwinding spool; andwinding the transport tape onto the unwinding spool. 2. The method according to claim 1, wherein the connecting of the ends to the corresponding tapes for splicing in the transport tape comprises butt-joining the respective end to the respective tape by means of a piece of adhesive tape. 3. The method according to claim 1, wherein the connecting of the ends to the corresponding tapes for splicing in the transport tape comprises joining the respective end to the respective tape in an overlapping manner. 4. The method according to claim 3, wherein joining in an overlapping manner comprises gluing the respective end to the respective tape together at an overlapping region by a layer of hot-melt adhesive provided on the auxiliary tape. 5. The method according to claim 1, further comprising connecting the trailer tape and the leader tape to a respective one of the unwinding spool and take-up spool by means of a material or frictional tape connection in a manner such that the trailer tape and the leader tape do not self-detach from the respective unwinding spool and take-up spool when the transport tape unit unwinds. 6. The method according to claim 5, wherein the connecting of the trailer tape and the leader tape to the respective unwinding spool and take-up spool is by means of a material tape connection comprising w... | Roche Diabetes Care, Inc. | G01N033/487 A61B005/15 A61B005/151
US10405837 | B2 | 2019-09-10 | Puncture needle unit and puncture needle device, and safety tube for same | 2015-10-20 | A biopsy needle unit includes a biopsy needle and an elastically deformable safety tube for partially covering the biopsy needle inserted to a lumen extending in a longitudinal direction. A marker is arranged on the biopsy needle at a position protruding from an end portion of the safety tube on an opposite side of a needle tip of the puncture needle when the needle tip portion is accommodated in the lumen. The safety tube has portions in which the lumen is curved at least partially with respect to the longitudinal direction so that the safety tube is elastically deformed due to contact between an inner circumferential face of the lumen and an outer circumferential face of the biopsy needle when the biopsy needle is inserted to the lumen to cause frictional resistance between the inner circumferential face of the lumen and the outer circumferential face of the biopsy needle. | 1. A puncture needle unit, comprising: a puncture needle; anda safety tube including a lumen which extends throughout a whole length in a longitudinal direction and being capable of elastically deforming to partially cover the puncture needle inserted to the lumen,wherein the puncture needle includes a needle tube having a marker arranged at a position protruding from an end portion of the safety tube on an opposite side to a needle tip of the puncture needle when the needle tip is accommodated in the lumen, andthe lumen is curved at least partially with respect to the longitudinal direction so that the safety tube is elastically deformed due to contact between an inner circumferential face of the lumen and an outer circumferential face of the needle tube when the puncture needle is inserted to the lumen to cause frictional resistance between the inner circumferential face of the lumen and the outer circumferential face of the needle tube. 2. The puncture needle unit according to claim 1, wherein the safety tube is formed, by thermoplastic deformation, of a tube member of a thermoplastic material including the lumen extending straight in the longitudinal direction. 3. The puncture needle unit according to claim 1, wherein the safety tube has a protruding portion protruded outward in a radial direction at the end portion on the opposite side to the needle tip of the puncture needle inserted to the lumen. 4. The puncture needle unit according to claim 1, wherein the puncture needle is a biopsy needle. 5. The puncture needle unit according to claim 1, wherein the puncture needle is a blood sampling needle. 6. The puncture needle unit according to claim 1, wherein the puncture needle is a puncture needle for blood access. 7. A puncture needle device comprising: the puncture needle unit for biopsy according to claim 3 and a main body portion to which the puncture needle unit is assembled,wherein the main body portion includes a sheath to which the puncture needle is inserted, and a handle portion which holds the safety tube at a predetermined position when the puncture needle is inserted to the sheath. | - | A61B005/00 A61B010/02 A61B017/34 A61M005/32 A61B010/04 A61B005/15 A61B005/153 A61B005/154 A61B017/3205
US10398938 | B2 | 2019-09-03 | System and method for facilitating patient rehabilitation | 2014-05-30 | A system and method for rehabilitating a patient. In some embodiments, a patient or other subject can stand on a balance plate and perform one or more tests in response to instructions or visual stimuli on a display screen. Data, such as Center of Pressure data, can be obtained from the balance plate and processed by a processor in tandem with the progression of a test presented on the display screen. The information can be correlated and used to assist in diagnosing or rehabilitating the patient or subject. | 1. A system for patient rehabilitation, the system comprising: a balance plate for measuring the patient's whole of body Center of Pressure (COP) dynamic weight distribution data of the patient standing with both feet on the balance plate, the balance plate including a single piece support surface configured such that a user stands with both feet on the single piece support surface, and at least one load cell configured to detect movement of the patient's COP;a hand dynamometer configured to accept a patient's grip;a cognitive assessment module operable to measure the patient's cognitive abilities;a visual display;a processor in operative communication with the balance plate and the hand dynamometer, the processor being configured to generate data pertaining to (a) the ability of the patient to conscientiously move their COP from a first predetermined point to at least a second predetermined point as displayed on the visual display, (b) fine motor control of the patient, and (c) the patient's cognitive abilities, the data being generated using the COP dynamic weight distribution data measured by the balance plate, the patient's grip on the hand dynamometer, and the cognitive assessment module. 2. The system of claim 1, wherein the processor is configured to portray the patient's COP as an icon moving across the display in tandem with movement of the patient's COP. 3. The system of claim 1, wherein the processor is configured to cause the display to show the first predetermined point and the second predetermined point. 4. The system of claim 1, wherein the predetermined points each represent a letter in which the patient moves their COP from letter to letter to spell a recognizable word. 5. The system of claim 1, wherein movement of the patient's COP from the first predetermined point to the second predetermined point is tracked by the processor and represented as a trace on the display. 6. The system of claim 5, wherein the trace shows the patient's COP movement relative to time. 7. The system of claim 1, wherein the balance plate is configured to measure an extent of variation of the COP of the patient over a predetermined time period. 8. The system of claim 1, further comprising an electronic database of patient profiles, each profile including at least one record having the data generated by the processor. 9. The system of claim 8, wherein each patient profile includes a plurality of records, the processor being configured to compare more than one of the patient's records in order to permit an evaluation of the patient's rehabilitation. 10. The system of claim 1, wherein the display is wearable by the patient. 11. The system of claim 1, a wherein the hand dynamometer is configured to measure pressure from the patient's grip over a timed duration. 12. A system for patient rehabilitation, the system comprising: a balance plate for measuring the patient's whole of body Center of Pressure (COP) dynamic weight distribution data of the pa... | IsoTechnology Pty Ltd | A63B026/00 A61B005/00 A63B071/00 A61B005/103 G03H001/00
US10420491 | B2 | 2019-09-24 | Device and method for generating calibration factors for use in determining biological indicator levels in tissue | 2016-05-26 | Optical-electronic device configured to generate a calibration factor for use in determining optical density. The device includes at least one emitter configured to emit light, a detector configured to receive light and transmit data representative of the received light and a processor coupled to the at least one emitter and the detector. The device further includes a non-transitory storage medium coupled to the processor and configured to store instruction to cause the device to perform the calibration method. Additionally, a calibration container includes a main body, upper lid, and a lower lid. The main body is configured to receive the device and an object having known optical properties. | 1. A device configured to generate at least one calibration factor for use in determining optical density, the device comprising: a plurality of emitters, each having at least one light source, each of the emitters configured to emit light;a detector configured to receive light and transmit data representative of the received light;at least two of the plurality of emitters are spaced at different distances from the detector;a processor coupled to the at least one emitter and the detector;a non-transitory storage medium coupled to the processor and configured to store instructions to cause the device to repeat the following for each of the light sources: emit light from one of the light sources of one of the emitters at a predetermined current towards an object that has a known optical density;detect, at the detector, a portion of the emitted light corresponding to the predetermined current;calculate, at the processor, a corresponding calibration factor based on the detected portion of emitted light through the object;store the corresponding calibration factor in the non-transitory storage medium. 2. The device as recited in claim 1, further comprising instructions to cause, repeatedly for each light source and each of a plurality of predetermined currents, the device to: emit light from one of the at least one light source of the at least one emitter at one of the plurality of predetermined currents towards the object;detect, at the detector, a portion of the emitted light corresponding to the predetermined current;calculate, at the processor, a corresponding calibration factor based on the detected portion of emitted light through the object;store the corresponding calibration factor in the non-transitory storage medium. 3. The device as recited in claim 1, wherein the at least one emitter comprises a plurality of emitters and each of the plurality of emitters having a plurality of light sources, and further comprising instructions to cause the device to: emit light, towards the object, from one of the plurality of light sources of one of the emitters at one of a plurality of predetermined currents;detect, at the detector, a portion of the emitted light corresponding to the one of a the plurality of predetermined currents;calculate, at the processor, a corresponding calibration factor based on the detected portion of emitted light through the object;store the corresponding calibration factor in the non-transitory storage medium. 4. The device as recited in claim 1, wherein the predetermined current comprises a plurality of currents and each of the steps are performed for each of the plurality of currents. 5. The device in claim 4, further comprising instructions stored on the non-transitory storage medium to cause the device to: confirm that at least one calibration factor is stored for each light source at the plurality of currents. 6. The device as recited in claim 5, wherein the plurality of predetermined currents are based on a correspo... | LVL Technologies, Inc. | A61B005/145 A61B005/1455 A61B005/00 A61B005/02 A61B005/0205 A61B005/024 A61B005/0402 A61B005/1495
US10413203 | B2 | 2019-09-17 | Baseline determination for phrenic nerve stimulation detection | 2013-02-28 | Some method examples may include pacing a heart with cardiac paces, sensing a physiological signal for use in detecting pace-induced phrenic nerve stimulation, performing a baseline level determination process to identify a baseline level for the sensed physiological signal, and detecting pace-induced phrenic nerve stimulation using the sensed physiological signal and the calculated baseline level. Detecting pace-induced phrenic nerve stimulation may include sampling the sensed physiological signal during each of a plurality of cardiac cycles to provide sampled signals and calculating the baseline level for the physiological signal using the sampled signals. Sampling the sensed physiological signal may include sampling the signal during a time window defined using a pace time with each of the cardiac cycles to avoid cardiac components and phrenic nerve stimulation components in the sampled signal. | 1. A method, comprising: detecting pace-induced phrenic nerve stimulation using a sensed physiological signal, wherein the pace-induced phrenic nerve stimulation is phrenic nerve stimulation induced by cardiac paces, wherein the detecting pace-induced phrenic nerve stimulation includes: sampling the sensed physiological signal that is used to detect pace-induced phrenic nerve stimulation during each of a plurality of cardiac cycles to provide a plurality of sampled signals corresponding to the plurality of cardiac cycles, wherein sampling the sensed physiological signal includes: identifying a pace time window for each of the cardiac cycles to avoid cardiac components and phrenic nerve stimulation components; andsampling the sensed physiological signal that is used to detect pace-induced phrenic nerve stimulation during the pace time window to provide sampled signals, wherein the sampled signals during the pace time window do not have cardiac components and phrenic nerve stimulation components;calculating a baseline level for the sensed physiological signal that is used to detect pace-induced phrenic nerve stimulation using the plurality of sampled signals corresponding to the plurality of cardiac cycles; anddetecting pace-induced phrenic nerve stimulation using the sensed physiological signal and the calculated baseline level; andchanging a pacing configuration for pacing the heart in response to detected pace-induced phrenic nerve stimulation. 2. The method of claim 1, further comprising storing the plurality of sampled signals corresponding to the plurality of cardiac cycles in a queue, wherein calculating the baseline level includes the plurality of sampled signals stored in the queue are used to calculate the baseline level, the method further comprising sampling the sensed physiological signal during subsequent cardiac cycles to provide subsequent sampled signals, and dynamically adjusting the baseline level for the physiological signal using the subsequent sampled signals. 3. The method of claim 1, wherein the sensed physiological signal includes an accelerometer signal. 4. The method of claim 1, wherein the sensed physiological signal includes a signal selected from a group of signals consisting of: an acoustic sensor, a respiration sensor, impedance sensors, a neural sensor on the phrenic nerve, and electrodes to sense electromyogram signals indicative of diaphragm contraction. 5. The method of claim 1, wherein calculating the baseline level includes determining peak-to-peak amplitudes of the sampled signals. 6. The method of claim 1, wherein sampling the sensed physiological signal during the time window includes sampling the sensed physiological signal during the cardiac cycle for a time period beginning before the pace time and ending after the pace time. 7. The method of claim 6, wherein sampling the sensed physiological signal during the cardiac cycle for the time period includes sampling the sensed physiological signal beginn... | Cardiac Pacemakers, Inc. | A61B005/04 A61B005/0205 A61B005/00 A61B005/11 A61N001/365 A61N001/37
US10413697 | B2 | 2019-09-17 | Oxygen mask | 2016-10-11 | An oxygen mask can include an oxygen supply unit and an attachment unit which is to be attached to a periphery of a nose or a nose and a mouth of a patient. The attachment unit can include an opening which communicates with external air and which is formed at a position to which, when the oxygen mask is attached to the patient, at least one of the nose and the mouth of the patient is opposed. | 1. An oxygen mask, comprising: an oxygen supply unit for supplying oxygen to a patient;an attachment unit adapted to be attached to a periphery of a nose, or a nose and a mouth, of the patient, the attachment unit including: a first opening configured to be positioned about at least one of the nose and the mouth of the patient and having a first central axis;a second opening which communicates with external air and which is formed at a position to which, when the oxygen mask is attached to the patient, at least one of the nose and the mouth of the patient is opposed, and has a second central axis substantially parallel or collinear with the first central axis; anda first oxygen scattering plate which is attached to a first side of the attachment unit and extending from the first side of the attachment unit to a position opposed to an oxygen blow out port of the oxygen supply unit; andan expired gas introduction unit into which expired gas in the oxygen mask is introduced, and which is formed with a hole opened to an outside of the oxygen mask. 2. The oxygen mask according to claim 1, wherein the attachment unit includes a second oxygen scattering plate which is attached to a second side of the attachment unit and extending from the second side of the attachment unit to a position opposed to an oxygen blow out port of the oxygen supply unit. 3. The oxygen mask according to claim 1, wherein the first oxygen scattering plate is directly attached to a first side of the attachment unit. 4. An oxygen mask comprising: an oxygen supply unit for supplying oxygen to a patient;an attachment unit adapted to be attached to a periphery of a nose, or a nose and a mouth, of the patient, the attaching unit including: a first opening configured to be positioned about at least one of the nose and the mouth of the patient and having a first central axis;a second opening which communicates with external air; and has a second central axis substantially parallel or collinear with the first central axis of the first opening; andan oxygen scattering plate which is attached to the attachment unit and opposed to a direction in which an oxygen blow out port of the oxygen supply unit is opened; andan expired gas introduction unit into which expired gas in the oxygen mask is introduced, and which is formed with a hole opened to an outside of the oxygen mask. 5. The oxygen mask according to claim 4, wherein the oxygen scattering plate is formed by a bridging member between an attachment portion of the attachment unit and the oxygen supply unit. 6. The oxygen mask according to claim 4, wherein the oxygen scattering plate has a bent shape. 7. The oxygen mask according to claim 4, further comprising: an expired gas concentration measurement unit being attachable to and detachable from an outer side of the expired gas introduction unit. 8. The oxygen mask according to claim 7, wherein the expired gas concentration measurement unit is movably attached to the expired gas intr... | NIHON KOHDEN CORPORATION | A61B005/08 A61B005/097 A61M016/06 A61M016/08
US10405762 | B2 | 2019-09-10 | System and method for noninvasively measuring ventricular stroke volume and cardiac output | 2016-08-01 | A system for non-invasively measuring cardiac output, stroke volume, or both comprises a pulse oximeter, a data processor, and means for generating an output reporting measured one or more CO or SV values to a user. A method for non-invasively measuring cardiac output, stroke volume, or both comprises collecting plethysmographic waveform data of a patient, providing the plethysmographic waveform to a data processor, and calculating measured values for CO or SV. The data processor comprises a mathematical model of the cardiovascular system integrated in a dynamic state space model (DSSM). | 1. A system for non-invasively measuring left ventricular stroke volume (SV) and/or cardiac output (CO) of a patient, said system comprising: a pulse oximeter, a data processor, and means for generating an output reporting a measured SV or CO value to a user wherein:the pulse oximeter is configured to collect plethysmographic waveform data of the patient and to transmit the plethysmographic waveform data to the data processor;the data processor is configured to receive said plethysmographic waveform data and comprises software that calculates the measured value for SV and/or CO using said plethysmographic waveform data and reports the measured value for SV and/or CO to the user;the software that calculates a measured value for SV and/or CO from plethysmographic waveform data comprises a probabilistic processor and a mathematical model of a cardiovascular system integrated in a dynamic state space model (DSSM); andthe mathematical model of the cardiovascular system comprises aortic pressure, radial pressure, peripheral resistance, aortic impedance, heart rate, stroke volume, and blood density as state or model parameters. 2. The system of claim 1, wherein the pulse oximeter is configured to collect plethysmographic waveform data of the patient and to transmit the plethysmographic waveform data to the data processor in real time. 3. The system of claim 1, wherein the software calculates the measured value for SV and/or CO in real time. 4. The system of claim 1, wherein the DSSM is integrated with a dual estimation processor engine or a joint estimation processor engine. 5. The system of claim 1, wherein the means for generating an output reporting measured SV or CO values to a user comprises means for generating an electronic display, a hard copy display, an audible sound, a visual display, or a tactile output. 6. The system of claim 1, wherein the pulse oximeter is a fingertip pulse oximeter. 7. The system of claim 1, wherein the mathematical model of a cardiovascular system includes model and/or state parameters that correspond directly to one or more of peripheral blood oxygen saturation (SpO2), heart rate (HR), respiratory rate (RR), and blood pressure (BP). 8. The system of claim 7, wherein the data processor is additionally configured to receive data from a direct measurement of one or more of SpO2, HR, RR, and BR. 9. The system of claim 1, further comprising a blood pressure measuring device that transmits blood pressure data to the processor and wherein the processor receives said blood pressure data to be used as input into the cardiovascular model. 10. The system of claim 1, wherein the processor comprises a processing engine within an executable program that is configured to receive digital data from the pulse oximeter and to output stroke volume data and/or cardiac output data to a display. 11. The system of claim 1, wherein: the DSSM receives first probability distributions for state and model parameters to produce a first pr... | Vital Metrix, Inc. | A61B005/0205 A61B005/1455 A61B005/00 A61B005/024 A61B005/021 A61B005/08 G06F017/18 A61B005/0295 G06K009/00 G06K009/62
US10418693 | B2 | 2019-09-17 | Band latch mechanism and housing with integrated antenna | 2017-11-22 | A band latch mechanism that is configured to connect a wristband to a fitness tracker is provided. The band latch mechanism may be configured to be inserted into a cavity of a housing of the fitness tracker and configured so that any metallic body of the band latch mechanism does not contact metallic surfaces of the cavity in order to prevent an electrical ground from being positioned within a keep-out zone of an antenna of the fitness tracker. A housing with integrated antenna structures is also disclosed. | 1. An apparatus comprising: a first radio-frequency (RF) receiver having a first RF feed; anda housing configured to be part of a wrist-wearable electronic device, wherein: the first RF receiver and the first RF feed are located within the housing,the housing has a plurality of exterior surfaces,the housing includes a base portion, a first RF radiator portion, and an electrically non-conductive intermediate structure that is interposed between, and connected with, the base portion and the first RF radiator portion,the base portion includes a back surface that faces a wearer's skin that contacts the wrist-wearable electronic device when the wrist-wearable electronic device is worn by the wearer,the base portion and the first RF radiator portion are made of metal,the first RF radiator portion includes one or more of the exterior surfaces of the housing,the first RF radiator portion is positioned within the housing such that the exterior surfaces of the housing included in the first RF radiator portion generally face away from the back surface,the first RF radiator portion is in electrically conductive contact with the first RF feed within the housing,the housing has a transverse axis that is substantially aligned with the wearer's forearm when the apparatus is worn on the wearer's forearm, andthe first RF radiator portion has a first dimension along the transverse axis that is between 3 and 7 times longer than the longest dimension of the first RF radiator portion along an axis perpendicular to the transverse axis. 2. The apparatus of claim 1, wherein the electrically non-conductive intermediate structure maintains a separation distance of between 0.8 and 1.5 mm between the first RF radiator portion and the base portion. 3. The apparatus of claim 1, wherein the first RF radiator portion is electrically isolated from the base portion by the electrically non-conductive intermediate structure. 4. The apparatus of claim 1, wherein the base portion and the first RF radiator portion are made of a non-ferrous metal. 5. The apparatus of claim 1, wherein the base portion, the first RF radiator portion, and the electrically non-conductive intermediate structure are a nano-molded structure, with the first RF radiator portion and the base portion each having a plurality of microscopic fissures or pores arising from the nano-molding manufacturing process and the electrically non-conductive intermediate structure having portions extending into the microscopic fissures or pores. 6. The apparatus of claim 1, wherein the base portion and the first RF radiator portion are bonded to the electrically non-conductive intermediate structure with an adhesive layer. 7. The apparatus of claim 1, further comprising a second RF receiver having a second RF feed, wherein: the second RF receiver and the second RF feed are located within the housing,the housing further includes a second RF radiator portion,the electrically non-conductive intermediate structure is further in... | Fitbit, Inc. | H01Q001/27 H01Q001/24 A61B005/00 A44C005/14 A44C005/00 G04G021/04 G04R060/06 H01Q005/30 H01Q021/28 A61B005/11
US10420696 | B2 | 2019-09-24 | Walking assistance method and apparatuses performing the same | 2015-12-29 | A walking assistance method may include: detecting a landing time of a foot of a user; and/or initiating gait assistance based on a first joint location of a first leg of the user sensed at the landing time and a second joint location of the user sensed after the landing time. A walking assistance apparatus may include: a driver configured to perform gait assistance of a user; and/or a controller configured to control the driver to initiate the gait assistance based on a first joint location of a first leg of the user sensed at a landing time of a foot of the user and a second joint location sensed after the landing time. | 1. A walking assistance method, comprising: detecting a landing time associated with a foot of a first leg of a user contacting a ground;sensing a joint angle of a first hip joint of the user at the landing time as first hip joint angle information, the first hip joint being associated with the first leg of the user;continually sensing the joint angle of the first hip joint of the user after the landing time as second hip joint angle information;determining whether the second hip joint angle information satisfies a condition; andinitiating gait assistance in response to the second hip joint angle information satisfying the condition such that the gait assistance is delayed a duration of time after the landing time. 2. The walking assistance method of claim 1, wherein the first hip joint angle information and the second hip joint angle information include at least one of joint angle or joint angular velocity of the first hip joint. 3. The walking assistance method of claim 1, wherein the initiating of the gait assistance comprises: initiating output of an assist torque profile to assist a gait of the first leg of the user starting the duration of time after the landing time. 4. The walking assistance method of claim 3, wherein the initiating of the output comprises: initiating output of a first assist torque profile to assist a gait of the first leg of the user; andinitiating output of a second assist torque profile to assist a gait of a second leg of the user. 5. The walking assistance method of claim 4, wherein an output duration of the first assist torque profile differs from an output duration of the second assist torque profile. 6. The walking assistance method of claim 1, wherein the detecting of the landing time comprises: detecting the landing time of the foot of the user based on acceleration information obtained from an acceleration sensor associated with a body of the user. 7. The walking assistance method of claim 3, further comprising: detecting whether the first leg of the user crosses a second leg of the user;continually sensing a joint angle of the second leg of the user when the first leg and the second leg cross after the landing time;determining whether the joint angle of the second leg of the user reaches a threshold angle after the first leg and the second leg cross; andterminating the output of the assist torque profile in response to the joint angle of the second leg of the user reaching the threshold angle. 8. The walking assistance method of claim 3, further comprising: comparing a gait assistance duration set for a current step to a gait assistance proceeding time; andterminating the output of the assist torque profile based on a result of the comparing. 9. The walking assistance method of claim 8, wherein the gait assistance duration is updated for each step based on the gait assistance duration of a previous step. 10. The walking assistance method of claim 1, wherein the second hip joint angle information satis... | Samsung Electronics Co., Ltd. | A61H003/00 A61H001/02 A61B005/11
US10398867 | B2 | 2019-09-03 | Determining information about a patients face | 2016-11-10 | An electronic apparatus includes a compilation unit structured to receive a plurality of different 3-D models of a patient's face, to compare the different 3-D models of the patient's face and to determine additional information about the patient's face based on the comparison, wherein the additional information includes at least one of a location of hard tissue, a depth of soft tissue, and a compliance of soft tissue, and wherein the patient's face is manipulated between the different 3-D models. | 1. An electronic apparatus comprising: an air blower structured to generate an airflow that applies pressure to a patient's face;a face scanning unit structured to generate a plurality of 3-D models of the patient's face, wherein the plurality of 3-D models comprises at least a first 3-D model of the patient's face in an absence of the airflow, and a second 3-D model of the patient's face when the airflow is applying pressure to the patient's face; anda compilation unit structured to: receive the plurality of 3-D models, anddetermine additional information about the patient's face based on a comparison of the plurality of 3-D models,wherein the additional information includes at least one of a location of hard tissue, a depth of soft tissue, and a compliance of soft tissue and/or hard tissue. 2. The electronic apparatus of claim 1, further comprising: an output unit structured to provide the additional information to a user. 3. The electronic apparatus of claim 1, wherein the compilation unit is structured to correlate the plurality of 3-D models of the patient's face based on landmarks on the patient's face. 4. The electronic apparatus of claim 3, wherein the landmarks include at least one of a sellion, eye corners and a glabella. 5. The electronic apparatus of claim 1, wherein: in a third 3-D model of the patient's face, the patient's teeth are shown, andin a fourth 3-D model of the patient's face, the patient's teeth are not shown. 6. The electronic apparatus of claim 5, wherein a lip retractor is used to show the patient's teeth. 7. The electronic apparatus of claim 1, further comprising: an air cushion having a body in a shape of a cushion of a patient interface device and including a plurality of apertures formed therein, wherein the air cushion is structured to provide the airflow generated by the air blower to the patient's face through the plurality of apertures. 8. The electronic apparatus of claim 1, further comprising: a laser pointer structured to generate a laser dot on the patient's face in an area where the airflow is applying pressure to the patient's face. 9. The electronic apparatus of claim 1, wherein the air blower is structured to modulate the airflow. 10. The electronic apparatus of claim 1, wherein the patient's face is manipulated by the airflow applying pressure to one or more portions of the patient's face. 11. A method implemented on a computer system comprising a non-transitory computer readable medium having computer code stored thereon for determining additional information about a patient's face, the method comprising: generating a first 3-D model of a patient's face;generating an airflow that applies pressure to the patient's face;generating at least a second 3-D model of the patient's face when the airflow is applying pressure to the patient's face;and determining additional information about the patient's face based on a comparison of the first 3-D model and at least the second 3-D model,wherein the ad... | KONINKLIJKE PHILIPS N.V. | A61M016/06 A61M013/00 A61B090/13 A61B001/24 A61B005/107 A61B005/00 A61B034/10 A61F005/56 G06T019/00 G16H050/50
US10420490 | B2 | 2019-09-24 | Systems and methods for physiological monitoring using multiple signal processing devices | 2014-06-20 | Provided according to embodiments of the invention are systems for monitoring a physiological state of an individual that include a PPG sensor, which optionally includes an auxiliary physiological sensor integrated with or connected thereto; a first signal processing device in electronic communication with the PPG sensor, whereby the PPG sensor transmits PPG signals to the first signal processing device; and a second signal processing device that detects at least a portion of the signals transmitted by the PPG sensor to the first signal processing device, at least a portion of signals transmitted by the auxiliary physiological sensor, or both. Related methods are also provided herein. | 1. A method of physiological monitoring comprising securing a PPG sensor to an individual in a first care location;transmitting a PPG signal stream from the PPG sensor to an oximeter or multiparameter monitor in the first care location,processing the PPG signal stream being transmitted to the oximeter or multiparameter monitor with a signal splitter so that an identical PPG waveform is transmitted to a portable signal processing device located in the first care location,processing the PPG waveform of the PPG signal stream with the oximeter or multiparameter monitor to determine a blood oxygen saturation of the individual, whereby the oximeter or multiparameter monitor does not determine at least one of a respiratory rate, a respiratory effort and a respiratory event based on the PPG signals; andprocessing the identical PPG waveform with the portable signal processing device to determine at least one of a respiration rate, a respiratory effort and a respiratory event of the individual;ceasing transmission of the PPG signal stream from the PPG sensor to the oximeter or multiparameter monitor at the first care location, andtransporting the individual and the portable signal processing device to a second care location,whereby the portable signal processing device automatically calculates the blood oxygen saturation of the individual once the PPG sensor ceases transmission of the PPG signal stream from the PPG sensor to the oximeter or multiparameter monitor. 2. The method of claim 1, wherein the portable signal processing device is independent from the oximeter or multiparameter monitor. 3. The method of claim 1, wherein the portable signal processing device amplifies and then processes the identical PPG waveform. 4. The method of claim 1, wherein signals from an auxiliary sensor are transmitted to the portable signal processing device and the signals from the auxiliary sensor and the identical PPG waveform are used to determine the at least one of the respiration rate, the respiratory effort and the respiratory event of the individual. 5. The method of claim 1, wherein the oximeter or multiparameter monitor is integrated with or in communication with a first display monitor and the portable signal processing device is integrated with or in communication with a second display monitor. 6. The method of claim 1, wherein the portable signal processing device further detects input signals for energizing a light emitting diode in the PPG sensor transmitted by the oximeter or multiparameter monitor to the PPG sensor. 7. The method of claim 1, wherein the portable signal processing device is in communication with a third signal processing device, and the third signal processing device displays the at least one of the respiration rate, the respiratory effort and the respiratory event determined by the identical PPG waveform. 8. The method of claim 7, wherein the third signal processing device provides a power input for the portable signal processing d... | XHALE ASSURANCE, INC. | A61B005/00 A61B005/08 A61B005/1455
US10413222 | B1 | 2019-09-17 | Medical device and method with improved biometric verification | 2018-03-02 | The present invention is both a device and a method for verifying a subject's identity while using a medical device or undergoing a medical diagnostic or therapeutic procedure, particularly at home or at a remote location. The method and device can be used for inpatient and remote sleep and signal analysis with biometric identification. The present invention is further related to the devices and sensors used in executing the method, and includes various embodiments of a method of inpatient and remote sleep analysis. | 1. A sleep diagnostic system comprising a device for a sleep test, the system adapted for providing sleep test data for analysis and diagnosing sleep apnea, the device further comprising an interface box with at least one air port connection, at least three sensors for measuring physiological parameters of a subject related to the subject's quality of sleep, the at least three sensors being an air flow sensor internal to the interface box, a fingertip pulse oximeter and a respiratory effort belt, a processor and at least one biometric sensor for identifying the subject wherein the interface box houses the processor having circuitry adapted to connect the at least three sensors and the biometric sensor to the processor to collect data for identification of the subject being tested using the data from the biometric sensor, the at least one biometric sensor is used to randomly collect data to authenticate the identity of the subject being tested during a sleep test, and the collected data is output for analysis and diagnosis by a clinician. 2. The system of claim 1, wherein the processor or another processor is adapted to use previously collected biometric data of the subject to verify the subject's identity who took the sleep test. 3. The system of claim 1 wherein system compares the collected biometric data with previously collected biometric data, and is adapted to securely exchange information to comply with HIPAA requirements with an external device through a transceiver on the system. 4. The system of claim 1, wherein the at least one biometric sensor is adapted to collect biometric data from a subject, the processor or another processor is adapted to compare the collected biometric data previously collected from the subject, and the processor or the another processor is adapted to output verification of the identity of the subject whose quality of sleep is being measured without outputting the subject's biometric data. 5. The system of claim 1 wherein the at least one biometric sensor is a fingerprint sensor and the fingerprint sensor and the fingertip pulse oximeter are in a common housing adapted in such a manner as to require that the fingerprint verification and the pulse oximetry be performed on adjacent fingers of the subject's hand. 6. The system of claim 1 further including a transceiver adapted to transmit the data to a remote location. 7. The system of claim 1, wherein the biometric sensor is a fingerprint sensor. 8. A sleep diagnostic system comprising a device for a sleep test, the system adapted for providing sleep test data for analysis and diagnosing sleep apnea, the device further comprising an interface box with at least one air port connection, at least three sensors for measuring physiological parameters of a subject related to the subject's quality of sleep, the at least three sensors being an air flow sensor internal to the interface box, a fingertip pulse oximeter and a respiratory effort belt, a processor and at ... | Cleveland Medical Devices Inc | A61B005/00 A61B005/1172 A61B005/1455 A61B005/0496 A61B005/0488 A61B005/0476 A61B005/0402 A61B005/0205 A61B005/087
US10413317 | B2 | 2019-09-17 | System and method for catheter steering and operation | 2013-12-20 | Intravascular intervention catheters and catheters for performing an intravascular procedure that use a computer to control an operation at the end of the catheters are provided. The computer can process image data to determine where the important features are within a patient's vessels. The catheter can include imaging devices, steering devices, ablation mechanisms, or a combination thereof. By referencing the precisely-calculated location of the important features, the computer can provide signals that can be used by a control device (such as a set of servomotors for navigation) to operate the mechanisms at the catheter tip. Thus the catheter can be steered or an ablation mechanism can be operated or be prevented from operating depending on a detected location of the catheter. | 1. A system for performing an intravascular procedure, the system comprising: a catheter configured for insertion into a blood vessel;an imaging device at a distal portion of the catheter and configured to capture an image of the blood vessel, the imaging device comprising an intravascular ultrasound (IVUS) transducer;a computer system coupled to the imaging device and having instructions to: receive navigation information to guide the IVUS transducer to a target site within the blood vessel;employ a feature detection program to automatically identify a blood vessel wall border of the blood vessel and an occlusion at the target site using data from the IVUS transducer, wherein the feature detection program comprises identifying a control point, defining an area around the control point, and moving the area to identify the blood vessel wall border and the occlusion;define a zone extending from the blood vessel wall border; andprovide an operation signal to perform an operation when the catheter is outside the zone and a non-operation signal when the catheter is within the zone; anda control device configured to receive the operation signal and cause the catheter to perform the operation. 2. The system of claim 1, wherein the operation comprises moving away from the blood vessel wall border. 3. The system of claim 1, wherein the operation comprises steering the catheter into a branch of a bifurcated vessel. 4. The system of claim 1, wherein the operation comprises introducing a curve into the catheter based on a file stored in memory in the computer system. 5. The system of claim 1, wherein the operation comprises ablation of plaque. 6. The system of claim 1, further configured to guide the catheter outside the zone. 7. The system of claim 6, further comprising an ablation mechanism. 8. The system of claim 7, further configured to prevent an ablation operation when the catheter is within the zone. 9. The system of claim 7, wherein the ablation mechanism comprises a transmitter for electromagnetic waves. 10. The system of claim 1, wherein the operation comprises an alternation between image capture and treatment delivery. 11. The system of claim 1, wherein the feature detection program automatically identifies the blood vessel wall border by a change in pixel color. 12. The system of claim 1, wherein the control device is configured to move the catheter outside the dead zone when the computer system provides a non-operation signal. 13. The system of claim 1, wherein the area is one of a rectangle, a circle, an ellipse or polygon. 14. A system for performing an intravascular procedure, the system comprising: a catheter configured for insertion into a blood vessel;an imaging device at a distal portion of the catheter and configured to capture an image of the blood vessel, the imaging device comprising an intravascular ultrasound (IVUS) transducer;a computer system coupled to the imaging device, wherein the computer system comprises a non-... | VOLCANO CORPORATION | A61B018/12 A61B017/3207 A61B005/00 A61B005/02 A61B034/20 A61B018/00 A61B090/00
US10398408 | B2 | 2019-09-03 | Examination portion information obtaining apparatus | 2014-10-29 | An examination portion information obtaining apparatus includes an opening to which a portion to be examined of the examinee is inserted, a cup-shaped maintaining member which accommodates at least part of the portion to be examined inserted through the opening, an acoustic wave detector which receives acoustic waves from the portion to be examined, and a movement mechanism which moves the maintaining member relative to the portion to be examined inserted through the opening. | 1. An examination portion information obtaining apparatus comprising: a bed member configured to support an examinee and having an opening through which a portion to be examined of the examinee is to be inserted;a supporting member configured to support at least part of a portion to be examined of the examinee inserted through the opening and to be coupled with the bed member in a translationally movable manner with respect to the bed member;an adjustment mechanism configured to move the supporting member horizontally with respect to the bed member so as to adjust a position of the supporting member with respect to the portion horizontally, while the supporting member is spaced apart from the portion;a measuring member configured to measure information in the portion, the measuring member comprising:an acoustic wave detector configured to receive acoustic waves from the portion, when the portion is irradiated with light from a light irradiation unit; anda scanning mechanism configured to cause the acoustic wave detector to move translationally with respect to the supporting member;wherein the adjustment mechanism is configured to close the supporting member to the portion vertically after a horizontal adjustment by the adjustment mechanism. 2. The examination portion information obtaining apparatus according to claim 1, wherein the adjustment mechanism is movable in a plane which is perpendicular to a direction in which the portion to be examined is inserted. 3. The examination portion information obtaining apparatus according to claim 1, wherein the acoustic wave detector has a hemispherical shape, an approximate hemispherical shape, or a shape of 1/n of a spherical shape, and has an inner surface having a plurality of detection elements disposed in a spiral manner. 4. The examination portion information obtaining apparatus according to claim 1, further comprising: a base on which the adjustment mechanism is mounted. 5. The examination portion information obtaining apparatus according to claim 1, further comprising: a measurement unit base on which the supporting member and the acoustic wave detector are mounted,wherein the supporting member is fixed to the measurement unit base, andthe adjustment mechanism moves the measurement unit base. 6. The examination portion information obtaining apparatus according to claim 1, wherein the adjustment mechanism moves the supporting member in a direction in which the supporting member separates from the portion to be examined in a direction in which the portion to be examined is inserted before the adjustment of the supporting member is performed in a plane which is perpendicular to the direction in which the portion to be examined is inserted. 7. The examination portion information obtaining apparatus according to claim 1, further comprising: a control unit configured to control the adjustment mechanism such that positioning between the supporting member and the portion to be examined is performed i... | Canon Kabushiki Kaisha | A61B005/05 A61B008/00 A61B005/00 A61B008/08 A61B005/11
US10420510 | B2 | 2019-09-24 | System and method for imaging a moving subject | 2016-04-22 | An MRI system for imaging a moving subject is provided. The MRI system includes a magnet assembly and an MRI controller. The magnet assembly is configured to acquire a k-space via scanning the subject. The acquired k-space includes a plurality of datum each having a motion error. The MRI controller is configured to receive the acquired k-space from the magnet assembly. The MRI controller is further configured to suppress the motion error of each datum by reconstructing the k-space via a soft gating threshold in a non-iterative manner. | 1. A magnetic resonance imaging (“MRI”) system for imaging a moving subject, the MRI system comprising: a magnet assembly configured to acquire a k-space via scanning the moving subject, the acquired k-space including a plurality of datum each having a motion error;an MRI controller configured to:receive the acquired k-space from the magnet assembly;synthesize unacquired k-space based on the acquired k-space via a soft gating threshold in a non-iterative manner, each datum in the unacquired k-space being synthesized from neighboring acquired k-space datum; andreconstruct an image from the acquired k-space and the synthesized unacquired k-space. 2. The MRI system of claim 1, wherein synthesizing unacquired k-space comprises: estimating the soft gating threshold;constructing a motion regularization matrix based at least in part on the soft gating threshold;calculating coil weights based at least in part on the motion regularization matrix; andsynthesizing the unacquired k-space based at least in part on the coil weight and the plurality of datum of the acquired k-space;wherein the coil weight for a particular datum of the acquired k-space decreases as the motion error of the particular datum increases. 3. The MRI system of claim 2, wherein the estimated soft gating threshold is based at least in part on a motion error of a motion position of the moving subject during scanning. 4. The MRI system of claim 2, wherein the calculated coil weights are further based at least in part on a Tikhonov regularization solution. 5. The MRI system of claim 4, wherein the Tikhonov regularization solution is x=(ATA+ΔTΔ)−1ATb. 6. A method for magnetic resonance imaging (“MRI”) a moving subject, the method comprising: acquiring a k-space via scanning the moving subject with a MRI system, the k-space including a plurality of datum each having a motion error;calculating coil weights;synthesizing unacquired k-space based on the acquired k-space in a non-iterative manner based on the coil weights, each datum in the unacquired k-space being synthesized from neighboring acquired k-space datum; andreconstructing an image from the acquired k-space and the synthesized unacquired k-space;wherein the coil weight for a particular datum of the acquired k-space decreases as the motion error of the particular datum increases. 7. The method of claim 6, wherein synthesizing unacquired k-space further comprises: estimating a soft gating filter;constructing a motion regularization matrix based at least in part on the estimated soft-gating filter; andcalculating the coil weights based at least in part on the motion regularization matrix. 8. The method of claim 7, wherein the soft gating filter is based at least in part on an estimated motion error of a motion position of the moving subject during scanning. 9. The method of claim 6, wherein calculating coil weights is based at least in part on a Tikhonov regularization solution. 10. The method of claim 9, wherein the Tikhonov reg... | GENERAL ELECTRIC COMPANY | A61B005/055 A61B005/00 A61B005/0402 A61B005/08
US10405838 | B2 | 2019-09-10 | Side-looking lung biopsy device | 2015-08-28 | A biopsy device with a hollow shaft is suggested, the shaft having a wall and a distal end portion, wherein a sidewardly facing notch is formed in the distal end portion. At least two optical fibers are arranged in the wall of the shaft so that end surfaces of the fibers are arranged in a longitudinal direction at opposite positions with respect to the notch. | 1. A biopsy device comprising a hollow shaft, the hollow shaft having a wall and a distal end portion, wherein a sidewardly facing notch is formed in the distal end portion,at least two optical fibers arranged for sensing within a volume between and directly by respective end surfaces of the optical fibers, wherein the at least two optical fibers include at least one source fiber for emitting light and at least one detector fiber for receiving light, wherein the at least two optical fibers are arranged in the wall of the hollow shaft so that the respective end surfaces are arranged in a longitudinal direction of the hollow shaft at opposite positions with respect to the notch, wherein a distal end of a first one of the at least two optical fibers extends towards a distal end of a second one of the at least two optical fibers, and wherein the respective end surfaces of the at least two optical fibers are arranged outside the notch, anda cutting device with a sharpened distal end or a brush movably accommodated within the hollow shaft and configured to obtain a tissue sample. 2. The biopsy device of claim 1, wherein the end surface of at least one of the at least two optical fibers is inclined relative to a longitudinal axis of the hollow shaft. 3. The biopsy device of claim 1, wherein the at least two optical fibers comprise an additional optical fiber arranged in the hollow shaft parallel to the longitudinal direction, wherein the additional optical fiber and the second one of the at least two optical fibers are optically coupled by a reflective layer. 4. The biopsy device of claim 1, wherein the at least two optical fibers comprise an additional optical fiber arranged in the hollow shaft parallel to the longitudinal direction, wherein the additional optical fiber and the second one of the at least two optical fibers are optically coupled by an inclined end surface of the additional optical fiber. 5. The biopsy device of claim 4, wherein an air gap extends in the wall and is present at the inclined end surface of the additional optical fiber. 6. The biopsy device of claim 1, further comprising at least two additional optical fibers being arranged in a lateral direction at opposite positions with respect to the notch. 7. The biopsy device of claim 6, wherein the at least two additional optical fibers includes at least four additional optical fibers that are evenly distributed along the notch. 8. The biopsy device of claim 1, wherein the biopsy device further comprises a channel for injecting or extracting a fluid. 9. The biopsy device of claim 1, further comprising a suction device configured to provide a vacuum, wherein the biopsy device further comprises a tissue retraction channel, wherein the suction device is coupled to the channel to apply vacuum to the channel. 10. The biopsy device of claim 1, further comprising a console including a light source, a light detector and a processor configured to process the signals provided by the l... | KONINKLIJKE PHILIPS N.V. | A61B005/00 A61B010/02 A61B005/06 A61B017/00 A61B090/00
US10420489 | B2 | 2019-09-24 | System coordinator and modular architecture for open-loop and closed-loop control of diabetes | 2010-05-28 | A structure, method, and computer program product for a diabetes control system provides, but is not limited thereto, the following: open-loop or closed-loop control of diabetes that adapts to individual physiologic characteristics and to the behavioral profile of each person. An exemplary aspect to this adaptation is biosystem (patient or subject) observation and modular control. Consequently, established is the fundamental architecture and the principal components for a modular system, which may include algorithmic observers of patients' behavior and metabolic state, as well as interacting control modules responsible for basal rate, insulin boluses, and hypoglycemia prevention. | 1. An apparatus having a modular architecture for managing diabetes of a patient, comprising: a system coordinator controller device configured to receive metabolic measurement data and metabolic state estimate data of the patient and to selectively route this data to a selected number of activated controller devices selectively activated by the system coordinator controller device for particularized diabetes management of a specific patient;the selectively activated controller devices including:a daily profile controller device configured to compute a reference insulin infusion signal in response to at least a metabolic state estimate of the patient,a meal controller device configured to compute a recommended meal insulin infusion signal in response to data relating to intake of a meal by the patient, anda compensation control to target controller device configured to compute a recommended residual insulin infusion signal in response to data relating to glucose level excursions of the patient caused by non-meal occurrences; anda supervision controller device configured to receive the insulin infusion signals from the activated controller devices, receive default insulin infusion signals for non-activated controller devices, monitor these insulin infusion signals, and adjust them in accordance with a total insulin infusion amount in dependence on the number of controller devices activated in the modular system, to produce an adjusted total insulin infusion signal, wherein the supervision controller device sends the adjusted total insulin infusion signal to the patient as a suggestion, in an open loop control mode, and sends the adjusted total insulin infusion signal to an insulin infusion pump in a closed loop control mode in order for the insulin infusion pump to administer insulin based on the adjusted total insulin infusion signal, wherein the supervision controller device is distinct and external to each of the daily profile controller device, the meal controller device, and the compensation control to target controller device; anda data acquisition controller device configured to receive continuous glucose monitoring data, insulin pump data, exercise data, and meal data from external data sources, and the data acquisition controller device is configured to output data to the system coordinator controller device, such that the system coordinator controller receives the output data in addition to the received metabolic measurement data and the metabolic state estimate data. 2. The apparatus of claim 1, wherein the data outputted by the data acquisition controller device includes: a single, processed glucose sample at a specific time, a history of glucose samples up to a specific time, or a statistic computed from glucose samples up to a specific time;a most recent actual insulin pump command, a history of recent insulin pump commands up to a specific time, or a statistic computed from recent commands;exercise process data at the specific time... | UNIVERSITY OF VIRGINIA PATENT FOUNDATION | A61B005/145 A61B005/00 G16H050/50 G16H050/20 G16H020/17
US10398885 | B2 | 2019-09-03 | Microneedle array and method of use | 2016-01-19 | An article (100) comprising at least one microneedle (160) is provided. The article comprises a first side (112) and a second side (114) opposite the first side. The first side comprises a central cavity portion (120) and a platform portion (130), with at least one microneedle extending therefrom, wherein the platform portion is not coplanar with the central cavity portion. The platform portion substantially surrounds the central cavity portion. The at least one microneedle comprises a body comprising an outer surface (163); a base segment (166) having a base (162) and a first shape; a tip segment (168) having a tip and a second shape, wherein the second shape is distinct from the first shape; a transition plane (167) that delineates the base segment and the tip segment; and a central axis (180). Methods of using the article are also provided. | 1. An article, comprising: a first side comprising a central cavity portion and a platform portion that projects from the first side and that is not coplanar with the central cavity portion;a second side opposite the first side; andat least three hollow microneedles extending from the platform portion in a first direction;wherein the platform portion substantially surrounds the central cavity portion;wherein the platform portion comprises an inner perimeter proximate the central cavity portion and an outer perimeter distal the central cavity portion;wherein the at least three hollow microneedles each comprise an elongated body that comprises: an outer surface;a base segment having a base and a first shape that is defined by a first section of the outer surface;a tip segment having a tip and a second shape that is defined by a second section of the outer surface, wherein the second shape is distinct from the first shape;a transition plane that delineates the base segment and the tip segment; anda central axis;wherein a first angle, defined by the central axis of each of the at least three hollow microneedles and a shortest line extending from the outer perimeter of the platform portion and through the transition plane of the microneedle, is greater than 50° and less than or equal to about 85°. 2. The article of claim 1, wherein the first angle is about 65° to about 75°. 3. The article of claim 1, wherein a second angle, defined by the central axis and a shortest line extending from the inner perimeter and through the transition plane, is greater than 50° and less than or equal to about 85°. 4. The article of claim 1, wherein the transition plane is disposed about 60 μm to about 490 μm away from the platform portion when measured along the central axis. 5. The article of claim 1, wherein the first side further comprises a microneedle-free peripheral portion extending laterally from at least a part of the outer perimeter of the platform portion, wherein the peripheral portion is canted away from the platform portion in a second direction opposite the first direction. 6. The article of claim 5, wherein a unitary body comprises the platform portion, the peripheral portion, and the central cavity portion. 7. The article of claim 1; wherein the article further comprises a side wall portion that extends from the platform portion; wherein the sidewall portion extends substantially opposite the first direction. 8. The article of claim 1, wherein the central cavity portion is a closed cavity. 9. The article of claim 1, wherein the central cavity portion is a through-hole extending from the first side through the second side. 10. The article of claim 1, wherein at least one microneedle of the at least three hollow microneedles comprises: the elongated body having an elongated body diameter;a tip portion of the tip segment, wherein the tip portion comprises the tip, a first bevel face oriented diagonally with respect to the central axis and extending... | 3M Innovative Properties Company | A61B005/15 A61M037/00
US10417774 | B2 | 2019-09-17 | Method for monitoring an orthodontic treatment | 2015-10-27 | Method for monitoring positioning of patient's teeth including the following steps: a) less than three months after the end of an orthodontic treatment, producing an initial reference model of the patient's arches, and, each tooth, defining, from the initial reference model, tooth model; b) acquiring at least one updated image of the arches, under actual acquisition conditions; c) analyzing each updated image and producing, for each updated image, an updated map relative to a piece of discriminating information; d) optionally determining, for each updated image, rough virtual acquisition conditions that approximate actual acquisition conditions; e) searching each updated image for a final reference model corresponding to the teeth positioning during acquisition of the updated image, and; f) for each tooth model, comparing tooth model positions in the initial reference model and in reference model obtained at the end of the preceding steps, in order to determine the movement of the teeth between steps a) and b). | 1. A method for monitoring the positioning of the teeth of a patient, the method comprising the following steps: a) less than 3 months after the end of an orthodontic treatment, producing a three-dimensional digital reference model of the arches of the patient, or “initial reference model” and, for each tooth, definition, from the initial reference model, of a three-dimensional digital reference model of the tooth, or “tooth model”;b) acquiring at least one two-dimensional image of the arches, called “updated image”, in actual acquisition conditions;c) analyzing each updated image and production, for each updated image, of an updated map relating to a discriminating piece of information;d) optionally, determining, for each updated image, rough virtual acquisition conditions approximating the actual acquisition conditions;e) searching, for each updated image, for a final reference model corresponding to the positioning of the teeth during the acquisition of the updated image, including performing: a first optimization operation including searching for the virtual acquisition conditions best corresponding to the actual acquisition conditions in a reference model to be tested determined from the initial reference model, anda second optimization operation including searching, by testing a plurality of the reference models to be tested, for the reference model best corresponding to the positioning of the teeth of the patient during the acquisition of the updated image in the step b)f) for each tooth model, comparing the positions of the tooth model in the initial reference model and in the reference model obtained at the end of the preceding steps, called “final reference model”, in order to determine the movement of the teeth between the steps a) and b). 2. The method as claimed in claim 1, in which the first optimization operation is performed for each test of a reference model to be tested during the second optimization operation. 3. The method as claimed in claim 1, in which the first optimization operation and/or the second optimization operation includes implementing a metaheuristic method. 4. The method as claimed in claim 1, in which the step e) comprises the following steps: e1) designating the reference model to be tested as being the initial reference model,e2) testing the virtual acquisition conditions with the reference model to be tested in order to finely approximate the actual acquisition conditions; e21) determining virtual acquisition conditions to be tested;e22) producing a two-dimensional reference image of the reference model to be tested in the virtual acquisition conditions to be tested;e23) processing the reference image to produce at least one reference map representing the discriminating piece of information;e24) comparing the updated and reference maps so as to determine a value for a first assessment function, the value for the first assessment function depending on the differences between the updated and reference maps ... | DENTAL MONITORING | G06T007/246 A61C007/00 A61C009/00 G06T007/00 G06T007/33 A61B001/24 A61B005/00 G06T015/00 G06T019/20 G16H030/40 G16H050/50
US10405790 | B2 | 2019-09-10 | Reverse correlation of physiological outcomes | 2015-11-19 | Embodiments of the present invention provide systems and methods for performing analysis validity ranking of information. The method utilizes technology such as MRI, CT, PET, SPECT, EEG, and MEG to collect a user's cognitive event, to analyze the user's cognitive event via analytics, and to correlate the user's cognitive event with a ranking. This correlated data is sent to a database amenable to future inquiries on cognitive events of the user. The search results are based on the level of validity for retrieving accurate search results from the database at a future point in time. A validity and the rank of the data deriving from the user's cognitive event are evaluated based on the brainwaves and the location of the data deriving from the user's cognitive event. The data with a higher validity is ranked higher and tagged accordingly. | 1. A computer-implemented method comprising the steps of: monitoring neural activity of a user while the user performs a memory functioning event via a user interface on a device;recording the memory functioning event as a set of individual memories;capturing the neural activity from neural inputs, the neural activity including brain wave information;associating an individual memory of the memory functioning event with a corresponding neural activity at the time of the individual memory;assigning to the individual memory a wave type based on the brain wave information of the corresponding neural activity, the wave type being assigned from among a set of wave types including beta waves and theta waves;ranking, with a first rank, the individual memory according to the assigned wave type, the beta waves being ranked higher than the theta waves;tagging the individual memory with the first rank;storing the ranked and tagged individual memory in a database; andretrieving the ranked and tagged individual memory, based on the tag and upon receiving one or more inquiries from the user. 2. The method of claim 1, wherein capturing the neural activity from neural inputs, comprises: collecting brain wave activity by, at least, a magnetic resonance imaging (MRI) scan and an electroencephalogram (EEG) scan, wherein the EEG scan identifies a brain wave frequency associated with the memory functioning event and the MRI scan identifies a localization of neural patterns during the memory functioning event; andreceiving, by one or more processors, the collected brain wave activity for further processing. 3. The method of claim 2, wherein assigning the wave type, comprises: measuring a frequency of the brain wave while monitoring the neural activity, the brain wave information including a frequency measurement;determining brain wave location information from the localization of neural patterns, the brain wave information including the brain wave location information;correlating the frequency measurement and the brain wave location information, with the memory functioning event; andassociating the brain wave information with the memory functioning event. 4. The method of claim 3, further comprising: constructing the database, wherein the database stores the brain wave information inputs and the brain wave location information deriving from the neural inputs, with the memory functioning event;corresponding a validity value to the memory functioning event wherein the validity value is a first validity level for a first attribute and a second validity level for a second attribute; andutilizing the database for a search inquiry for a valid memory, wherein the valid memory has a high rank relative to other related memories in the database. 5. The method of claim 4, wherein the validity value comprises at least two memory functioning events, and wherein the at least two memory functioning events are ranked based on their associated attributes. 6. The method of claim 4,... | International Business Machines Corporation | G06F017/30 A61B005/00 A61B005/048 A61B005/055 A61B005/16 G06F016/903 A61B005/04
US10420612 | B2 | 2019-09-24 | Interactive anatomical mapping and estimation of anatomical mapping quality | 2016-12-22 | A method includes receiving an anatomical mapping that includes multiple measurements acquired at multiple respective locations within an organ of a patient. An estimated surface of the organ is computed based on the measurements. A three-dimensional (3D) shell of the organ, which extends inwards from the estimated surface of the organ and has a predefined thickness, is defined. A quality of the anatomical mapping is estimated based on the measurements whose locations fall within the 3D shell. | 1. A method, comprising: receiving an anatomical mapping, comprising multiple measurements acquired at multiple respective locations within an organ of a patient, the multiple measurements including a physiological property of the organ acquired by an electrode at the multiple respective locations, and 3-D coordinates of the multiple respective locations;computing an estimated surface of the organ based on the measurements;defining a three-dimensional (3D) shell of the organ, which extends inwards from the estimated surface of the organ and has a predefined thickness; andestimating a quality of the anatomical mapping, based on the measurements whose locations fall within the 3D shell. 2. The method according to claim 1, wherein defining the 3D shell comprises forming, at a predefined distance inwards from the estimated surface, a virtual surface confining the shell between the estimated surface and the virtual surface. 3. The method according to claim 1, wherein estimating the quality of the anatomical mapping comprises counting a number of the measurements whose locations fall within at least part of the shell. 4. The method according to claim 3, wherein the shell comprises multiple volume pixels (voxels), and wherein estimating the quality is based on a number of the voxels, within the at least part of the shell, in which the measurements fall. 5. The method according to claim 3, wherein the shell comprises a surface comprising multiple pixels, and wherein estimating the quality is based on a number of the pixels, within the at least part of the shell, in which the measurements fall. 6. The method according to claim 1, wherein the organ comprises a cavity of a heart. 7. Apparatus, comprising: an interface; anda processor, configured to receive from the interface an anatomical mapping, comprising multiple measurements acquired at multiple respective locations within an organ of a patient, the multiple measurements including a physiological property of the organ acquired by an electrode at the multiple respective locations, and 3-D coordinates of the multiple respective locations,to compute an estimated surface of the organ based on the measurements, to define a three-dimensional (3D) shell of the organ, which extends inwards from the estimated surface of the organ and has a predefined thickness, andto estimate a quality of the anatomical mapping, based on the measurements whose locations fall within the 3D shell. 8. The apparatus according to claim 7, wherein the processor is configured to form, at a predefined distance inwards from the estimated surface, a virtual surface confining the shell between the estimated surface and the virtual surface. 9. The apparatus according to claim 7, wherein the processor is configured to estimate the quality based on a number of the measurements whose locations fall within at least part of the shell. 10. The apparatus according to claim 9, wherein the shell comprises multiple volume pixels (voxels), a... | Biosense Webster (Isreal) Ltd. | A61B034/10 A61B005/00 A61B005/042 A61B034/00 A61B090/00 A61B034/20 A61B005/04 A61B005/044
US10420504 | B2 | 2019-09-24 | Detection and calculation of heart rate recovery in non-clinical settings | 2015-01-01 | A wearable device measures heart rate recovery of a user in a non-clinical setting. The wearable device comprises a heart rate detector configured to detect heart rate data of the user, an activity sensor configured to detect motion of the user, and a processor. The processor is configured to identify a start of an activity by the user using the motion detected by the activity sensor. Responsive to detecting the start of the activity, the processor monitors the motion detected by the activity sensor to identify an end of the activity. A regression analysis is performed on heart rate data detected by the heart rate detector during a period of time after the end of the activity, and the heart rate recovery of the user is determined using the regression analysis. | 1. A wearable device for measuring heart rate recovery of a user in a non-clinical setting, the wearable device comprising: a heart rate detector configured to detect heart rate data of the user;an activity sensor configured to detect motion of the user; anda processor configured to: identify a start of an activity by the user using the motion detected by the activity sensor;responsive to detecting the start of the activity, monitor the motion detected by the activity sensor to identify an end of the activity;perform a regression analysis on heart rate data detected at specified intervals by the heart rate detector during a period of time after the end of the activity, wherein the regression analysis includes the heart rate data detected at each of the specified intervals during the period of time after the end of the activity, and wherein the heart rate data detected at each of the specified intervals is an individual heart rate data sample;determine the heart rate recovery of the user using the regression analysis, wherein the heart rate recovery of the user is determined in real-time;calculate a goodness of fit of the regression analysis to the heart rate data detected at specified intervals during the period of time after the end of the activity; andwherein the heart rate recovery of the user is determined responsive to the goodness of fit being above a threshold. 2. The wearable device of claim 1, wherein the processor is further configured to: determine an activity level of the user using the motion detected by the activity sensor;wherein the start of the activity is identified responsive to the activity level being greater than an activity threshold; andwherein the end of the activity is identified responsive to the activity level decreasing below the activity threshold. 3. The wearable device of claim 2, wherein the activity threshold comprises at least one of a magnitude of the motion detected by the activity sensor and a duration of the motion detected by the activity sensor. 4. The wearable device of claim 1, wherein the processor is further configured to: analyze the period of time after the end of the activity to determine if the period of time is a recovery period;wherein the regression analysis is performed responsive to the period of time after the end of the activity being a recovery period. 5. The wearable device of claim 4, wherein the processor is further configured to determine if the period of time after the end of the activity is a recovery period responsive to a length of time between the start of the activity and the end of the activity being greater than a threshold. 6. The wearable device of claim 4, wherein the processor is further configured to determine if the period of time after the end of the activity is a recovery period responsive to a length of the period of time after the end of the activity, where the activity level is below an activity level threshold, being greater than a duration threshold. 7. The we... | Intel Corporation | A61B005/00 A61B005/024 A61B005/11 A61B005/0205
US10420700 | B2 | 2019-09-24 | Intimate accessory system and method | 2017-02-02 | An interchangeable intimate accessory system including a first phallic device having a distal end and a proximal end, the distal end of the first phallic device being shaped for sexual application to a human orifice and the proximal end of the first phallic device being formed as a first connector; a second phallic device having a distal end and a proximal end, the distal end of the second phallic device being shaped and configured for sexual application to a human orifice and the proximal end of the second phallic device being formed as a second connector. The first and second phallic devices are removeably couplable to one another, via the first and second connectors, to provide a dual-ended configuration when coupled together and an individual-use configuration when not coupled together. | 1. An interchangeable intimate accessory system comprising: a first phallic device having a distal end and a proximal end, the distal end of the first phallic device being shaped and configured for sexual application to a human orifice and the proximal end of the first phallic device being formed as a first connector;a second phallic device having a distal end and a proximal end, the distal end of the second phallic device being shaped and configured for sexual application to a human orifice and the proximal end of the second phallic device being formed as a second connector, the first phallic device and the second phallic device being removeably couplable to one another, via coupling of the first and second connectors, so as to provide a dual-ended configuration when coupled together and an individual-use configuration when not coupled together andan intermediate universal connector with a first end and a second end, the first end of the intermediate universal connector matingly couplable to the first connector of the first phallic device and the second end of the intermediate universal connector matingly couplable to the second connector of the second phallic device so as to selectively provide the dual-ended configuration when the intermediate universal connector is matingly coupled to and disposed between the first and second phallic devices, wherein each of the first end and the second end of the intermediate universal connector includes a plurality of prongs that extend outwardly from a side of the universal connector at the first and second ends of the universal connector, and each of the first connector of the first phallic device and the second connector of the second phallic device is formed with a plurality of mating prong-receptacles configured to receive and capture the prongs of the first and second ends of the intermediate connector, respectively, by inserting the intermediate connector such that the prongs at the first end pass into the mating prong-receptacles of the first phallic device and the prongs at the second end pass into the mating prong-receptacles of the second phallic device wherein the first and second phallic devices are rotated with respect to the intermediate connector in opposite directions, and wherein upon being connected in the dual-ended configuration, the proximal end of the first phallic device and the proximal end of the second phallic device abut each other, and wherein the intermediate universal connector is concealed within the proximal end of the first phallic device and the proximal end of the second phallic device. 2. The system in accordance with claim 1, wherein: the dual-ended configuration has the distal end of the first phallic device and the distal end of the second phallic device disposed at opposite ends when the first phallic device and the second phallic device are coupled together via the first connector and the second connector. 3. The system in accordance with claim 1, wherein when the... | - | A61F005/00 A61H019/00 A61B005/107 G06Q030/06 A61H021/00 A61H023/02
US10406056 | B2 | 2019-09-10 | Apparatus and method for restoring voluntary control of locomotion in neuromotor impairments | 2017-08-03 | It is disclosed an apparatus for restoring voluntary control of locomotion in a subject suffering from a neuromotor impairment comprising a multidirectional trunk support system and a device for epidural electrical stimulation. The robotic interface is capable of evaluating, enabling and training motor pattern generation and balance across a variety of natural walking behaviors in subjects with neuromotor impairments. Optionally, pharmacological cocktails can be administered to enhance rehabilitation results. It is also disclosed a method for the evaluation, enablement and training of a subject suffering from neuromotor impairments by combining robotically assisted evaluation tools with sophisticated neurobiomechanical and statistical analyzes. A method for the rehabilitation (by this term also comprising restoring voluntary control of locomotion) of a subject suffering from a neuromotor impairment in particular partial or total paralysis of limbs, is also disclosed. | 1. A method for restoring voluntary control of movement in a subject suffering from a neuromotor disorder comprising: a) providing an apparatus for restoring voluntary control of movement in the subject suffering from the neuromotor disorder comprising a multidirectional trunk support system, wherein the multidirectional trunk support system comprises a multidirectional elastic decoupling system, and wherein the multidirectional trunk support system is at least a three dimensional trunk support system;b) training said subject by means of the apparatus, wherein training comprises providing postural support against gravity; andc) providing neuromodulation to said subject during the training, wherein the neuromodulation comprises electrical stimulation or a combination of electrical stimulation and pharmacological stimulation. 2. The method of claim 1, wherein said electrical stimulation further comprises epidural electrical stimulation. 3. The method of claim 1, wherein said training includes providing said subject with a treadmill exercise. 4. The method of claim 1, wherein the pharmacological stimulation further comprises administering to said subject a pharmaceutical composition comprising a combination of synthetic agonists to monoaminergic receptors, wherein the synthetic agonists are at least two direct agonists of 5HT1A, 5HT2A/C, 5HT7, and DA1-like receptors. 5. The method of claim 4, wherein said pharmaceutical composition further comprises a cocktail of the combination of synthetic agonists to 5HT1A, 5HT2A/C, 5HT7, and DA1-like receptors for use in restoring voluntary control of movement in the subject suffering from the neuromotor disorder and in order to provide an improved balance control which correlates with improved hindlimb locomotion and performance during locomotion. 6. The method of claim 4, wherein restoring voluntary control of movement further comprises restoring voluntary control of limbs. 7. The method of claim 1, wherein said neuromotor disorder is a neuromotor impairment. 8. The method of claim 7, wherein said neuromotor impairment is partial or total paralysis of limbs. 9. The method according to claim 7, wherein said neuromotor impairment is selected from the group consisting of spinal cord injury and consequences of stroke. | Ecole Polytechnique Federale De Lausanne (EPFL) | A61B005/00 A61H001/02 A61N001/36 B25J009/00 A63B069/00 A63B024/00 A63B021/00 A61B005/11 A61K031/135 A61K031/496 A61K031/55 A61B034/30 A61H001/00 A61B005/04 A61B005/0482 A61B005/0484 A61B005/103 A63B022/02 A63B022/20 A63B022/00
US10416881 | B2 | 2019-09-17 | Wearable electronic device with interface | 2018-04-05 | A wearable electronic device comprises a ring body defining an annular receiving space within the ring body and a substrate disposed in the annular receiving space. The ring body has an interface disposed on an exterior of the ring body. The substrate has a plurality of capacitive plates positioned proximate the interface. | 1. A wearable electronic device, comprising: a ring body defining an annular receiving space within the ring body and having an interface disposed on an exterior of the ring body, the ring body has an outer cover on which the interface is disposed, a first side cover, a second side cover, and a sizing insert defining the annular receiving space; anda substrate disposed in the annular receiving space and having a plurality of capacitive plates positioned proximate the interface. 2. The wearable electronic device of claim 1, wherein the interface consists of only a single material. 3. The wearable electronic device of claim 2, wherein the interface is formed of a plastic, glass, or metal material. 4. The wearable electronic device of claim 2, wherein the interface is a raised portion protruding from the exterior of the outer cover to an interface surface. 5. The wearable electronic device of claim 1, wherein the interface is opaque. 6. The wearable electronic device of claim 1, wherein the substrate is a flexible printed circuit board. 7. The wearable electronic device of claim 1, wherein the ring body has a fixed, non-deformable annular shape. 8. The wearable electronic device of claim 1, wherein the annular receiving space extends in a continuous circle within the ring body. 9. The wearable electronic device of claim 1, wherein the ring body is sized to fit a user's finger. 10. The wearable electronic device of claim 1, further comprising a short-wavelength radio wave communication module disposed on the substrate. 11. The wearable electronic device of claim 1, further comprising a battery disposed in the annular receiving space and connected to the substrate. 12. The wearable electronic device of claim 1, further comprising an accelerometer disposed on the substrate. 13. The wearable electronic device of claim 1, wherein the outer cover has a plurality of nanocapacitors. 14. The wearable electronic device of claim 13, wherein each of the nanocapacitors is a graphene nanocapacitor. 15. The wearable electronic device of claim 13, wherein the nanocapacitors are configured to absorb an ambient energy and convert the ambient energy into an electrical charge. 16. The wearable electronic device of claim 1, wherein the sizing insert has an insert passageway extending through the sizing insert and configured to receive a charger. 17. The wearable electronic device of claim 1, wherein the substrate has a memory including a plurality of gestures stored thereon correlated with a plurality of actions of the wearable electronic device. 18. The wearable electronic device of claim 17, wherein the plurality of gestures and the plurality of actions are further correlated with a plurality of states of the wearable electronic device in the memory. 19. The wearable electronic device of claim 17, wherein the plurality of gestures are received at the interface by the plurality of capacitive plates and a processor disposed on the substrate. 20. A wea... | Apollo 13 Designs, LLC | G08B023/00 G06F003/0488 A61B005/0205 A61B005/00 G05B019/048 G06Q020/32 G06K007/10 G06F003/16 G06F003/0346 G06F003/044 A44C017/02 H04W004/80 H04W004/14 H04L012/24 H04W068/00 A61B005/024 A44C009/00
US10413207 | B2 | 2019-09-17 | Method and apparatus for verifying bradycardia/asystole episodes via detection of under-sensed events | 2016-03-25 | A system and method for detecting and verifying bradycardia/asystole episodes includes sensing an electrogram (EGM) signal. The EGM signal is compared to a primary threshold to sense events in the EGM signal, and at least one of a bradycardia or an asystole is detected based on the comparison. In response to detecting at least one of a bradycardia or an asystole, the EGM signal is compared to a secondary threshold to sense events under-sensed by the primary threshold. The validity of the bradycardia or the asystole is determined based on the detected under-sensed events. | 1. A method comprising: sensing an electrogram (EGM) signal;comparing an amplitude of the EGM signal to a primary threshold using circuitry to directly sense R-waves in the EGM signal;detecting at least one of a bradycardia or an asystole based on the sensed R-waves;in response to detecting at least one of a bradycardia or an asystole, comparing the amplitude of the EGM signal utilized to detect the bradycardia or asystole to a secondary threshold using circuitry to directly sense R-waves under-sensed by the primary threshold; anddetermining whether the detection of the bradycardia or the asystole is false based on the detection of under-sensed R-waves. 2. The method of claim 1, wherein the primary threshold is an auto-adjusted threshold and the secondary threshold is an auto-adjusted threshold. 3. The method of claim 2, wherein the secondary auto-adjusting threshold decays to a minimum value more quickly than the primary auto-adjusting threshold. 4. The method of claim 2, wherein the secondary auto-adjusting threshold is initialized to a maximum value following a sense R-wave, wherein the maximum value is a function of an amplitude of the sensed R-wave, and wherein the maximum value associated with the secondary auto-adjusting threshold is less than a maximum value associated with the primary auto-adjusting threshold. 5. The method of claim 2, further including: filtering and rectifying the sensed EGM signal in a primary sense channel and applying the primary auto-adjust threshold to the filtered/rectified EGM signal; andapplying the secondary auto-adjust threshold to the filtered/rectified EGM signal. 6. The method of claim 2, further including: filtering and rectifying the sensed EGM signal in a primary sense channel to generate a primary filtered/rectified EGM signal, wherein the primary auto-adjust threshold is applied to the primary filtered/rectified EGM signal; andfiltering and rectifying the sensed EGM signal in a secondary sense channel to generate a secondary filtered/rectified EGM signal, wherein the secondary auto-adjust threshold is applied to the secondary filtered/rectified EGM signal, wherein filtering in the secondary sense channel selects lower frequency components than filtering in the primary sense channel. 7. The method of claim 1, further including: starting a timer in response to a detected asystole;resetting the timer in response to detection of an under-sensed R-wave via application of the secondary threshold; anddetermining whether the detected asystole is false based on the value of the timer following the asystole. 8. The method of claim 7, wherein the timer is started in response to at least one of a sensed R-wave or escape beat that marks a beginning of the detected asystole. 9. A method comprising: sensing an electrogram (EGM) signal;comparing using a primary sense channel circuitry an amplitude of the EGM signal to a primary threshold to directly sense R-waves in the EGM signal and generating a primary sen... | Medtronic, Inc. | A61N001/39 A61B005/0464 A61B005/04 A61B005/042 A61B005/0456 A61N001/365 A61B005/00 A61B005/0432 A61B005/0468
US10406384 | B2 | 2019-09-10 | Acoustic radiation force magnetic resonance imaging | 2013-06-28 | The invention provides for medical instrument (200, 400) comprising a magnetic resonance imaging system (202) and a high intensity focused ultrasound system (222). A processor (246) controls the medical instrument. Instructions cause the processor to control (100) the magnetic resonance imaging system to acquire the magnetic resonance data using a pulse sequence (254). The pulse sequence comprises an acoustic radiation force imaging pulse sequence (500, 600). The acoustic radiation force imaging pulse sequence comprises an excitation pulse (512) and a multi-dimensional gradient pulse (514) applied during the radio frequency excitation pulse for selectively exciting a region of interest (239) encompassing a target zone and at least a portion of the beam axis. The instructions cause the processor to control (102) the high intensity focused ultrasound system to sonicate the target zone during the acoustic radiation force imaging pulse sequence and reconstruct (104) a radiation force image (258) using the magnetic resonance data. | 1. A medical apparatus comprising: a magnetic resonance imaging system that acquires magnetic resonance data from a subject within an imaging zone;a high intensity focused ultrasound system that directs ultrasound along a beam axis to sonicate a target zone, wherein the target zone is within the imaging zone;a processor that controls the medical apparatus;a memory that stores machine-readable instructions, wherein execution of the instructions causes the processor to: control the magnetic resonance imaging system to acquire the magnetic resonance data using a pulse sequence, wherein the pulse sequence comprises an acoustic radiation force imaging pulse sequence, wherein the acoustic radiation force imaging pulse sequence comprises a radio frequency excitation pulse, wherein the acoustic radiation force imaging pulse sequence comprises a multi-dimensional gradient pulse applied during the radio frequency excitation pulse for selectively exciting a region of interest, the multi-dimensional gradient pulse being a two-dimensional gradient pulse for exciting the region of interest such that the region of interest has a two-dimensional cross section, wherein the two-dimensional cross section has rotational symmetry with respect to a region-of-interest axis, wherein the region-of-interest axis and the beam axis are coaxial, and wherein the region of interest comprises a predetermined volume that encompasses the target zone and at least a portion of the beam axis, and wherein the acoustic radiation force imaging pulse sequence further comprises a one-dimensional readout gradient pulse aligned with or coinciding with the beam axis;control the high intensity focused ultrasound system to sonicate the target zone by directing the ultrasound along the beam axis such that the sonication of the target zone occurs during the acoustic radiation force imaging pulse sequence; andreconstruct a radiation force image using the magnetic resonance data. 2. The medical apparatus of claim 1, wherein the two-dimensional cross section of the region of interest has any one of the following: a circular shape, an elliptical shape, a rectangular shape, and a polygonal shape. 3. The medical apparatus of claim 2, wherein the magnetic resonance imaging system comprises a multi-element transmit coil, wherein the pulse sequence is operable for causing the magnetic resonance imaging system to restrict the region of interest to the predetermined volume using the multi-element transmit coil using the multi-dimensional gradient pulse. 4. The medical apparatus of claim 2, wherein the two-dimensional cross section of the region of interest has the circular shape. 5. The medical apparatus of claim 2, wherein the two-dimensional cross section of the region of interest has the elliptical shape. 6. The medical apparatus of claim 2, wherein the two-dimensional cross section of the region of interest has the rectangular shape. 7. The medical apparatus of claim 2, wherein the two-dimension... | Profound Medical Inc. | A61N007/02 A61B005/055 G01R033/48 G01R033/483 G01R033/561 A61B005/01 A61B005/00 G01R033/54 A61B018/00 A61N007/00 A61B090/00
US10401462 | B2 | 2019-09-03 | System and method for calibrating gradient delay in magnetic resonance imaging | 2016-12-30 | A system and method for magnetic resonance imaging is provided. The method includes acquiring a first set of MR signals and a second set of MR signals by applying a pulse sequence on a subject. The method also includes obtaining a first data line by filling the first set of MR signals into k-space along a first trajectory, and obtaining a second data line by filling the second set of MR signals into k-space along a second trajectory. The method also includes determining a candidate k-space shift based on the first data line and the second data line, and determining a candidate gradient delay based on the candidate k-space shift obtained in each of a plurality of iterations. The method also includes reconstructing an image of the subject based on the candidate gradient delay obtained in the last iteration. | 1. A method for magnetic resonance imaging, comprising: acquiring a first set of MR signals and a second set of MR signals by applying a pulse sequence on a subject, the pulse sequence comprising at least an imaging pulse and a pre-scan pulse;obtaining a first data line by filling the first set of MR signals into k-space along a first trajectory;obtaining a second data line by filling the second set of MR signals into k-space along a second trajectory;determining a candidate k-space shift based on the first data line and the second data line, comprising determining a phase difference in image domain based on the first data line and the second data line;determining the candidate k-space shift based on the phase difference;performing a plurality of iterations, each of the iteration comprising: determining a candidate gradient delay based on the candidate k-space shift obtained from a prior iteration;updating the first data line and the second data line based on the candidate gradient delay; andupdating the candidate k-space shift based on the updated first data line and the updated second data line;determining the candidate gradient delay obtained in the last iteration as the gradient delay; andreconstructing an image of the subject based on the gradient delay. 2. The method of claim 1, further comprising obtaining a calibrated data line by calibrating the first data line or the second data line based on the gradient delay, wherein the reconstructing an image of the subject is based on the calibrated data line. 3. The method of claim 1, wherein the first trajectory and the second trajectory pass through the k-space center, and the first trajectory is opposite to the second trajectory. 4. The method of claim 1, wherein the imaging pulse includes a UTE gradient, and the pre-scan pulse includes a dephaser gradient. 5. The method of claim 1, further comprising performing a regridding operation on the first data line or the second data line. 6. The method of claim 1, wherein the determining the candidate k-space shift based on the phase difference comprises: determining a slope value according to the phase difference; anddetermining the candidate k-space shift based on the slope value. 7. The method of claim 1, wherein the iteration is terminated when the slope value obtained in the last iteration is below a threshold. 8. The method of claim 1, wherein the gradient delay is in a first direction corresponding to the first trajectory and the second trajectory. 9. The method of claim 8, wherein the first direction is X direction, Y direction or Z direction. 10. The method of claim 8, further comprising determining a second gradient delay in a second direction;determining a third gradient delay in a third direction, the third direction is out of the plane defined by the first direction and the second direction;acquiring a third set of MR signals by applying a pulse sequence on a subject;obtaining a third data line by filling the third set of MR sig... | UIH AMERICA, INC. | G01R033/565 A61B005/055 G01R033/48
US10405807 | B2 | 2019-09-10 | Contactless blood pressure monitoring of a patient | 2016-11-11 | Contactless blood pressure monitoring, includes: illuminating a blood vessel of a patient with infrared (‘IR’) light; receiving, by an IR camera through a polarizing filter, IR light reflected by the patient; capturing at a time based on a heartrate of the patient, a first IR image of the blood vessel of the patient when the blood vessel is distended; determining, from the first image, a maximum diameter of the blood vessel; capturing at a time based on the heartrate of the patient, a second IR image of the blood vessel of the patient when the blood vessel is contracted; determining, from the second IR image, a minimum diameter of the blood vessel; and calculating blood pressure of the patient in dependence upon the maximum and minimum diameters of the blood vessel. | 1. A method of contactless blood pressure monitoring of a patient by a blood pressure monitoring system, the method comprising: illuminating a face of the patient including at least one blood vessel with infrared (IR′) light with an IR light source, wherein the blood pressure monitoring system comprises an IR camera, the IR light source, a polarizing filter, and a computer processorreceiving, by the IR camera through the polarizing filter, IR light reflected by the patient;capturing during a first time period, by the IR camera, a plurality of first IR images of at least one region of the face of the patient including the at least one blood vessel;selecting, based on a heartrate of the patient, from the plurality of first IR images, a first IR image including the at least one blood vessel when the at least one blood vessel is distended;determining, by the blood pressure monitoring system from the first IR image, a maximum diameter of the at least one blood vessel, wherein the determining comprises measuring, from the first IR image, a distance between points on the at least one blood vessel;capturing during a second time period, by the IR camera, a plurality of second IR images of at least one region of the face of the patient including the at least one blood vessel;selecting, based on a heartrate of the patient, from the plurality of second IR images, a second IR image including the at least one blood vessel when the at least one blood vessel is contracted;determining, by the blood pressure monitoring system from the second IR image, a minimum diameter of the at least one blood vessel, wherein the determining comprises measuring, from the second IR image, a distance between points on the at least one blood vessel;calculating, by the computer processor of the blood pressure monitoring system, blood pressure of the patient in dependence upon the maximum and minimum diameters of the at least one blood vessel and blood flow rate; andproviding, by the blood pressure monitoring system, the calculated blood pressure to a user selected from a group consisting of the patient and a physician. 2. The method of claim 1 further comprising calculating the heartrate of the patient, wherein the blood pressure monitoring system comprises an RGB camera, including: wherein illuminating further comprises illuminating the face of the patient with the IR light and visible light;capturing a series of RGBa (‘Red, Green, Blue, Alpha’) images while the patient is illuminated with the IR light;identifying from the RGBa images, maximum RGBa intensity values; anddetermining, as the patient's heartrate, a frequency of recurring maximum RGBa intensity values over a period of time. 3. The method of claim 1 further comprises calculating a blood flow rate of the patient, wherein the blood pressure monitoring system comprises an RGB camera, including: wherein illuminating further comprises illuminating the face of the patient with the IR light and visible light;capturing a serie... | International Business Machines Corporation | A61B005/00 A61B005/02 A61B005/021 A61B005/026 A61B005/0205 A61B005/107 A61B005/024
US10406023 | B2 | 2019-09-10 | Smart cooling paste | 2015-11-10 | A smart cooling system is disclosed. The smart cooling system includes: a cooling system body and a temperature sensing module, a touch display module and a control module. The cooling system body includes a carrier and a gel layer located on the carrier. The temperature sensing module, the touch display module and the control module are fixed on the carrier. A sensing surface of the temperature sensing module and a surface of the gel layer away from the carrier are in a same plane, for sensing temperature of forehead. The control module is used for obtaining a sensed temperature and transmitting the sensed temperature to the touch display module. A screen of the touch display module is located on a surface of the carrier away from the gel layer. | 1. A smart cooling system, comprising: a cooling system body and a temperature sensing module, a touch display module and a control module; wherein the cooling system body comprises a carrier being a box body and a gel layer located on the box body; the temperature sensing module, the touch display module and the control module are fixed on the box body;a sensing surface of the temperature sensing module is in a same plane as a surface of the gel layer away from the box body, and is used for sensing temperature of a forehead;the control module is used for obtaining a sensed temperature and transmitting the sensed temperature to the touch display module;a screen of the touch display module is located on a surface of the box body away from the gel layer,wherein the smart cooling system further comprises at least one drugstore device fixed on the box body, in which freshener is stored,wherein the control module is further used for controlling the drugstore device to inject a preset amount of freshener into the gel layer based on the sensed temperature,wherein the drugstore device has an opening that can be closed,the control module controls the opening to be open based on the sensed temperature so as to enable the freshener in the drugstore device to be injected into the gel layer, and closes the opening when a preset time arrives. 2. The smart cooling system according to claim 1, further comprising a storage module, wherein the storage module is used for storing the sensed temperature obtained from the temperature sensing module by the control module. 3. The smart cooling system according to claim 2, wherein the touch display module is further used for displaying operation control information and obtaining a user instruction based on the operation control information, the operation control information comprises identifications for indicating real time temperature information and temperature curve information; the control module is used for obtaining the real time temperature information or the temperature curve information based on the user instruction and transmitting them to the touch display module. 4. The smart cooling system according to claim 3, wherein when the user instruction indicates that the user selects the real time temperature information, the control module is used for obtaining the sensed temperature from the temperature sensing module and transmitting the sensed temperature to the touch display module; andwhen the user instruction indicates that the user selects the temperature curve information, the control module is used for obtaining temperatures within a preset time from the storage module, deriving a temperature variation curve based on the temperatures within the preset time, and transmitting the temperature variation curve to the touch display module. 5. The smart cooling system according to claim 1, further comprising an alarm module, wherein when the control module determines based on the sensed temperature obtained f... | BOE TECHNOLOGY GROUP CO., LTD. BEIJING BOE OPTOELECTRONICS TECHNOLOGY CO., LTD. | A61F007/02 A61B005/01 A61B005/00 A61F007/00
US10405786 | B2 | 2019-09-10 | Systems, environment and methods for evaluation and management of autism spectrum disorder using a wearable data collection device | 2014-10-09 | The systems, environment, and methods, described herein support evaluation of an individual for ASD while in the home environment. Through data collected by a wearable data collection device donned by the individual, eye contact with the caregiver, verbal interaction, and repetitive verbalizations and motions of the head and body may be tracked and objectively quantified during evaluation. Further, the wearable data collection device may support monitoring of brain activity and other physiology which, in turn, may be analyzed by the systems and environment described herein during evaluation to recognize patterns that predict evaluation outcome and other clinical features. Various software modules and tools supported by the wearable data collection device provide training, ongoing progress tracking, and management solutions for individuals living with ASD. | 1. A system for providing monitoring of and analysis related to a wearer of a wearable data collection device, the system comprising: a wearable data collection device comprising processing circuitry, anda non-transitory computer readable medium having instructions stored thereon; andone or more input capture elements connected to and/or in communication with the wearable data collection device;wherein the instructions, when executed by the processing circuitry of the wearable data collection device, cause the processing circuitry to: collect, via at least one of the one or more input capture elements, sensor data, wherein the sensor data includes at least one of image data, audio data, and motion data,analyze the sensor data to identify at least one socially relevant behavior of the wearer that is responsive to at least one socially relevant event involving an interaction between the wearer and at least one other participant, wherein the at least one socially relevant behavior includes a gesture of the wearer, andidentifying the at least one socially relevant behavior comprises determining a threshold difference between the at least one socially relevant behavior of the wearer and a conventional response to the at least one socially relevant event, wherein the at least one socially relevant event occurs prior to or concurrently with the at least one socially relevant behavior,using the threshold difference, identify whether the behavior of the wearer varies from the conventional response,store, upon a non-transitory computer readable storage device, information related to the at least one socially relevant behavior,responsive to identifying that the behavior of the wearer varies from the conventional response, present, to the wearer via one or more output features of the wearable data collection device, feedback directed to modifying the socially relevant behavior,analyze sensor data captured subsequently to a timeframe of presenting the feedback to identify a subsequent gesture of the wearer responsive to the feedback,determine whether the subsequent gesture more closely matches the conventional response, andpresent, via at least one output feature of the one or more output features of the wearable data collection device, subsequent feedback to the wearer, wherein the subsequent feedback comprises at least one of i) indication of success or failure in performing the conventional response, and ii) progress feedback comprising at least one of a) an ongoing score, b) a comparative score comparing a prior session to a present session, c) a competitive score comparing a score of the wearer to a score of one or more additional individuals, and d) a level completion status. 2. The system of claim 1, wherein the information related to the at least one socially relevant behavior comprises at least one of a verbal repetition count and a movement repetition count. 3. The system of claim 1, wherein the conventional response is based at least in part upon... | - | A61B005/16 A61B005/11 A61B005/00 A61B007/04 G06F019/00 G16H050/20 G16H010/65
US10403401 | B2 | 2019-09-03 | Medical apparatus with selectively enabled features | 2015-11-18 | A medical system includes a medical apparatus, a computer, a user input device, and at least one feature in communication with and controlled by the computer. The computer is in communication with the user input device, which is configured and arranged to allow a user to purchase the use of the feature. The computer is configured to enable the use of the feature after the user purchases use of the feature. | 1. A medical system comprising: a medical patient support apparatus, the medical patient support apparatus forming a patient support with a patient support surface for supporting a patient thereon and including a control system configured to control said patient support, said control system including a computer, and the patient support having a plurality of inactive hardware features, the inactive hardware features not having resident software;a user input device in communication with the computer;andthe plurality of inactive hardware features in communication with the computer, the user input device configured and arranged to allow a user to select one of the plurality of inactive hardware features as a user selected feature and seek authorization for the use of the user selected feature of the patient support, and after receiving authorization the computer configured to download the software appropriate for enabling the user selected feature and enable the use of the user selected feature after the software is downloaded to change the user selected feature to an active feature, and the computer disabling the active feature when the user selected feature is no longer authorized. 2. The patient support apparatus according to claim 1, wherein the user input device is configured and arranged to allow a user to make payment, for example, through a credit card, or to initiate billing to the user or to a third party. 3. The patient support apparatus according to claim 1, wherein the inactive features comprise at least one feature selected from the group consisting of a vital signs sensor, a load cell for monitoring patient activity, a bed exit load cell, a pressure sensor for monitoring interface pressure at a support surface of the patient support, a moisture sensor, a temperature sensor, an optical sensor, a sensor for predictive analytics, and a depth sensor for measuring envelopment into the support surface of the patient support. 4. The patient support apparatus according to claim 1, wherein the inactive features include an entertainment device. 5. The patient support apparatus according to claim 4, wherein the entertainment device comprises a device selected from the group consisting of a TV, a tablet, a phone, an electronic game, a noise cancellation device, speakers, and a held-held music player. 6. The patient support apparatus according to claim 1, wherein the inactive features include a treatment device or a diagnostic device. 7. The patient support apparatus according to claim 6, wherein the plurality of inactive features includes a treatment device, the treatment device comprising a device selected from the group consisting of a turning device, a deep vein thrombosis device (DVT device), a percussion and/or vibration device, a temperature management device, a vacuum assisted device, and a hyperbaric device for delivering oxygen. 8. The medical system according to claim 1: wherein the user input device is configured and arranged to ... | Stryker Corporation | G06F019/00 A61B005/0402 A61H007/00 G16H040/63 A61G007/018 A61H023/02 A61H023/00 A61G007/05 G07F017/00 A61B005/00 A61G007/012 A61G007/005 A61B005/0205 A61H009/00
US10405809 | B2 | 2019-09-10 | Injectable device for physiological monitoring | 2014-03-18 | An injectable detecting device is provided for use in physiological monitoring. The device includes a plurality of sensors axially spaced along a body that provide an indication of at least one physiological event of a patient, a monitoring unit within the body coupled to the plurality of sensors configured to receive data from the plurality of sensors and create processed patient data, a power source within the body coupled to the monitoring unit, and a communication antenna external to the body coupled to the monitoring unit configured to transfer data to/from other devices. | 1. An injectable device for use in physiological monitoring, comprising: a body having a shape configured for subcutaneous insertion in a patient;a plurality of sensors axially spaced along the body that provide an indication of at least one physiological event of the patient;a power source within the body;a communication antenna external to the body configured to transfer data to/from other devices, wherein the communication antenna is a self-expanding antenna having a compressed state prior to subcutaneous injection and expanded shape immediately after subcutaneous injection;a power and communication module within the body and coupled to the communication antenna and the plurality of sensors, wherein the power and communication module selectively supplies power to each of the plurality of sensors and receive sensor data from each of the plurality of sensors. 2. The injectable device of claim 1, wherein the body is flexible to allow conformance to adjacent tissue anatomy. 3. The injectable device of claim 1, wherein at least a portion of the body has a drug eluting coating. 4. The injectable device of claim 1, wherein the self-expanding communication antenna in the compressed state has a cross-sectional profile less than or equal to a cross-sectional profile of the body of the injectable device. 5. The injectable device of claim 1, wherein the power and communication module manages power consumption by the plurality of sensors. 6. The injectable device of claim 5, wherein the power and communication module manages power consumption of the plurality of sensors via at least one of modulating drive levels per sensor and modulating a clock speed. 7. The injectable device of claim 5, wherein the power and communication module manages power consumption by selectively sampling different types of sensors including in the plurality of sensors at different times. 8. The injectable device of claim 7, wherein the power and communication module continuously samples a first sensor, and monitors a second sensor in order to verify a physiological status flag raised by the first sensor. 9. The injectable device of claim 1, wherein the plurality of sensors includes two current delivery electrodes and two sensing electrodes for measuring bioimpedance. 10. The injectable device of claim 1, wherein at least one of the plurality of sensors has openings or an absorbent material configured to sample a hydration level or electrolyte level in a surrounding tissue site of the plurality of sensors. 11. The injectable device of claim 1, wherein the plurality of sensors further includes at least one activity sensor selected from at least one of, ball switch, accelerometer, minute ventilation, heart rate (HR), bioimpedance noise, skin temperature/heat flux, blood pressure (BP), muscle noise and posture. 12. The injectable device of claim 1, wherein the power source and the power and communication module are hermetically sealed, and wherein the communication antenna... | MEDTRONIC MONITORING, INC | A61B005/07 A61B005/053 A61B005/00 A61B005/0205 A61B005/145 A61B005/042 A61N001/372 A61B005/11
US10417923 | B2 | 2019-09-17 | Systems, apparatuses, and methods for memory recall and reactivation by targeted stimulation | 2015-12-31 | Systems, apparatuses, and methods for memory recall and reactivation by targeted stimulation are provided. Systems, apparatuses, and methods are described for providing patterns of a reinforcing cue re-presentation during sleep. Systems, apparatuses, and methods are also described for determining patterns of a reinforcing cue for re-presentation during sleep. Systems, apparatuses, and methods are also described for determining reinforcing cues for re-presentation during sleep. Systems, apparatuses, and methods are also described for determining and predicting sleep intervals based only on sleep onset. | 1. A method for providing patterns of a reinforcing cue re-presentation during sleep, comprising: receiving an indication of a learning category that a subject has begun to learn by a control apparatus;monitoring sleep intervals of the subject while the subject is asleep by a monitoring apparatus;determining that the subject is in a specific sleep interval by the control apparatus;providing by a stimulation apparatus the reinforcing cue for the learning category to the subject according to one or more patterns during the specific sleep interval based on the subject being in the specific sleep interval;receiving by the control apparatus an indication of accuracy of post-sleep recall of the subject for material of the learning category subsequent to the specific sleep interval; anddetermining by the control apparatus a different pattern for the reinforcing cue to be delivered to the subject during a subsequent sleep interval after the receiving of the indication, the different pattern being determined based on the indication. 2. The method of claim 1, wherein the one or more patterns comprise at least two patterns that overlap in one or more of application, location, and duration; or further comprising:providing by the stimulation apparatus another reinforcing cue for the learning category to the subject according to one or more additional patterns during the specific sleep interval based on the subject being in the specific sleep interval, wherein the one or more patterns and the one or more additional patterns overlap in one or more of application, location, and duration. 3. The method of claim 1, wherein the one or more patterns comprise a variation in at least one of frequency, intensity, volume, order, duration, repetition, or timing of the reinforcing cue. 4. The method of claim 3, wherein the reinforcing cue was previously provided to the subject during wakefulness of the subject preceding the subject being asleep and while the subject was learning the material of the learning category. 5. The method of claim 4, further comprising at least one of: the learning category being motor skills, and the specific sleep interval being one or more of slow wave sleep and stage II sleep;the learning category being creative thought, and the specific sleep interval being rapid eye movement (REM) sleep; orthe learning category being facts, and the specific sleep interval being slow wave sleep. 6. The method of claim 1, wherein the specific sleep interval comprises one or more of stage I sleep, stage II sleep, slow wave sleep, and rapid eye movement (REM) sleep, a sleep cycle, a progression of sleep stages within a sleep cycle, or a progression of sleep cycles throughout a sleep period. 7. The method of claim 1, wherein monitoring the sleep interval is performed by the monitoring apparatus according to one or more of electroencephalography (EEG), electromyography (EMG), electro-oculography (EOG), motion sensing, eye movement, breathing, skin temperatu... | Lotus Magnus, LLC | G09B005/02 A61B005/00 A61M021/02 A61B005/0478 A61B005/0484 A61B005/0488 A61B005/0496 A61M021/00 A61N002/00 A61B003/113 A61B005/01 A61B005/024 A61B005/0476 A61B005/08 A61B005/11 G09B005/06 G09B019/00 A61B018/00 A61N005/06
US10405885 | B2 | 2019-09-10 | Medical applicator | 2015-08-05 | A medical applicator and a manipulation unit for use in connection with specific variants of the medical applicator are disclosed. In general, the medical applicator has an insertion needle (108; 308) configured for puncturing a part of a human or animal body (B), a sensor assembly (110; 310) configured to be at least partially inserted into a human or animal body (B) when the body is punctured by said insertion needle (108; 308) and a lifting means (102; 301, 302) for lifting up a surface adjacent portion of the human or animal body (B) towards the insertion needle (108; 308). | 1. A medical applicator comprising: an insertion needle configured for puncturing a part of a human or animal body;a sensor assembly configured to be at least partially inserted into the human or animal body when the human or animal body is punctured by said insertion needle; andlifting means for lifting up a surface adjacent portion of the human or animal body towards said insertion needle, wherein said lifting means comprises a container member defining a cavity and an orifice, said cavity being configured for receiving said sensor assembly, said insertion needle being located within said cavity at a recessed position relative to the orifice and being configured for puncturing a part of said human or animal body entering through said orifice, said lifting means further comprising means for applying underpressure to said cavity for taking, through said orifice, an adjacent portion of said human or animal body into said cavity by suction, and wherein said sensor assembly comprises an external device configured to remain outside the human or animal body after deployment of said sensor assembly and having at least one self-adhesive surface portion facing towards said orifice. 2. The medical applicator according to claim 1, said medical applicator being configured to allow displacement of said insertion needle relative to said orifice towards said adjacent portion of said human or animal body. 3. The medical applicator according to claim 1, wherein said insertion needle is slidably movable relative to said container member. 4. The medical applicator according to claim 2, wherein said insertion needle is supported by a piston member, said piston member being slidably movable within a section of said container member and being exposable to an actuating force by means of a biased elastic member and/or by application of the underpressure. 5. The medical applicator according to claim 4, wherein said external device is admittable to the actuating force by means of the biased elastic member and/or by application of the underpressure for deployment of the external device to a surface of the human or animal body. 6. The medical applicator according to claim 5, wherein a fixation of said external device is releasable by deformation of a portion of the container member and/or by retraction of retention pins. 7. The medical applicator according to claim 1, wherein said external device is releasably fixed in a biased pre-deployment position. 8. The medical applicator according to claim 1, wherein said medical applicator includes a sealing member extending over said orifice to cover said cavity. 9. The medical applicator according to claim 1, whereby said lifting means comprises pincer arms configured for creating an upwardly bending movement of the skin and subcutaneous tissue of the human or animal body towards the insertion needle. 10. A system comprising: a medical applicator comprising: an insertion needle configured for puncturing a part of a human... | Roche Diabetes Care, Inc. | A61B017/34 A61B005/00 A61B005/145 A61B017/30
US10398222 | B2 | 2019-09-03 | Height-adjustable workstation | 2018-04-27 | An intelligent height-adjustable workstation includes a desktop and a seat cushion. The bottom of the desktop is supported by legs. Each of the legs is mounted with an electrical putter therein. The electrical putter is screw-fixed with the four corners of the bottom surface of the desktop. The underside of the desktop is mounted with an electrical putter control box. The electrical putter control box is mounted with a signal receiver therein. The bottom edge of the desktop is mounted with an electrical putter control panel connected to an external power supply. The seat cushion is mounted with a gravity sensor, a fiber optic sensor, a control box and a vibrator therein. The control box is mounted with a wireless signal generator and a lithium battery therein. The side of the seat cushion is mounted with a control panel. This improves work efficiency, reduces occurrence of occupational disease, alleviates sufferings. | 1. A height-adjustable workstation, comprising a desktop and a seat cushion, wherein: a bottom of the desktop is supported by legs;each of the legs is mounted with an electrical putter therein;the electrical putter is screw-fixed with four corners of a bottom surface of the desktop;an underside of the desktop is mounted with an electrical putter control box;the electrical putter control box is mounted with a signal receiver therein;a bottom edge of the desktop is mounted with an electrical putter control panel connected to an external power supply;the seat cushion is mounted with a gravity sensor, a fiber optic sensor, a control box and a vibrator therein;the control box is mounted with a wireless signal generator and a lithium battery therein; anda side of the seat cushion is mounted with a control panel. 2. The height-adjustable workstation in claim 1, wherein the gravity sensor is a pressure sensor. 3. The height-adjustable workstation in claim 1, wherein the electrical putter control panel is electrically connected to the signal receiver and the electrical putter. 4. The height-adjustable workstation in claim 1, wherein: the lithium battery is electrically connected to the control panel; andthe control panel is electrically connected to the vibrator, the wireless signal generator, the gravity sensor and the fiber optic sensor. 5. The height-adjustable workstation in claim 1, wherein the wireless signal generator is signally connected to the signal receiver. | SHANGHAI TEAMMAX FURNITURE CO., LTD. | A47B009/10 G01G019/44 A47B021/02 A47C031/00 A47B009/00 A61B005/02 A47B083/02
US10413243 | B2 | 2019-09-17 | Intravascular devices, systems, and methods having an adhesive filled flexible element | 2015-08-27 | Intravascular devices, systems, and methods are disclosed. In some instances, the intravascular device is a guide wire with an adhesive filled flexible element. For example, in some implementations a sensing guide wire includes a flexible elongate member; a flexible element extending distally from the flexible elongate member; a core member extending within a lumen of the flexible element; at least one flexible adhesive filling at least a portion of the lumen between the core member and the flexible element along a length of the flexible element; and a sensing element positioned distal of the flexible element. Methods of making, manufacturing, and/or assembling such intravascular devices and associated systems are also provided. | 1. A sensing guide wire, comprising: a flexible elongate member;a flexible element positioned distal of the flexible elongate member and extending to a distal end of the sensing guide wire;a core member extending within a lumen of the flexible element;at least one flexible adhesive filling at least a portion of the lumen between the core member and the flexible element along a length of the flexible element;a sensor housing positioned proximal of the flexible element such that the at least one flexible adhesive and the flexible element extend distally from the sensor housing, wherein the sensor housing is more rigid than the at least one flexible adhesive; anda sensing element disposed within the sensor housing. 2. The guide wire of claim 1, wherein the sensing element includes at least one of a pressure sensor or a flow sensor. 3. The guide wire of claim 1, wherein the flexible element includes at least one of a coil, a polymer tubing, or a coil-embedded polymer tubing. 4. The guide wire of claim 1, wherein the at least one flexible adhesive includes a flexible adhesive selected from the group of adhesives consisting of urethane adhesives and silicone adhesives. 5. The guide wire of claim 1, wherein the at least one flexible adhesive includes a first flexible adhesive having a first durometer and a second flexible adhesive having a second durometer, the second durometer being less than the first durometer. 6. The guide wire of claim 5, wherein the second flexible adhesive is positioned distal of the first flexible adhesive. 7. The guide wire of claim 1, further comprising a radiopaque marker element positioned proximal of the sensing element. 8. The guide wire of claim 7, wherein the radiopaque marker element includes a variable pitch coil. 9. The guide wire of claim 8, wherein the variable pitch coil is embedded in the at least one flexible adhesive. 10. The guide wire of claim 7, further comprising a polymer sleeve surrounding the radiopaque marker element. 11. A sensing guide wire, comprising: a flexible elongate member;a radiopaque element positioned distal of the flexible elongate member, the radiopaque element being a variable pitch coil defining a first radiopaque section, a second radiopaque section, and a radiolucent section positioned between the first and second radiopaque sections;a flexible element positioned distal of the radiopaque element and extending to a distal end of the sensing guide wire;at least one flexible adhesive filling at least a portion of a lumen of the flexible element along a length of the flexible element; anda sensor housing positioned between the radiopaque element and the flexible element such that the at least one flexible adhesive and the flexible element extend distally from the sensor housing, wherein the sensor housing is more rigid than the at least one flexible adhesive; anda sensing element disposed within the sensor housing. 12. The guide wire of claim 11, wherein the first and second radi... | VOLCANO CORPORATION | A61B005/02 A61B005/00 A61B005/0215 A61B005/026 A61B018/14 A61M025/09 A61B006/12 A61B006/00 A61B008/08 A61B008/12 A61B018/00 A61B090/00
US10409088 | B2 | 2019-09-10 | Adjustable contact lens system | 2016-10-03 | Various embodiments of methods and systems for improving and enhancing vision are disclosed. Adjustable lenses or optical systems may be used to provide adaptive vision modification. In some embodiments, vision modification may be responsive to the current state of the user's visual system. Certain embodiments provide correction of the subject's near and far vision. Other embodiments provide enhancement of vision beyond the physiological ranges of focal length or magnification. | 1. An adaptive vision modification system, comprising: a sensor;an adjustable contact lens including an adjustable optical element for modifying a visual input to a subject;a processor operatively connected to the sensor and to the adjustable contact lens, the processor including a signal input for receiving from the sensor an image quality signal indicative of a quality of an image at a retina of the subject;a pre-processor for preliminary signal processing of the image quality signal to produce a pre-processed signal;a signal analyzer configured to analyze the pre-processed signal to generate as output at least one quality parameter characterizing a quality of the visual input at a retina of the subject;a lens system controller configured to receive the at least one quality parameter and to generate a lens system control signal for controlling the adjustable contact lens in response to the at least one quality parameter;wherein in one or more of the pre-processor, the signal analyzer, and the lens system controller are packaged separately from the adjustable contact lens. 2. A contact lens controller, comprising: a first receiver for receiving a visual focal condition signal indicative of a visual focal condition of a visual input at a retina of a subject;a signal analyzer configured to analyze the visual focal condition signal to generate as output at least one quality parameter characterizing a quality of the visual input at a retina of the subject;a lens system controller configured to receive as input the at least one quality parameter and to generate as output a lens system control signal for controlling an adjustable contact lens in response to the at least one quality parameter; anda transmitter for transmitting the lens system control signal to the adjustable contact lens, the adjustable contact lens including an adjustable optical element for modifying the visual input to the subject, a second receiver for receiving the lens system control signal, and an actuator for actuating the adjustable optical element responsive to the lens system control signal. 3. The contact lens controller of claim 2, wherein the adjustable contact lens is adjustable between a first lens setting and a second lens setting responsive to the lens system control signal, wherein the first lens setting and the second lens setting are adapted to provide correction for near and far vision of the subject, respectively. 4. The contact lens controller of claim 3, wherein the lens system controller is adapted to receive an input from the subject and to generate the lens system control signal to control switching between the first lens setting and the second lens setting in response to the input from the subject. 5. The contact lens controller of claim 4, wherein the input from the subject includes a signal indicative of an intentional action of the subject. 6. The contact lens controller of claim 2, wherein the lens system controller is adapted to receive a magnific... | Gearbox, LLC | A61B003/14 G02C007/08 A61B005/04 A61B003/00 A61F002/16 G02C003/02 G02C007/04 G02C007/10 G02C011/00 A61B003/103
US10416740 | B2 | 2019-09-17 | Upsampling sensors to auto-detect a fitness activity | 2015-08-26 | In some examples, a method includes detecting, based at least in part on sampling a first set (122) of a plurality of sensors of a computing device (110) at a first rate, an indication that the user has initiated a fitness activity (112B), wherein the computing device (110) stores pre-defined identifiers of non-fitness and fitness activities in a set of pre-defined indications of activities; responsive to detecting the indication that the user has initiated the fitness activity, sampling, at a second rate that is greater than the first rate, a second set (120) of the plurality of sensors to determine a probability that the user is engaged in the fitness activity (112B); and responsive to determining that the probability satisfies a threshold, collecting, sensor data for the fitness activity using a particular set of the plurality of sensors that corresponds to a pre-defined identifier for the fitness activity (112B). | 1. A method for conserving power while reducing latency in collecting sufficient information for identifying particular fitness activities being performed by users of computing devices, the method comprising: determining, by a computing device while operating in a normal operational state of the computing device and based at least in part on applying a first Hidden Markov Model transformation to a sampling of a first set of a plurality of sensors of the computing device taken at a first rate that is a slowest rate from among three sampling rates so as to conserve power, whether a user of the computing device has transitioned from performing a non-fitness activity to initiating any fitness activity, wherein: the computing device stores pre-defined identifiers of non-fitness and fitness activities in a set of pre-defined indications of activities;determining whether the user of the computing device has transitioned from performing the non-fitness activity to initiating any fitness activity comprises identifying initial data from the first Hidden Markov Model transformation that precedes subsequent data from the first Hidden Markov Model transformation;the initial data corresponds to one or more of the pre-defined identifiers of non-fitness activities in the set of predefined indications of activities; andthe subsequent data corresponds to one or more of the pre-defined identifiers of fitness activities in the set of predefined indications of activities;responsive to determining that the user has transitioned from performing the non-fitness activity to initiating any fitness activity and until a probability that the user is engaged in a particular fitness activity satisfies a threshold, sampling, by the computing device while operating in an upsampling operational state of the computing device that uses more power than the normal operational state of the computing device, at a second rate that is a fastest rate from among the three sampling rates so as to more quickly obtain sufficient sensor data for identifying the particular fitness activities, a second set of the plurality of sensors to collect the sufficient sensor data to determine the probability that the user is engaged in a particular fitness activity, wherein the second set of the plurality of sensors includes a greater quantity of sensors than the first set of the plurality of sensors, wherein the probability that the user is engaged in the particular fitness activity is determined in part by applying a second Hidden Markov Model transformation to the sufficient sensor data;responsive to determining that the probability satisfies the threshold, collecting, by the computing device in an active operational state of the computing device that uses less power than the upsampling operational state and more power than the normal operating state, at a third rate that is greater than the first rate and less than the second rate so as to efficiently collect fitness information, additional sensor da... | Google LLC | A61B005/00 G06F001/3234 A61B005/11 G06F001/26 G06F001/16 G06F019/00 A61B005/024 A61B005/145
US10405765 | B2 | 2019-09-10 | Modular electrocardiogram device with high quality differential limb-leads and modularly expandable chest-leads | 2016-03-03 | A data acquisition system for use with expandable ECG electrode systems. The data acquisition system includes a main unit and one or more expansion units for increasing the number of ECG leads applied to a patient for enhanced monitoring capabilities. Multiple embodiments are illustrated for providing a common mode signal between the main electrode unit and expansion units without requiring the physical transmission of voltage potential between the main unit and the expansion unit. In one embodiment, the main unit and the expansion unit share a common ground reference potential. In a second embodiment, an optical signal is transmitted between the main unit and the extension unit to relay the common mode information while in a third embodiment, common electrode potentials are provided to both the main unit and the extension unit for constructing their own common reference signal. | 1. A system for obtaining a 12-lead electrocardiogram (ECG) from a patient, comprising: a plurality of limb electrodes located on the patient;a main unit including a first control unit including a first processor configured to receive a plurality of electrophysiological signals from the plurality of limb electrodes and operable to generate a first ECG;at least one chest electrode located on the patient;at least one extension unit including a second control unit including a second processor configured to receive at least one electrophysiological signal from the at least one chest electrode and operable to generate additional information to the first ECG;a single galvanic reference connection between the main unit and the one or more extension units, the single galvanic reference connection providing a common mode reference between the main unit and the extension unit; anda host monitoring device including a monitoring processor that received the first ECG signal and the additional information, wherein the common mode reference is used by the first control unit and the second control unit to generate the first ECG and the additional information such that the monitoring processor can combine the first ECG signal and the additional information to generate the 12-lead electrocardiogram from the patient. 2. The system according to claim 1 wherein the common mode reference from the main unit is digitalized and transmitted to the host monitoring device to be combined with additional information from the extension unit to form a part of the electrocardiogram. 3. The system according to claim 2 wherein the common mode reference is digitized and transmitted to the host monitoring devices. 4. The system according to claim 1 wherein the main unit is a 5 electrode ECG measurement unit. 5. The system of claim 1 wherein the single galvanic reference connection between the main unit and the at least one extension unit is a ground potential. 6. The system of claim 1 wherein the common mode reference is derived from at least one analog signal from one or more of the limb electrodes. 7. The system of claim 1 wherein the single galvanic reference connection between the main unit and one or more extension units is an internal reference voltage of the main unit. 8. The system of claim 1 wherein the common mode reference is digitized for subsequent electrocardiogram referencing. 9. The system of claim 1 wherein the single galvanic reference connection between two or more units is established along a lead wire by sharing a measurement electrode. 10. The system of claim 1 wherein the single galvanic reference connection between the main unit and the at least one extension unit is established through adjacent electrodes located on the patient. 11. The system of claim 1 wherein the common mode reference is communicated from the main unit to the at least one extension unit optically. 12. The system of claim 1 wherein the inner potential levels of the main unit and... | General Electric Company | A61B005/04 A61B005/0402 A61B005/0408 A61B005/0428 A61B005/00
US10403398 | B2 | 2019-09-03 | Efficient management of visible light still images and/or video | 2015-11-19 | A visible light imaging system includes acquisition circuitry, an image generator that generates at least one of a visible light image and a visible light video with light sensed by the acquisition circuitry, a memory, and a controller. The controller, in response to executing instructions of the memory: launches a scan application, visually presents a first soft tool that retrieves an identification of a subject of interest to an imaging study based on a user input, obtains at least one of a visible light image and a visible light video, which is generated by the acquisition circuitry and the image generator for the subject, associates the retrieved identification of the subject and the at least one of the image and the video, and transfers the at least one of the image and the video, the identification of the subject, and the association to a data repository. | 1. A visible light imaging system, comprising: acquisition circuitry configured to sense visible light and generate a signal indicative thereof in connection with scanning a sub-portion of tissue of a subject;an image generator configured to generate at least one of a visible light image and a visible light video with the signal;a memory configured to store a scan module, which includes computer executable instructions; anda controller, which, in response to executing the computer executable instructions, performs the following acts: visually presents, in response to a first input signal, a first soft tool that retrieves an identification of a subject of interest to an imaging study based on a user input;associates the retrieved identification of the subject and the at least one of the visible light image and the visible light video of the subject;constructs a soft menu with a first sub-menu with first controls for selecting anatomy corresponding to the scanned tissue;constructs the soft menu with a second sub-menu with second controls for selecting a type of examination performed for the selected anatomy,constructs a graphical representation of at least a sub-portion of a subject based on the selected anatomy and the selected type of examination;receives an input indicating a location of the scanned tissue on the constructed graphical representation;superimposes an overlay over the indicated location on the graphical representation; andtransfers the at least one of the visible light image and the visible light video with the associated identification of the subject and the superimposed overlay to a data repository. 2. The visible light imaging system of claim 1, wherein the controller, in response to executing the computer executable instructions, further: constructs the graphical representation of at least the sub-portion of the subject based on one or more of a gender of the subject, an age of the subject, or a desired orientation of the subject. 3. The visible light imaging system of claim 2, wherein the graphical representation includes at least two overlays, including an overlay superimposed over the graphical representation at an earlier date in response to a different imaging event, and at least one of a different intensity, color, gray scale, or size is used for the at least two overlays. 4. The visible light imaging system of claim 3, wherein the at least two overlays are located at a same location, and the controller, in response to clicking on one of the at least two overlays, visually presents a timeline that shows the corresponding two imaging events for the same location. 5. The visible light imaging system of claim 1, wherein the controller, in response to executing the computer executable instructions, further: visually presents, in response to a second input signal, an image and/or video editing soft tool;receives an edit command, which indicates an edit function to the at least one of the visible light image and the visible... | Koninklijke Philips N.V. | A61B005/00 G16H030/20 G06F019/00 H04N005/272 H04N005/232 H04N005/225 G06F003/0482 G06F003/0484 G06T011/60 A61B005/02
US10413181 | B2 | 2019-09-17 | Head health care device and head health care system | 2015-12-31 | A head health care device and a head care system are provided. The head health care device includes: a body; a plurality of sensing components provided and projected on an outer surface of the body, in which each sensing component is configured to sense head information of a user; and a plurality of health care components provided and projected on the outer surface of the body, in which the health care components are configured to perform health care operations on a head of the user according to a control signal. | 1. A head health care device, comprising: a body;a plurality of sensing components provided and projected on an outer surface of the body, in which each sensing component is configured to sense head information of a user; anda plurality of health care components provided and projected on the outer surface of the body, in which the health care components are configured to perform health care operations on a head of the user according to a control signal;wherein the health care device is in a shape of a comb; and the sensing components and the health care components are disposed on comb teeth of the comb, andone health care component and one sensing component are disposed on a same comb tooth. 2. The health care device according to claim 1, wherein at least one sensing component includes a sensing signal output part; at least one sensing component includes a sensing signal receiving part; the sensing signal output part is configured to send out a sensing drive signal; andthe sensing signal receiving part is configured to receive a sensing signal. 3. The health care device according to claim 2, wherein a number of the at least one sensing component including the sensing signal receiving part is greater than a number of the at least one sensing component including the sensing signal output part; and sensing components each including the sensing signal receiving part are distributed around the sensing components each including the sensing signal output part. 4. The health care device according to claim 2, wherein the health care device further comprises a controller; and the controller is disposed in the body and configured to generate the control signal according to information sensed by the sensing components, and send the control signal to the health care components to control the health care operations of the health care components, andthe controller further includes a sensing signal transmitting terminal and a sensing signal receiving terminal;the sensing signal transmitting terminal is configured to provide the sensing drive signal to the sensing signal output part of the sensing component; and the sensing signal receiving terminal is configured to receive the sensing signal from the sensing signal receiving part of the sensing component. 5. The health care device according to claim 1, wherein the body is internally provided with a cavity with a limited space; the cavity is provided with a nutrient solution storage tank; and the nutrient solution storage tank is configured to output nutrient solution to the health care components according to the control signal and allow the nutrient solution to be discharged. 6. The health care device according to claim 5, wherein the nutrient solution storage tank includes a plurality of vessels; the vessels are respectively configured to store different types of nutrient solutions, and at least one type of nutrient solution in the vessels can be conveyed to one corresponding health care component accordi... | BOE TECHNOLOGY GROUP CO., LTD. BEIJING BOE OPTOELECTRONICS TECHNOLOGY CO., LTD. | A46B011/04 A61B005/00 A61M035/00 A46B011/00 A46B009/02 A46B015/00
US10405745 | B2 | 2019-09-10 | Human socializable entity for improving digital health care delivery | 2016-09-12 | A health care delivery and monitoring system including a robotic figurine with a furry layer, having components and a mechanism that facilitates robotic motion and communication. The components includes a speaker, a motor assembly, a battery, control circuitry, a video camera, speech generator, a communication interface, a network interface and a speech detector operatively connected with each other. The video camera and the wearable device cooperate to enable the robotic figurine to observe the user. The system leverages data from the various digital devices of the patients and other 3rd party syndicated sources to derive insights and enable the delivery of personalized care to the patients. The network interface being connected via a network to a computer, which utilizes the derived insights to provide instructions to the figurine including gesture and voice commands that enable effective care delivery. | 1. A health care delivery and monitoring system, comprising: a robotic figurine having a mechanism including an audio interface, a speaker, a means for enabling robotic movement, a rechargeable power source, control circuitry, a video camera, a speech generator, a communication interface, a network interface, a local computation module and a speech detector operatively connected with each other;the robotic figurine includes eyes and an outer layer and stuffing, the stuffing surrounds a portion of the mechanism to protect it from impact and temperature changes;the network interface being connected via a network to a computer for providing back end data management and computing capacity;whereby the video camera enables the robotic figurine to observe a user and communicate observations to the computer, the computer generates instructions and communicates the instructions to the robotic figurine to enable the robotic figurine to communicate with the user;a client interface with a video terminal in communication with the figurine to provide supplemental communication to the user; andwherein video terminal streams are produced by a projector embedded in the robotic figurine, the projector generates a projection that is viewable by the user in two dimensions, the video terminal streams further include three dimensional images generated by a device capable of producing three dimensional images, where both the projector and the three dimensional video device are in operative communication with the backend computer. 2. The system as set forth in claim 1, wherein the instructions generated by the computer include gestures and voice communication. 3. The system as set forth in claim 2 further comprising: a wearable device in wireless communication with the communication interface for collecting health data of the user, the wearable device being attachable to the user and being capable of gathering biometric data of the user, andwherein the computer combines biometric data from the wearable device and syndicated data to generate gestures and voice communication to the user. 4. The system as set forth in claim 1, wherein the battery is rechargeable by induction. 5. The system as set forth in claim 1, wherein the figurine includes eyes that move and a motor assembly moves the eyes during communication with the user. 6. The system as set forth in claim 1, wherein the figurine includes appendages that move and a motor assembly moves the eyes during communication with the user. 7. The system as set forth in claim 1, wherein the figurine includes moveable eyes, a mouth, and appendages that move; the speaker communicates verbally with the user;the motor assembly moves the eyes, mouth and appendages during verbal communication with the user. 8. A method for health care delivery and monitoring comprising: providing a robotic figurine having components including: a speaker, a motor assembly, a battery, control circuitry, a video camera, speech generator, a comm... | - | A61B005/00 B25J011/00 G06F019/00 A63H003/00 G08B021/04 G08B025/01 G16H040/63 G16H040/67
US10402992 | B2 | 2019-09-03 | Method and apparatus for endoscope with distance measuring for object scaling | 2018-01-30 | A method and apparatus for capturing images of a scene using a capsule device including a camera are disclosed. An image sequence is captured using the camera when the capsule device travels through a human gastrointestinal tract. Also, structured-light images are captured using the camera by projecting structured light to one or more objects in a field of view of the camera when the capsule device travels through the human gastrointestinal tract. The structured-light images are interleaved with regular images in the image sequence. The distance information with respect to the capsule camera associated with objects of the selected image is derived. Both the image sequence and the distance information are outputted. A method of determining the size of an object of interest utilizing the distance information is also disclosed. In another method, the distance information is used to scale object or adjust intensities. | 1. A method of capturing images of a scene using a capsule device including a camera, the method comprising: administering the capsule device to a patient;projecting non-structured light from a non-structured light source to a scene in a field of view of the camera;capturing, by the camera, regular images formed on a common image plane of the camera when the capsule device travels through a human gastrointestinal tract;projecting structured light from a structured light source to the scene in the field of view of the camera;capturing, by the camera, structured-light images formed on the common image plane of the camera when the capsule device travels through the human gastrointestinal tract, wherein the structured-light images are interleaved with the regular images to derive distances associated with objects in the regular images with respect to the camera; andoutputting the regular images andoutputting the structured-light images for deriving information comprising the distances associated with the objects in the regular images based on the structured-light images or outputting derived information comprising the distances associated with the objects in the regular images, wherein each of the distances corresponds to one derived distance between one object in the regular image and the camera. 2. The method of claim 1 further comprises deriving the distances associated with the objects in the regular images based on the structured-light images. 3. The method of claim 2, wherein the derived information further comprises association information between the distances and corresponding images of the regular images. 4. The method of claim 3, wherein the association information corresponds to frame numbers or capture times of the corresponding images of the regular images. 5. An endoscope for capturing images of a scene using a capsule device, the capsule device comprising: a camera;a non-structured light source;a structured light source;one or more processors coupled to the camera and the structured light source;one or more output interfaces coupled to said one or more processors; andwherein said one or more processors are configured to: capture regular images using the camera by projecting non-structured light from the non-structured light source when the capsule device travels through a human gastrointestinal tract;capture structured-light images using the camera by projecting structured light from the structured light source to a scene in a field of view of the camera when the capsule device travels through the human gastrointestinal tract, wherein the structured-light images are interleaved with the regular images to derive distances associated with objects in the regular images with respect to the camera;output the regular images through said one or more output interfaces; andoutput the structured-light images for deriving information comprising the distances associated with the objects in the regular images based on the structured-light imag... | CapsoVision Inc. | A61B001/04 G06T007/521 G06T007/62 H04N005/225 H04N005/222 A61B001/00 A61B005/107 A61B005/07 A61B001/06
US10398897 | B2 | 2019-09-03 | Systems, devices, and methods for treating vestibular conditions | 2018-05-17 | Apparatus and methods are described herein that provide a vibratory device that can apply a vibratory signal to a portion of a head of a user such that the vibratory signal can be conducted via bone to a vestibular system of the user and cause a portion of the vestibular system to move in a manner equivalent to that of a therapeutically effective vibratory signal applied to an area overlaying a mastoid bone of the user. The vibratory device can be associated with frequencies less than 200 Hz. The vibratory device can be effective at treating a physiological condition associated with the vestibular system. | 1. An apparatus, comprising: a vibratory device configured to apply a vibratory signal to a portion of a head of a user such that the vibratory signal can be conducted via bone to a vestibular system of the user, the vibratory device including: a housing defining a chamber;a magnet disposed within the chamber and configured to oscillate to produce the vibratory signal, the magnet defining an opening that extends from a first end to a second end of the magnet, the second end of the magnet attached to a mounting plate; anda spring configured to suspend the magnet within the chamber, the spring having a first end attached to a portion of the housing and a second end extending through the opening of the magnet and attached to a portion of the mounting plate,the vibratory device, when engaged with an area overlaying a mastoid bone of the user, configured to apply the vibratory signal to treat a physiological condition associated with the vestibular system by applying the vibratory signal at a frequency being less than 200 Hz and a force level being greater than 87 dB re 1 dyne and less than or equal to 100 dB re 1 dyne. 2. The apparatus of claim 1, wherein the vibratory device is engageable with at least one of: the area overlaying the mastoid bone of the user, an area behind a head of the user, or an area on a forehead of the user. 3. The apparatus of claim 2, wherein the vibratory device, when is engaged with an area of the head other than the area overlaying the mastoid bone, is configured to apply the vibratory signal at a force level that is equal to or less than 14 dB re 1 dyne greater than the force level of the vibratory signal applied by the vibratory device when engaged with the area overlaying the mastoid bone. 4. The apparatus of claim 1, wherein the physiological condition includes at least one of: vertigo, dizziness, motion sickness, virtual reality sickness, spatial discordance, sopite syndrome, nausea, headache, migraine, or tinnitus. 5. The apparatus of claim 1, wherein the vibratory device has a resonant frequency, the apparatus further comprising: a signal source configured to supply an electrical signal to the vibrating device to cause the magnet to oscillate to produce the vibratory signal; anda sensor configured to measure information including at least one of: a current of the electrical signal, a voltage change of the electrical signal across the vibratory device, a magnetic field generated near the vibratory device, and an acceleration of the vibratory device. 6. The apparatus of claim 5, further comprising a processor configured to adjust a frequency of the electrical signal based on the information such that the electrical signal causes the magnet to oscillate to produce the vibratory signal such that the vibratory device vibrates at the resonant frequency. 7. The apparatus of claim 1, wherein the force level of the vibratory signal applied by the vibratory device when engaged with the area overlaying the mastoid bone ... | Otolith Sound Inc. | A61H023/00 A61H023/02 A61N001/36 A61B005/00 A61F011/04 A61M021/00 A61F011/00 A61N007/00 H04R005/033 H04R005/02
US10405987 | B2 | 2019-09-10 | Patient-specific spinal fusion cage and methods of making same | 2017-08-03 | A method of determining disc space geometry with the use of an expandable trial having endplate-mapping capabilities. An expandable trial is inserted into the disc space and its height is adjusted to obtain the desired decompression and spinal alignment (which is typically confirmed with the use of CT or Fluoroscopic imaging). The endplate dome/geometry dome is then determined by one of the following three methods: a) direct imaging through the trial,b) balloon moldings filled with flowable in-situ fluid (for example, silicon, polyurethane, or PMMA) from superior/inferior endplates orc) light-based imaging through superior & inferior balloons. | 1. An intervertebral trial having a distal end portion having upper and lower surfaces defining a height therebetween, wherein the height is adjustable and is adapted for insertion into a disc space between opposing vertebral endplates, and wherein the distal end portion has an imaging feature adapted to map a contour of a vertebral endplate, wherein at least one of the upper and lower surfaces has a balloon attached thereto,wherein the imaging feature comprises at least one light emitter and a camera, andwherein the imaging feature is adapted to carry out light absorption imaging of the balloon. 2. The trial of claim 1 wherein the balloon is filled with a fluid. 3. The trial of claim 1 further having a proximal end portion comprising a handle. 4. The trial of claim 1 further having an elongated intermediate portion. 5. The trial of claim 4 wherein the elongated intermediate portion comprises a rod. 6. The trial of claim 1 wherein the upper and lower surfaces are substantially planar. | DePuy Synthes Products, Inc. | A61F002/44 A61B008/12 A61F002/30 A61F002/46 A61B005/00
US10398415 | B2 | 2019-09-03 | Multi-chamber tissue sample cup for biopsy device | 2017-12-01 | A biopsy device includes a body, a needle, a cutter, and a tissue sample holder. The needle extends distally from the body. The cutter is longitudinally translatable relative to the needle and defines a cutter lumen. The tissue sample holder includes a rotatable member, an individual sample tray, and one or more bulk sample trays. The rotatable member defines a single chamber partially divided by a plurality of tray protrusions extending radially inwardly from a cylindrical wall of the rotatable member. The individual sample tray includes a single sample chamber that is configured to receive a single tissue sample. The bulk sample tray is configured to receive a plurality of tissue samples. | 1. A biopsy device comprising: (a) a body;(b) a needle extending distally from the body;(c) a cutter longitudinally translatable relative to the needle, wherein the cutter defines a cutter lumen;(d) a tissue sample holder including, (i) a rotatable member, wherein at least a portion of the rotatable member defines an inner chamber divided by a plurality of tray walls extending radially inwardly from an outer wall of the rotatable member,(ii) an individual sample tray including a single sample chamber, wherein the single sample chamber is configured to receive only a single tissue sample, and(iii) one or more bulk sample trays, wherein the bulk sample tray is configured to receive a plurality of tissue samples; and(e) an indexer associated with the body and configured to selectively lock the rotatable member in a plurality of positions relative to the body, wherein each position of the plurality of positions corresponds to a single position for the individual sample tray and each bulk sample tray of the one or more bulk sample trays. 2. The biopsy device of claim 1, wherein the rotatable member includes a plurality of tray walls that define a plurality of discrete tray chambers within the inner chamber defined by at least a portion of the rotatable member. 3. The biopsy device of claim 2, wherein the plurality of discrete tray chambers includes an individual tray chamber and a bulk tray chamber, wherein the individual tray chamber is configured to receive the individual sample tray, wherein the bulk tray chamber is configured to receive a single bulk sample tray of the one or more bulk sample trays. 4. The biopsy device of claim 3, wherein the tray walls are integral to the outer wall. 5. The biopsy device of claim 4, wherein the tray walls extend radially inwardly relative to the outer wall such that each tray wall connects to the other tray walls. 6. The biopsy device of claim 4, wherein the outer wall defines a generally cylindrical cross-section interrupted by a series of outward and inward projections, the outward and inward projections corresponding to each tray wall of the plurality of tray walls. 7. The biopsy device of claim 1, wherein the rotatable member includes a flange extending outwardly from at least a portion of the rotatable member, wherein the flange is configured to mate within a channel defined by a coupler associated with the body such that the flange is configured to axially couple the rotatable member to the body while permitting rotation of the rotatable member relative to the body. 8. The biopsy device of claim 7, wherein the coupler is configured to permanently and non-removably hold the rotatable member to the body once the flange is received within the channel. 9. The biopsy device of claim 7, wherein the flange includes a plurality of locators, wherein each locator of the plurality of locators corresponds to the individual sample tray or a single bulk sample tray of the one or more bulk sample trays. 10. The ... | Devicor Medical Products, Inc. | A61B005/00 A61B010/00 A61B010/02 B01L003/00 B65D025/10
US10398336 | B2 | 2019-09-03 | Catheter with improved safety line for distal tip and related method | 2017-12-22 | A catheter includes a tip electrode with a shell and a support member to provide a plenum chamber. The support member is formed with a U-shaped passage for a safety line to wrap around and secure the support member (with the shell affixed thereto) to the catheter. Additional passages are formed in the support member to accommodate components such as irrigation tubing, lead wires and a thermocouple wire pair. A method of manufacture provides distal installation and/or anchoring of the safety line, lead wire and thermocouple wire pair in the support member prior to sealing the support member and mounting the shell. | 1. A catheter, comprising: an elongated catheter body;a tip electrode distal to the catheter body, the tip electrode comprising: an electrically conductive shell having a proximal opening, anda support member having a passage portion defining a rounded distal surface, the support member comprising: a mid plug portion situated in the proximal opening of the shell, the mid plug portion having a first cross-sectional size,a hollow proximal portion proximal the mid plug portion and extending into the catheter body, the hollow proximal portion having a second cross-sectional size, anda distal portion distal the mid plug portion and extending into the proximal opening of the shell, the distal portion having a third cross-sectional size that is smaller than both the first cross-sectional size of the mid plug portion and the second cross-sectional size of the hollow proximal portion; anda safety tensile member having a tensile portion positioned in the passage portion of the support member to pass around the rounded distal surface. 2. The catheter of claim 1, wherein a distal end surface of the distal portion of the support member is recessed such that a lip generally surrounds the distal end surface. 3. The catheter of claim 1, further comprising a flange on the mid plug portion, the flange configured to abut a proximal end of the electrically conductive shell and limit an extent to which the mid plug portion and the distal portion of the support member can extend into a cavity defined by the electrically conductive shell and the support member. 4. The catheter of claim 3, wherein the electrically conductive shell is attached to the flange. 5. The catheter of claim 1, wherein the passage portion is U-shaped. 6. The catheter of claim 1, wherein the shell and the support member define a cavity therebetween, and the support member comprises a fluid passage providing fluid communication between the catheter body and the cavity. 7. The catheter of claim 6, wherein the shell has at least one fluid port configured to allow fluid communication between the cavity and outside the shell. 8. The catheter of claim 6, wherein the fluid passage comprises a blind hole extending from a proximal surface of the mid plug portion of the support member into the distal portion of the support member, the blind hole terminating proximal of a distal end of the distal portion of the support member. 9. The catheter of claim 8, wherein the blind hole extends into the distal portion of the support member a distance of about one third a length of the distal portion of the support member. 10. The catheter of claim 8, wherein the fluid passage further comprises at least one transverse fluid passage extending radially from the blind hole. 11. The catheter of claim 10, wherein the at least one transverse fluid passage extends radially from a distal end of the blind hole. 12. The catheter of claim 10, wherein the at least one transverse fluid passage comprises a plurality of tr... | Biosense Webster (Israel) Ltd. | A61B005/042 A61B018/14 A61B005/00 A61M025/00 A61M025/01 A61B018/00 A61B034/20
US10413699 | B2 | 2019-09-17 | Sleep guidance device and control method | 2017-07-21 | Provided is a sleep guidance device that serves to control a stimulus imparter for imparting stimuli to a human subject. The sleep guidance device acquires a biorhythm of the human subject; estimates sleep depths of the human subject from the acquired biorhythm of the human subject; and controls the stimulus imparter to impart a stimulus to the human subject in accordance with the acquired biorhythm of the human subject, and from among the sleep depths, a current sleep depth estimated for the human subject. | 1. A sleep guidance device for controlling a stimulus imparter for imparting a stimulus on a human subject, the device comprising: an acquirer configured to acquire a biorhythm of the human subject;a sleep depth estimator configured to estimate sleep depths of the human subject from the biorhythm of the human subject acquired by the acquirer; anda stimulus controller configured to control the stimulus imparter to impart a stimulus to the human subject in accordance with the biorhythm of the human subject acquired by the acquirer, and from among the sleep depths, a current sleep depth estimated by the sleep depth estimator for the human subject, whereinthe stimulus controller controls the stimulus imparter to impart the stimulus in either shorter or longer cycles than cycles of the biorhythm of the human subject acquired by the acquirer. 2. The sleep guidance device according to claim 1, wherein the stimulus controller controls the stimulus imparter such that, from among the sleep depths, a sleep depth estimated by the sleep depth estimator for the human subject at a time point set in advance is light. 3. The sleep guidance device according to claim 1, wherein in accordance with a length of a set sleep period, the stimulus controller modifies characteristics indicative of time changes in prior sleep depths of the human subject, andthe stimulus controller controls the stimulus imparter such that time changes in the sleep depths estimated by the sleep depth estimator approach the modified characteristics. 4. The sleep guidance device according to claim 3, wherein by either extending or contracting, along a time axis, the characteristics indicative of the time changes in the prior sleep depths of the human subject, the stimulus controller modifies the characteristics such that from among the sleep depths, a sleep depth at a time point at which the set sleeping period expires is light. 5. The sleep guidance device according to claim 1, wherein the acquirer further acquires a biorhythm of another human subject differing from the human subject,the sleep depth estimator estimates the sleep depths of the human subject from the biorhythm of the human subject acquired by the acquirer, and estimates sleep depths of the other human subject from the biorhythm of the other human subject acquired by the acquirer, andthe stimulus controller controls the stimulus imparter such that time changes in the sleep depths estimated for the human subject and time changes in the sleep depths estimated for the other human subject have either mutually equivalent phases or mutually reversed phases. 6. A sleep guidance device for controlling a stimulus imparter for imparting a stimulus on a human subject, the device comprising: an acquirer configured to acquire a biorhythm of the human subject;a sleep depth estimator configured to estimate sleep depths of the human subject from the biorhythm of the human subject acquired by the acquirer; anda stimulus controller configured... | YAMAHA CORPORATION | A61M021/00 A61M021/02 A61B005/00 A61B005/0205 A61B005/021 A61B005/0476 A61B005/11 A61B005/113
US10410539 | B2 | 2019-09-10 | Systems and methods for calculating text difficulty | 2017-05-23 | Disclosed are systems, methods, and products for language learning that automatically extracts keywords from resources using various natural-language processing product features, which can be combined with custom-designed learning activities to offer a needs-based, adaptive learning methodology. The system may receive resources having text and then determine a text difficulty score that predicts how difficult the resource is for language learners based on any number of factors, including any number of semantic and syntactic features of the text. Training resources labeled with metadata may be used to train a statistical model for determining difficulty scores of newly received text. Resources may be grouped based on difficulty score, and groups of resources may correspond to language learners' proficiency levels. | 1. A server-implemented method comprising: extracting, by a language learning server, text from at least a portion of one or more resources of a corpus stored in a database, the corpus comprising a plurality of resources, each resource containing text;identifying, by the language learning server, a set of lexical features in the text of a resource of the corpus according to a lexical feature bank file indicating one or more semantic features and one or more syntactic features, wherein the set of lexical features comprises at least one semantic feature in the bank file and at least one syntactic feature in the bank file;storing, by the language learning server, into the database configured to store the corpus comprising the plurality of resources and metadata associated with each resource, metadata containing a first value associated with each of the lexical features in the set of lexical features according to the bank file indicating each value associated with each respective lexical feature, wherein a computing device of a content curator executes one or more algorithms to determine a correct value of the first value associated with each of the lexical features by converging multiple values across the one or more resources such that the first value for each of the lexical features is determined based, at least in part, on their statistical distribution across the one or more resources in the corpus;determining, by the language learning server, a text difficulty score for the text using each of the first values associated with each of the features in the set of lexical features;outputting, by the language learning server, the text difficulty score to a user interface of the computing device of the content curator;transmitting, by the language learning server, a set of values comprising the first values of each feature in the set of lexical features to the computing device of the content curator; andupdating, by the language learning server, the text difficulty score of the text according to manual entry associated with a score adjustment received from the content curator. 2. The server-implemented method of claim 1, further comprising: updating, by the language learning server, the set of values based on one or more amendments received from the user interface of the content curator. 3. The server-implemented method of claim 1, further comprising: storing, by the language learning server, into the database storing the plurality of resources, metadata containing the text difficulty score associated with the text of each resource. 4. The server-implemented method of claim 3, further comprising: generating, by the language learning server, a portion of one or more lessons associated with a learner profile using the text of a resource selected from the database based upon metadata indicating one or more skill scores of the learner profile stored in a profile database and the metadata containing the text difficulty score of each of the resources of ... | Voxy, Inc. | G09B019/06 A61B005/16 A61B005/00 A61B005/048 G09B005/02 G06F017/27 G09B005/00 G09B007/08 A61B005/11 A61B005/0484 A61B005/0476
US10420512 | B2 | 2019-09-24 | Dynamic magnetic resonance imaging with variable contrast | 2015-04-08 | In a method for computing MR images of an examination object that performs a cyclic movement, MR signals are detected over at least two cycles of the cyclic movement. In each of these cycles, data for multiple MR images are recorded. Over these cycles, a magnetization of the examination object that influences the MR images approaches a state of equilibrium in a second of these cycles is closer to the state of equilibrium than in a first of these cycles. Movement information for various movement phases of the cyclic movement of the examination object is determined using the MR images from the second cycle, with movement information of the examination object determined for each of the various movement phases. Movement correction of the examination object is carried out in the MR images of the first cycle using the movement information determined in the second cycle. | 1. A method for generating magnetic resonance (MR) images of an examination object that performs a cyclic cardiac movement, with each cycle in said cyclic cardiac movement being divisible into successive movement phases, said movement phases being comparable from cycle-to-cycle, said method comprising: from a control computer, operating an MR scanner, while the examination object is situated therein, to acquire MR signals from the examination object over at least two cycles of said cyclic movement by acquiring, in each of said at least two cycles, a plurality of MR data sets respectively for a plurality of MR images wherein, over said at least two cycles, a magnetization given to nuclear spins of the examination object, that influences said MR data sets, is changing toward a state of equilibrium of said nuclear spins and wherein, in a second data set of said at least two cycles, said magnetization is closer to said state of equilibrium than in a first of said at least two cycles;in said control computer, determining movement information representing the respective movement phases in the second of said cycles, using the MR data sets acquired during said second of said cycles, with said movement information of the examination object being determined individually for each of said respective movement phases in the second of said cycles;in said control computer, executing a movement correction for correcting for said cyclic movement of said examination object in said first of said cycles by applying said movement information individually for the respective movement phases of the cyclic movement in said first of said cycles using the movement information determined individually for the respective movement phases in the second of said cycles;in said control computer, reconstructing MR images of the respective movement phases of said first of said cycles by executing a movement-corrected reconstruction wherein movement of the examination object in each of said movement phases of said first cycle is corrected using said movement information determined for said movement phases of said first of said cycles; andproviding the reconstructed MR images available at an output of said control computer in electronic form, as an image data file. 2. A method as claimed in claim 1 comprising, in said control computer, for each of said respective movement phases of the examination object in said second of said cycles, determining a movement change relative to each of the other respective movement phases in said second of said cycles, and executing said movement correction algorithm for said MR data sets of said first of said cycles to produce a movement corrected MR image for each of the respective movement phases in said first of said cycles. 3. A method as claimed in claim 1 comprising: at a display in communication with said control computer, displaying each of said MR images with a contrast value; andreconstructing said MR images to produce a contrast change betw... | Siemens Aktiengesellschaft | A61B005/055 A61B005/00 G01R033/50 G01R033/563 G01R033/565
US10398512 | B2 | 2019-09-03 | Method for generating position data of an instrument | 2010-05-17 | A method for detecting deformations and errors and/or for generating position data of an instrument (1) with at least one first section (2) with at least one first sensor (4) and at least one second section (3) with at least one second sensor (5), wherein the method encompasses metrologically determining the position of the first and second sensor (4, 5). The method encompasses mathematically determining the position of the second sensor (5) with regard to the first section (2), preferably in at least two ways. Further, an apparatus for executing the method is specified. | 1. A method for generating and displaying position data and/or for detecting deformations of a medical instrument including a first section with a first sensor and a second section with a second sensor, the first sensor being an electromagnetic or an optical sensor and the second sensor being an electromagnetic or an optical sensor, the method including determining a position of the first and second sensor metrologically, the method comprising: filing data reflecting allowable positions of the second sensor during possible applications of the instrument, the allowable positions of the second sensor being calculated relative to the first section, the allowable positions being a mathematical description of positions the second sensor may assume relative to the first section due to a capability of deformation of the instrument;mathematically determining the position of the second sensor relative to the first section from the metrologically determined position of the first and second sensor;comparing the mathematically determined position of the second sensor with the data on file;determining an absolute difference between the mathematically determined position of the second sensor with regard to the first section and the data on file to define mathematically determined position data of the second sensor;setting an upper limit value for the absolute difference such that values above the upper limit value indicate positions the instrument is incapable of being deformed into during use;identifying the mathematically determined position data of the second sensor outside the upper limit value as data influenced by measurement error or interference; anddisplaying, by an output device, the mathematically determined position of the second sensor as a function of the identified data influenced by measurement error or interference, the displaying including one of:displaying the mathematically determined position of the second sensor by the excluding of the data influenced by measurement error or interference, orfirst correcting the data influenced by measurement error or interference, and then displaying the mathematically determined position of the second sensor with the corrected data. 2. The method as recited in claim 1 wherein a tip of the instrument is a reference point for generating position data of the first section of the instrument. 3. The method as recited in claim 1 wherein spatial allocation of at least one of the first and second sections and at least one of the first and second sensors are described as homogenous transformation matrices. 4. The method as recited in claim 1 further comprising pointing out the existence of invisible objects in the spatial measurement data range or area influencing the metrological determination of the position of the sensors. 5. A computer program product, disposed on a non-transitory computer readable media, for generating and displaying position data and/or for detecting deformations of a medical instrument... | - | A61B005/05 A61B034/20 A61B005/06 A61B008/12 A61M025/01 A61B090/00
US10420476 | B2 | 2019-09-24 | Body-worn vital sign monitor | 2009-09-15 | The invention provides a body-worn monitor featuring a processing system that receives a digital data stream from an ECG system. A cable houses the ECG system at one terminal end, and plugs into the processing system, which is worn on the patient's wrist like a conventional wristwatch. The ECG system features: i) a connecting portion connected to multiple electrodes worn by the patient; ii) a differential amplifier that receives electrical signals from each electrode and process them to generate an analog ECG waveform; iii) an analog-to-digital converter that converts the analog ECG waveform into a digital ECG waveform; and iv) a transceiver that transmits a digital data stream representing the digital ECG waveform (or information calculated from the waveform) through the cable and to the processing system. Different ECG systems, typically featuring three, five, or twelve electrodes, can be interchanged with one another. | 1. A system for monitoring vital signs from a group of patients, comprising: (a) a monitoring device configured to be worn on the body of each patient in the group, each monitoring device comprising:a wireless system;a first sensor configured to generate a first time-dependent waveform indicative of one or more contractile properties of the patient's heart;a second sensor configured to generate a second time-dependent waveform indicative of one or more contractile properties of the patient's heart; anda processing component configured to: (i) receive a first signal representing the first time-dependent waveform; (ii) receive a second signal representing the second time-dependent waveform; (iii) calculate a blood pressure value from a pulse transit time measured between the first and second signals or versions thereof; and (iv) transmit the blood pressure value with the wireless system; and (b) a remote display device in communication with each monitoring device through the wireless system comprised by the monitoring device, the remote display device configured to simultaneously display a blood pressure value for each patient in the group when a signal strength corresponding to the wireless system comprised by each monitoring device is below a pre-determined threshold value, and further configured to automatically reconfigure the display device to display a blood pressure value for only a particular patient when the signal strength from the wireless system worn by the particular patient exceeds the pre-determined threshold. 2. The system of claim 1, wherein the signal strength represents a magnitude of a wireless signal transmitted from a monitoring device. 3. The system of claim 2, wherein the pre-determined threshold value is between −100 and −80 dB. 4. The system of claim 1, wherein the wireless system comprised by each monitoring device operates on a protocol selected from 802.11, 802.15.4, and cellular wireless protocols. 5. The system of claim 4, wherein the remote display device is further configured to simultaneously communicate with each monitoring device through a wireless network when the signal strength corresponding to the wireless system comprised by each monitoring device is below the pre-determined threshold value. 6. The system of claim 5, wherein the wireless network is a peer-to-peer wireless connection. 7. The system of claim 1, wherein the remote display comprises a first user interface configured to simultaneously display a blood pressure value for each patient in the group. 8. The system of claim 7, wherein the first user interface comprises separate fields for displaying the first time-dependent waveform and the blood pressure value for each patient in the group. 9. The system of claim 8, wherein the first time-dependent waveform is an ECG waveform. 10. The system of claim 8, wherein each monitoring device further includes a motion-detecting sensor, and the processing component of each monitoring device is further ... | SOTERA WIRELESS, INC. | A61B005/021 A61B005/00 A61B005/0205 A61B005/022 A61B005/024 A61B005/0402 A61B005/11 A61B005/08
US10420500 | B2 | 2019-09-24 | Imaging device for measuring characteristics of a hair or a scalp | 2016-08-16 | A hand held imaging device for measuring characteristics of hair and scalp, comprising a housing with a high magnification optic for obtaining magnified images of surface characteristics of hair fibers, said high magnification optic comprising a first lens and a first light source, and a low magnification optic for obtaining magnified images of the scalp and hair, said low magnification optic comprising a second lens and a second light source, wherein the high magnification optic has a fixed focal length and a slot for locating hair fibers in frame such that the hair fibers are in focus and wherein the device further comprises a viewing means, selected from an integral viewing means, an external viewing means and a combination thereof. | 1. A hand held imaging device for measuring characteristics of hair and scalp, comprising a housing with a high magnification optic for obtaining magnified images of surface characteristics of hair fibres, said high magnification optic comprising a first lens and a first light source, and a low magnification optic, said low magnification optic for obtaining magnified images of the scalp and hair independent of said high magnification optic and comprising a second lens and a second light source, wherein the high magnification optic has a fixed focal length and a slot for locating hair fibres in frame such that the hair fibres are in focus and wherein the device further comprises a viewing means, selected from an integral viewing means, an external viewing means and a combination thereof. 2. An imaging device as claimed in claim 1, wherein the low magnification optic has a light polarisation assembly, such that polarised and non-polarised illumination can be selected. 3. An imaging device as claimed in claim 2, wherein the light polarisation assembly is powered or controlled remotely from a software application. 4. An imaging device as claimed in claim 1, wherein the low magnification optic has a fixed focal length. 5. An imaging device as claimed in claim 4, wherein the low magnification optic has a cap, to give the correct spacing between the lens and the surface. 6. An imaging device as claimed in claim 1, wherein the slot has a width of from 0.5 to 1.0 mm and a depth of from 10 to 20 mm. 7. An imaging device as claimed in claim 1, wherein from 1 to 100 hair fibres are held in the slot. 8. An imaging device as claimed in claim 1, wherein the low magnification optic has a resolution in the range of 10 to 200 times (10 to 200×) and the high magnification optic has a resolution in the range of 500 to 1500 times (500 to 1500×). 9. An imaging device as claimed in claim 1, which comprises more than one light spatially arranged circularly around the low magnification optic located at a tip of the device. 10. An imaging device as claimed in claim 1, further comprising a software connection mechanism configured to connect to a software device. 11. An imaging device as claimed in claim 10, which is connected to a software device. 12. An imaging device according to claim 11 in which images are transferred to the software device. 13. An imaging device as claimed in claim 12, wherein the software device has an algorithm that provides a method for recommending hair-care products according to how relevant they are for individual consumers, based on benefits claimed on the products. 14. A method for evaluating condition of hair and scalp using the imaging device of claim 1, and recommending products appropriate to the condition of the hair, which method comprises the steps of: 1) placing hair fibres in the slot and obtaining a high resolution image of the fibres;2) optionally placing the low magnification optic onto the hair or scalp and obtaining ... | Conopco, Inc. | A61B005/00 G02B021/00 G02B021/36
US10417910 | B2 | 2019-09-17 | Driving profiles for autonomous vehicles | 2015-03-02 | One or more techniques and/or systems are provided for operating an autonomous vehicle based upon a driving preference. For example, a driving profile, comprising a driving preference (e.g., a speed preference, a route preference, etc.) of a user, may be provided to an automated driving component of the autonomous vehicle. An operational parameter for the autonomous vehicle may be generated based upon the driving preference of the user. The autonomous vehicle may be operated based upon the operational parameter. In an example, a condition of the user traveling in the autonomous vehicle may be determined, and the operational parameter for the autonomous vehicle may be adjusted based upon the condition of the user not corresponding to the driving preference. | 1. A method for operating an autonomous vehicle, comprising: providing a driving preference for a user to an automated driving component, implemented via a processor, of an autonomous vehicle;generating an operational parameter for the autonomous vehicle based upon the driving preference;operating the autonomous vehicle based upon the operational parameter;determining a condition of the user traveling in the autonomous vehicle based upon biometric data corresponding to the user while the autonomous vehicle is travelling; andresponsive to the condition of the user not corresponding to the driving preference, adjusting the operational parameter for the autonomous vehicle. 2. The method of claim 1, the providing the driving preference comprising: creating a communication connection to a remote preference provider; andobtaining the driving preference, through the communication connection, from the remote preference provider. 3. The method of claim 2, the remote preference provider hosted on at least one of a cloud-based server or a mobile device of the user. 4. The method of claim 1, the driving preference comprising an aesthetic route preference, wherein the generating the operational parameter for the autonomous vehicle based upon the driving preference comprises generating the operational parameter for the autonomous vehicle based upon the aesthetic route preference. 5. The method of claim 1, the driving preference comprising a safe route preference, wherein the generating the operational parameter for the autonomous vehicle based upon the driving preference comprises generating the operational parameter for the autonomous vehicle based upon the safe route preference. 6. The method of claim 1, the biometric data comprising at least one of heartrate data, body temperature data, skin conductance data, voice stress level data, brainwave data, or blood alcohol level data. 7. The method of claim 1, comprising: generating a route to a destination based upon the driving preference, wherein the operating the autonomous vehicle based upon the operational parameter comprises operating the autonomous vehicle to travel the route based upon the operational parameter. 8. The method of claim 7, comprising: responsive to the condition of the user not corresponding to the driving preference, generating an adjusted route to the destination based upon the driving preference; andoperating the autonomous vehicle to travel the adjusted route. 9. The method of claim 1, comprising: identifying that the user has entered a second autonomous vehicle;providing the driving preference to a second automated driving component, implemented via a second processor, of the second autonomous vehicle;generating a second operational parameter for the second autonomous vehicle based upon the driving preference; andoperating the second autonomous vehicle based upon the second operational parameter. 10. The method of claim 1, the providing the driving preference comprising: selec... | INRIX, Inc. | A61B005/00 A61B005/0205 A61B005/0476 G01C021/34 G05D001/00 G05D001/02 H04B001/3822 H04L029/08 G08G001/0967 H04W004/50 G06N020/00 G06F016/29 G08G001/01 G08G001/0968 B60W030/14 G07C005/00 G08G001/0965 B64C039/02 G08G001/097 H04B007/185 G06Q020/10 G06Q030/02 G08G001/07 H04W012/08 H04M015/00 G06Q040/08 H04L009/32 B60R016/023 G07B015/00 G08G001/0962 H04W004/04 G08G001/065 G01C021/36 H04W004/42 B60W040/08 B60W040/09 G08G001/09 G07B015/06 H04W004/40 H04W004/48 A61B005/024 A61B005/053 G06Q050/30
USRE047604 | E1 | 2019-09-17 | Magnetic resonance imaging apparatus and method for color-coding tissue based on T1 values | 2017-10-25 | A magnetic resonance imaging apparatus according to an exemplary embodiment includes a memory, a specifying unit, and a display controller. The memory stores a corresponding color table representing correspondence relationships between T1 values of which value ranges with respect to each tissue are known and colors to be assigned to pixels with the T1 values. The specifying unit analyzes a T1-valued image and specifies colors to be assigned to each pixel on the basis of T1 values converted from pixel values of each pixel and the corresponding color table. The display controller displays on a display the image color-coded with the specified colors. | 1. A magnetic resonance imaging (MRI) apparatus comprising: MRI gantry components including static and gradient magnetic field generators, at least one radio frequency (RF) coil coupled to an imaging volume, at least one RF transmitter, at least one RF receiver and at least one control computer having at least one processor and memory configured to control said gantry components to collect a plurality of T1-valued images in which signal intensity of a distinct target tissue in each image is increased relative to non-target tissues;the memory configured to store a color table representing correspondence relationships between (A) ranges of known T1 values with respect to each tissue and (B) colors to be assigned to pixels with the known T1 values;the at least one processor configured to analyze the plurality of T1-valued images and to specify colors to be assigned to each pixel of each of the plurality of T1-valued images on the basis of (a) T1 values, converted from pixel values of each pixel, and said color table; andthe at least one processor configured to display on a display the plurality of T1-valued images color-coded with the specified colors. 2. The magnetic resonance imaging apparatus according to claim 1, wherein: the gantry components collect the plurality of T1-valued images in which signal intensity of the distinct target tissue in each image is increased relative to non-target tissues by imaging under different imaging conditions, andthe plurality of T1-valued images are analyzed by the at least one processor by converting pixel values of each pixel to T1 values by calculations using (i) the imaging conditions and (ii) pixel values of the images. 3. The magnetic resonance imaging apparatus according to claim 1, wherein: the memory further stores a value table representing correspondence relationships between (C) pixel values of which value ranges with respect to each tissue are known and (A) T1 values of which value ranges with respect to each tissue are known; andpixel values of each pixel of the plurality of T1-valued images are converted by the at least one processor to T1 values on the basis of (i) the pixel values of each pixel and (ii) said value table. 4. The magnetic resonance imaging apparatus according to claim 1, wherein: the gantry components collect the plurality of T1-valued images in which signal intensity of the distinct target tissue in each image is increased relative to non-target tissues by imaging under different imaging conditions, andeach of said color-coded images are composited together by the at least one processor and displayed as a resulting color-coded composite image on the display. 5. The magnetic resonance imaging apparatus according to claim 1, wherein, in accordance with the plurality of T1-valued images, the at least one processor determines whether a pixel with a T1 value outside of a predetermined range is contained within an area formed of a pixel group with T1 values within the predetermined... | TOSHIBA MEDICAL SYSTEMS CORPORATION | A61B005/05 A61B005/055 G01R033/56 A61B005/00 A61M005/00 G01R033/50
US10398557 | B2 | 2019-09-03 | Method and device for percutaneous left ventricular reconstruction | 2016-12-21 | A method for reducing left ventricular volume, which comprises identifying infracted tissue during open chest surgery; reducing left ventricle volume while preserving the ventricular apex; and realigning the ventricular apex, such that the realigning step comprises closing the lower or apical portion of said ventricle to achieve appropriate functional contractile geometry of said ventricle in a dyskinetic ventricle of a heart. | 1. A system for reducing a chamber volume in a heart comprising: a suction device that is configured to apply suction to an epicardium of said chamber to bring opposing walls of said chamber into contact with one another and thereby reduce a size of said chamber, said opposing walls including a first wall and a second wall; anda needle that is configured to penetrate across said first and second walls of said chamber with said first wall contacting said second wall;wherein said suction device is configured to engage the epicardium and apply suction so that the epicardium is drawn into the suction device and the opposing walls are brought into contact with one another. 2. The system of claim 1, wherein said suction device is configured to apply suction to the epicardium to draw the epicardium into the suction device so that inner surfaces of said first wall and second wall are brought into contact with one another. 3. The system of claim 1, further comprising a tissue sensing element that is configured to sense infarcted tissue of the first wall or second wall. 4. The system of claim 3, wherein the tissue sensing element is configured to sense the infarcted tissue via pacing, angiography, echocardiography, or tissue Doppler. 5. The system of claim 1, further comprising: a clamp element that is configured to clamp said first and second walls; anda securing element for securing a clamped portion of said first and second walls. 6. The system of claim 5, further comprising a patch that is configured for application over the clamped portion of said first and second walls. 7. The system of claim 6, wherein the patch comprises a woven Dacron material or an extracellular matrix. 8. The system of claim 1, further comprising stitches that are applicable to said first and second walls of said chamber to affix said first and second walls together, said stitching penetrating through said first and second walls to affix said walls together to achieve appropriate functional contractile geometry of said chamber. 9. The system of claim 1, wherein said suction device and needle are configured for delivery to the heart via a minimally invasive procedure. 10. The system of claim 1, further comprising a thoracoscope or camera that is positionable into an incision to facilitate visualization of the epicardium during reducing of the chamber volume. | BioVentrix, Inc. | A61F002/24 A61B017/04 A61B001/313 A61M025/09 A61B005/042 A61B008/12 A61B017/00 A61B018/00 A61B090/00 A61B017/30
US10413176 | B2 | 2019-09-17 | Inattention measurement device, system, and method | 2015-09-30 | An inattention measurement device, system, and method wherein an index value indicating an inattention level of a subject is calculated based on information relating to a history of a gazing point of a subject when presented with a task of searching for a prescribed target. | 1. An inattention measurement system comprising: a gazing point measurement device that measures information relating to a history of a gazing point of a subject when presented with a task of searching for a predetermined target in a visual search including the target and a distractor; andan inattention measurement device that calculates an index value indicating an inattention level of the subject based on the information relating to the history of the gazing point measured by the gazing point measurement device,wherein the index value indicating the inattention level of the subject includes at least one of: a value calculated using a movement distance within a predetermined time of the gazing point, ora value calculated using a number of times the gazing point is detected in a predetermined area including the distractor. 2. The inattention measurement system according to claim 1, wherein the visual search includes a conjunction search. 3. The inattention measurement system according to claim 1, wherein the visual search includes a feature search. 4. The inattention measurement system according to claim 1, wherein the inattention measurement device compares the calculated index value indicating the inattention level of the subject with one or more thresholds set in advance. 5. The inattention measurement system according to claim 4, wherein at least one of the one or more thresholds is set according to the index value indicating the inattention level calculated for a given subject. 6. The inattention measurement system according to claim 5, wherein the given subject is selected from the group consisting of: a typically developing person and patients diagnosed with attention deficit/hyperactivity disorder. 7. The inattention measurement system according to claim 6, wherein the given subject is selected from the group consisting of: a typically developing person, patients diagnosed with attention deficit/hyperactivity disorder, and a patient diagnosed with at least one neuropsychiatric disease other than attention deficit/hyperactivity disorder. 8. The inattention measurement system according to claim 1, wherein the index value indicating the inattention level of the subject includes at least two or more of: a value calculated using a time until the gazing point of the subject is detected in a predetermined area including the target;a value calculated using the movement distance within a predetermined time of the gazing point, ora value calculated using the number of times the gazing point is detected in a predetermined area including the distractor. 9. The inattention measurement system according to claim 1, wherein the index value indicating the inattention level of the subject includes: a value calculated using a search time of a target until the gazing point of the subject is detected in a predetermined area including the target;a value calculated using the movement distance, ora value calculated using the number of times. 10. An inat... | NATIONAL UNIVERSITY CORPORATION HAMAMATSU UNIVERSITY SCHOOL OF MEDICINE | A61B003/113 A61B010/00 A61B005/16 A61B005/00 G06K009/00
US10405798 | B2 | 2019-09-10 | Bio-information detecting apparatus | 2016-09-01 | A bio-information detecting apparatus includes: a band member curved in a C-shape, and attached around a neck part of an examinee from a back side of the neck part; and a pair of electrodes for cardiac potential measurement disposed at positions on the band member that come into contact with right and left skin surfaces of the neck part, and in the pair of electrodes, a position of the electrode on the right is located relatively more frontward than a position of the electrode on the left. The bio-information detecting apparatus further includes a substrate to optically measure a blood oxygen saturation for pulse measurement at a position on the band member that comes into contact with the neck part of the examinee, and a pressing force of the substrate against the skin surface of the neck part is 0.96 to 1.21 [N/cm2]. | 1. A bio-information detecting apparatus comprising: a band member curved in a C-shape, the band member configured to be attached in a manner as to extend along a neck part of an examinee from a back side of the neck part toward both left and right lateral sides of the neck part; andfirst and second electrodes configured for cardiac potential measurement of the examinee, the first electrode being disposed on the band member configured to come into contact with a right skin surface of the neck part of the examinee, and the second electrode being disposed on the band member configured to come into contact with a left skin surface of the neck part of the examinee,wherein the first electrode is provided at a first free end of the band member, and the second electrode is provided between a center of the band member and a second free end of the band member such that the first electrode is located relatively more frontward than the second electrode, andwherein the first electrode is configured to be disposed in a more frontward region than a center of the right lateral side of the neck part of the examinee based on its location on the band member, and the second electrode is configured to be disposed at a more backward position than a center of the left lateral side of the neck part of the examinee based on its location on the band member. 2. The bio-information detecting apparatus according to claim 1, further comprising: a substrate having a light emitting part and a light receiving part each of which is configured to optically measure a blood oxygen saturation for pulse measurement of the examinee, the substrate disposed at a position on the band member configured to come into contact with the neck part of the examinee,wherein a pressing force of the substrate against the skin surface of the neck part is configured to be 0.96 to 1.21 [N/cm2]. 3. The bio-information detecting apparatus according to claim 1, wherein a contact surface of each of the first and second electrodes configured to come into contact with the skin surface of the neck part of the examinee is in a flat state or in a curved state in a direction in which a center portion of the contact surface protrudes more than a peripheral edge of the contact surface toward the skin surface of the neck part of the examinee not more than 1 mm. 4. The bio-information detecting apparatus according to claim 1, wherein a contact area of each of the first and second electrodes configured to come into contact with the skin surface of the neck part of the examinee is more than 25 mm2. 5. The bio-information detecting apparatus according to claim 2, wherein the substrate is provided between the first end of the band member and the center of the band member. 6. A bio-information detecting apparatus comprising: a band member curved in a C-shape, the band member configured to be attached in a manner as to extend along a neck part of an examinee from a back side of the neck part toward both left and righ... | TOYOTA JIDOSHA KABUSHIKI KAISHA | A61B005/00 A61B005/0408 A61B005/1455 A61B005/024 A61B005/0402
US10405808 | B2 | 2019-09-10 | Contactless blood pressure monitoring of a patient | 2017-04-21 | Contactless blood pressure monitoring, includes: illuminating a blood vessel of a patient with infrared (‘IR’) light; receiving, by an IR camera through a polarizing filter, IR light reflected by the patient; capturing at a time based on a heartrate of the patient, a first IR image of the blood vessel of the patient when the blood vessel is distended; determining, from the first image, a maximum diameter of the blood vessel; capturing at a time based on the heartrate of the patient, a second IR image of the blood vessel of the patient when the blood vessel is contracted; determining, from the second IR image, a minimum diameter of the blood vessel; and calculating blood pressure of the patient in dependence upon the maximum and minimum diameters of the blood vessel. | 1. A method of contactless blood pressure monitoring of a patient by a blood pressure monitoring system, the method comprising: illuminating a face of a patient including at least one blood vessel with infrared (‘IR’) light, wherein the blood pressure monitoring system comprises an IR camera, a polarizing filter, and a computer processor;receiving, by the IR camera through the polarizing filter, IR light reflected by the patient;capturing during a first time period, by the IR camera, a plurality of first IR images of at least one region of the face of the patient including the at least one blood vessel;selecting, based on a heartrate of the patient, from the plurality of first IR images, a first IR image including the at least one blood vessel when the at least one blood vessel is distended;determining, by the blood pressure monitoring system from the first IR image, a maximum diameter of the at least one blood vessel, wherein the determining comprises measuring, from the first IR image, a distance between points on the at least one blood vessel;capturing during a second time period, by the IR camera, a plurality of second IR images of at least one region of the face of the patient including the at least one blood vessel;selecting, based on a heartrate of the patient, from the plurality of second IR images, a second IR image including the at least one blood vessel when the at least one blood vessel is contracted;determining, by the blood pressure monitoring system from the second IR image, a minimum diameter of the at least one blood vessel, wherein the determining comprises measuring, from the second IR image, a distance between points on the at least one blood vessel;calculating, by the computer processor of the blood pressure monitoring system, blood pressure of the patient in dependence upon the maximum and minimum diameters of the at least one blood vessel and blood flow rate; andproviding, by the blood pressure monitoring system, the calculated blood pressure to a user selected from a group consisting of the patient and a physician. 2. The method of claim 1 further comprising calculating the heartrate of the patient, wherein the blood pressure monitoring system comprises an RGB camera, including: wherein illuminating further comprises illuminating the face of the patient with the IR light and visible light;capturing a series of RGBa (‘Red, Green, Blue, Alpha’) images while the patient is illuminated with the IR light;identifying from the RGBa images, maximum RGBa intensity values; anddetermining, as the patient's heartrate, a frequency of recurring maximum RGBa intensity values over a period of time. 3. The method of claim 1 further comprising calculating a blood flow rate of the patient, wherein the blood pressure monitoring system comprises an RGB camera, including: wherein illuminating further comprises illuminating the face of the patient with the IR light and visible light;capturing a series of RGBa (‘Red, Green, Blue, Alpha’) images... | International Business Machines Corporation | A61B005/00 A61B005/02 A61B005/021 A61B005/026 A61B005/0205 A61B005/107 A61B005/024
US10398333 | B2 | 2019-09-03 | Device and method for controlling acquisition of a signal and a system for acquisition of a signal | 2017-05-08 | Devices, systems, and methods for controlling acquisition of a signal representing a physiological measurement are described herein. An example device comprises: an input for receiving the signal in digital form, wherein the signal has been acquired by means of at least one electrode without galvanic contact between the electrode and the living being and has been processed by circuitry for acquisition of the signal in analog domain to refine the signal before the signal is converted from analog to digital domain; an adaptation decision module, being configured to determine whether a measure of signal quality indicates that an adaptation of the circuitry for acquisition of the signal in analog domain is beneficial for the robustness of the system and/or the quality of the obtained signals; wherein the adaptation decision module, is arranged to output a control signal for controlling a parameter affecting amplifier saturation in processing of the signal. | 1. A device for controlling acquisition of a signal representing a physiological measurement on a living being, the device comprising: an input for receiving the signal in digital form, wherein the signal (i) has been acquired by means of an electrode without galvanic contact between the electrode and the living being, and (ii) has been processed by circuitry for acquisition of the signal in analog domain, the processing of the signal by the circuitry occurring before the signal is converted from analog to digital domain;a signal quality calculation module configured to determine a measure of signal quality based on the received signal; andan adaptation decision module configured to: based on the determined measure of signal quality, detect a trigger to affect amplifier saturation in the processing of the signal by the circuitry, andin response to detecting the trigger, control a parameter of the circuitry that affects the amplifier saturation in the processing of the signal by the circuitry. 2. The device according to claim 1, wherein controlling a parameter of the circuitry comprises outputting a control signal that controls a gain of an amplifier. 3. The device according to claim 1, further comprising a feature extraction analysis module being configured to receive input from the adaptation decision module on the signal quality of the received signal and to determine features that are extractable from the received signal. 4. The device according to claim 1, wherein the adaptation decision module is configured to receive input from auxiliary sensors and is further configured to consider the received input from auxiliary sensors in determining whether an adaptation of the circuitry for acquisition of the signal in analog domain is beneficial. 5. The device according to claim 1, wherein the adaptation decision module is configured to compare the at least one measure of signal quality to a threshold value and determine whether the at least one measure of signal quality indicates that an adaptation of the circuitry for acquisition of the signal is beneficial based on a relation between the at least one measure and the threshold value. 6. The device according to claim 1, wherein the acquired signal is a measurement of capacitively coupled electrocardiogram, ccECG. 7. A system for acquisition of a signal representing a physiological measurement on a living being, the system comprising: a device according to claim 1;a sensor for obtaining a physiological measurement on a living being, the sensor comprising at least one electrode arranged to acquire a signal representing physiological measurement without the at least one electrode being in galvanic contact between the electrode and the living being; andprocessing circuitry for processing the signal representing the obtained physiological measurement. 8. The system according to claim 7, wherein the processing circuitry comprises an amplifier for amplifying the signal. 9. The system according to ... | IMEC VZW Katholieke Universiteit Leuven, KU LEUVEN R&D | A61B005/00 A61B005/04 A61B005/0452 A61B005/18
US10406413 | B2 | 2019-09-10 | Analysis apparatus, analysis method, and recording medium | 2014-10-03 | Provided is an analysis apparatus including an acquisition unit that acquires vibration data showing a vibration generated in a first object by having a second object come into contact with a first position on the first object, a first analysis processing unit that specifies the first position by comparing a vibration characteristic shown by the vibration data, and a vibration characteristic defined for each position where the second object may come into contact with the first object, and a second analysis processing unit that estimates a velocity after the contact of the second object based on a velocity of the first object and the first position. | 1. An analysis apparatus, comprising: at least one sensor configured to acquire vibration data that represents vibration generated in a first object; andat least one processor configured to: extract a portion of the acquired vibration data of a section region based on a contact of a second object at a first position on the first object,wherein the section region includes the first position;determine the first position, on the first object, of the contact of the second object, based on a comparison of the extracted portion of the acquired vibration data and a vibration characteristic of a plurality of vibration characteristics, wherein the plurality of vibration characteristics are defined for each of a plurality of positions on the first object;calculate a first velocity of the first object, based on an angular velocity of the at least one sensor and a displacement of the first position from a second position of the at least one sensor;estimate a second velocity after the contact of the second object with the first object, based on the calculated first velocity of the first object and an effective mass of the first object at the first position;estimate, based on the estimated second velocity, trajectory information for motion of the second object after the contact with the first object; andcontrol a display screen to display the estimated trajectory information. 2. The analysis apparatus according to claim 1, wherein the at least one processor is further configured to: calculate an impulse corresponding to the contact of the second object with the first object, based on the vibration characteristic and the extracted portion of the acquired vibration data; andestimate the second velocity after the contact of the second object with the first object, based on the calculated impulse. 3. The analysis apparatus according to claim 2, wherein the at least one processor is further configured to calculate the impulse from the extracted portion of the acquired vibration data, based on a transfer function included in the vibration characteristic. 4. The analysis apparatus according to claim 1, wherein the at least one sensor includes a motion sensor configured to acquire motion data indicating a rotation of the first object in the section region of the first object, andthe at least one processor is further configured to: estimate a posture of the first object based on the motion data, andestimate the second velocity after the contact of the second object, based on the estimated posture of the first object. 5. The analysis apparatus according to claim 4, wherein the at least one processor is further configured to: estimate, based on the estimated posture, a velocity direction of the first object at a time of the contact of the second object with the first object; andestimate the second velocity after the contact of the second object, based on the estimated velocity direction at the time of the contact of the second object with the first object. 6. The an... | SONY CORPORATION | A63B060/46 A63B024/00 A63B049/00 G01P003/12 G06K009/00 A61B005/11 G01P015/18 A63B060/00 A63B102/02 A63B102/04 A63B102/16 A63B102/18 A63B102/32
US10413229 | B2 | 2019-09-17 | Biometric device and biometric method | 2017-08-02 | A device that differentiates a living body includes at least one transmission antenna element that transmits a transmission signal to a predetermined range including the living body, N receivers that are arranged to surround a periphery of the predetermined range and each receive N reception signals using respective reception antenna elements of the receivers during a predetermined period, the N reception signals including a reflection signal resulting from the transmission signal reflected off the living body, memory that stores a teacher signal, a circuit that calculates a plurality of correlation coefficients according to the teacher signal and the N reception signals received by the N receivers and determines that the living body and the subject living body are identical to each other when a predetermined correlation coefficient included in the plurality of correlation coefficients is included in a predetermined value range. | 1. A device that differentiates a living body, the device comprising: at least one transmission antenna element that transmits a transmission signal to a predetermined range including the living body;N receivers that are arranged to surround a periphery of the predetermined range and each receive N reception signals using respective reception antenna elements of the receivers during a predetermined period, the N reception signals including a reflection signal resulting from the transmission signal reflected off the living body;memory that stores a teacher signal constituted of N reception signals obtained by the N receivers receiving in advance reception signals including a reflection signal resulting from a transmission signal that is transmitted from the at least one transmission antenna element to a subject living body and then reflected off the subject living body;a circuit that calculates a plurality of correlation coefficients according to the teacher signal and the N reception signals obtained by being received by the N receivers and determines that the living body and the subject living body are identical to each other when a predetermined correlation coefficient included in the plurality of correlation coefficients is included in a predetermined value range. 2. The device according to claim 1, wherein the circuit further calculates a cumulative distribution function with respect to the plurality of correlation coefficients, anddetermines that the living body and the subject living body are identical to each other when a correlation coefficient that is included in the plurality of correlation coefficients and has a cumulative percentage that indicates a first value in the cumulative distribution function is included in a value range not less than a second value and not more than a third value. 3. The device according to claim 1, wherein the circuit calculates a plurality of correlation coefficients between the teacher signal and each of the N reception signals as the plurality of correlation coefficients by sliding correlation operation. 4. The device according to claim 1, wherein the circuit further estimates a position of the living body in the predetermined range using the N reception signals, andcalculates the plurality of correlation coefficients using the position of the living body. 5. The device according to claim 1, wherein the at least one transmission antenna element includes a plurality of transmission antenna elements, andthe plurality of transmission antenna elements are arranged at positions different from each other. 6. The device according to claim 1, wherein the at least one transmission antenna element includes N transmission antenna elements,the N reception antenna elements are respectively the N transmission antenna elements, andthe circuit further estimates a position of the living body in the predetermined range using the N reception signals, andcalculates the plurality of correlation coefficients using the pos... | PANASONIC INTELLECTUAL PROPERTY MANAGEMENT CO., LTD. | A61B005/18 A61B005/00 A61B005/024 A61B005/11 A61B005/05 A61B005/117
US10398351 | B1 | 2019-09-03 | Systems and methods for motion compensation in ultrasonic respiration monitoring | 2018-12-11 | Described herein are example methods, devices and systems for motion compensation in ultrasonic respiration monitoring. A respiration detection system includes a first probe placed on a front side of a patient's body and a second probe placed on a dorsal side of the body. The first probe includes an ultrasound transducer, a first accelerometer unit and a magnetic field sensor unit, and the second probe includes a second accelerometer unit and magnetic field sensor unit. Due to respiration of the patient, the abdominal region of the body moves, creating measurement errors when an ultrasound beam is directed towards an internal structure (internal tissue region) inside the patient's body. Correction for such measurement errors uses input data from the first and second accelerometer units and the magnetic field sensor unit. | 1. A respiration detection system comprising: a first probe comprising: an ultrasonic transducer stationary located within the first probe and having a transceiving face oriented at an acute angle relative to a front plane of the first probe, wherein the ultrasonic transducer is configured to produce an ultrasound beam at the transceiving face for transmission into an internal structure inside a body of a patient,a first accelerometer unit, anda first magnetic field unit, wherein the ultrasonic transducer, the first accelerometer unit, and the first magnetic field unit are stationary located in the first probe; anda second probe comprising: a second accelerometer unit, anda second magnetic field unit, wherein the second accelerometer unit and the second magnetic field unit are stationary located in the second probe;wherein the ultrasonic transducer, the first and second accelerometer units, and the first and second magnetic field units are coupled to a signal processor,wherein the first probe is configured to be placed on a front side of the body of the patient,wherein the second probe is configured to be placed on a dorsal side of the body of the patient, andwherein combination of the first and second accelerometer units and the first and second magnetic field units are configured to produce output signals that are a function of spatial positional movement and orientation of the ultrasonic transducer upon respiration by the patient. 2. The respiration detection system of claim 1, wherein the first and second accelerometer units each comprise at least two accelerometers. 3. The respiration detection system of claim 1, wherein the first accelerometer unit includes a three-axis accelerometer device. 4. The respiration detection system of claim 1, wherein the spatial positional movement and the orientation are related to at least one of heave, roll, pitch and yaw type movements. 5. The respiration detection system of claim 1, wherein the ultrasonic transducer is located in the first probe by means of a body of a first material comprising ultrasound non-sonolucent material which extends towards the front plane of the first probe,wherein the body of the first material surrounds a recess extending from the transceiving face towards the front plane of the first probe,wherein a first body part of a second material comprising ultrasound sonolucent material is located in the recess at and in front of the transceiving face of the ultrasonic transducer towards the front plane of the first probe, andwherein a second body part of the second material is applied onto a front surface of the body of the first material and made integrally engaged therewith, the first and second body parts being integral. 6. The respiration detection system of claim 5, wherein the ultrasonic transducer is engaged within a socket-like member positioned within the recess, and wherein the socket-like member is formed of ultrasound non-sonolucent material. 7. The respiration detec... | Respinor AS | A61B005/00 A61B005/08 A61B008/08 A61B008/00
US10416331 | B2 | 2019-09-17 | Two-dimensional capacitive sensor for locating the presence of an object and/or of an individual | 2015-12-16 | A capacitive sensor for locating the presence of an individual and/or of an object is provided including: a first layer including at least one first electrode extending in a first direction;a second layer having at least one second electrode extending in a second direction; in which the first direction is different from the second direction, and in which the first layer is electrically insulated from the second layer. | 1. A capacitive sensor for detecting, locating a presence, evaluating a floor surface and/or tracking an activity of an individual and/or an object, said sensor comprising: a first layer comprising at least one first electrode extending in a first direction; anda second layer having at least one second electrode extending in a second direction;wherein the first direction is different from the second direction, andwherein the first layer is electrically insulated from the second layer,the capacitive sensor further comprising: an electronic driving module configured: to independently apply respective voltages on each of the first and second electrodes including at least one zero voltage on at least one of the first and second electrodes, andto measure electrical charges accumulated on each of the first and second electrodes,an information processing module configured for analyzing a spatial distribution of variations of the measured electrical charges for each one of the first and second electrodes by determining: information dependent on a coupling to ground of said one of the first and second electrodes if the voltage applied to said one of the first and second electrodes is not zero; orinformation independent of the coupling to ground if the voltage applied to said one of the first and second electrodes is zero and the voltage applied to at least one other electrode of the first and second electrodes is not zero;in order to detect, locate the presence, evaluate the floor surface and/or track the activity of an individual and/or an object. 2. The sensor as claimed in claim 1, wherein the first and second directions are substantially perpendicular to each other. 3. The sensor as claimed in claim 1, wherein the first and second layers extend in planes substantially parallel to each other. 4. The sensor as claimed in claim 1, comprising a display module comprising a control screen and coupled to the information processing module for generating an image on the control screen representative of the spatial position of the object and/or individual based on the spatial distribution of the measured charges for each of said electrodes. 5. The sensor as claimed in claim 1, wherein each electrode of the first and second layers is electrically insulated by a respective protective sleeve made at least partially of a polymer. 6. The sensor as claimed in claim 5, wherein each protective sleeve is held by a support having a perforated or airy structure. 7. The sensor as claimed in claim 6, wherein each support has at least one self-adhesive surface. 8. The sensor as claimed in claim 6, wherein each support comprises a centimeter mesh net made up at least partially of a material selected among fiberglass, polyester, polypropylene, polyethylene and polyamide. 9. The sensor as claimed in claim 8, wherein each electrode of the first and second layers is electrically insulated by a respective protective sleeve, and wherein, for each layer, the mesh net and the... | BOSTIK SA | G01R027/26 G01V003/08 A61B005/11 G08B021/04 H03K017/955 A61B005/00
US10413325 | B2 | 2019-09-17 | Systems and methods for implanting an implantable cardiac monitor | 2017-02-21 | The present disclosure provides systems and methods for implanting an implantable cardiac monitor. An injection system includes an implantable cardiac monitor (ICM), a plunger, a plunger handle coupled the plunger, and an injector housing. The injector housing includes a tube extending from a first end of the injector housing to a second end of the injector housing, the tube configured to receive the ICM and the plunger, and at least one leaflet formed at the second end of the injector housing, the at least one leaflet configured to rotate outward when a user operates the plunger handle to push the ICM through the injector housing second end via the plunger. | 1. An injection system comprising: an implantable cardiac monitor (ICM);an obturator comprising: a tip;a handle; anda shaft extending between the tip and the handle; andan injector housing comprising: a tube extending from a first end of the injector housing to a second end of the injector housing, the tube configured to receive the obturator; anda receptacle in communication with the tube and an external environment, the receptacle configured to receive the ICM. 2. The injection system of claim 1, wherein the tube comprises: a first tube portion having a first inner diameter; anda second tube portion having a second inner diameter, wherein the first inner diameter is smaller than the second inner diameter. 3. The injection system of claim 2, wherein the receptacle is in direct communication with the second tube portion. 4. The injection system of claim 1, wherein the receptacle comprises a plurality of protrusions configured to retain the ICM in the receptacle. 5. The injection system of claim 1, wherein the obturator tip is shaped to perform blunt dissection of tissue. 6. The injection system of claim 5, wherein the obturator tip has one of a tapered conical shape, a duckbill shape, an oval shape, a wedge shape, and a hook shape. 7. The injection system of claim 5, wherein the injector housing further comprises an indicator proximate the injector housing first end, the indicator facilitating alignment of the injector housing with an incision made in a patient. 8. A method for operating an injection system, the method comprising: inserting an obturator into a tube of an injector housing such that the obturator extends from a first end of the injector housing to a second end of the injector housing; andinserting an implantable cardiac monitor (ICM) into a receptacle of the injector housing, wherein the receptacle is in communication with the tube of the injector housing. 9. The method of claim 8, further comprising: making an incision in a patient;inserting at least a portion of the injector housing into the incision;withdrawing the obturator from the tube in a first direction until the ICM drops into the tube; andadvancing the obturator in a second direction opposite the first direction to discharge the ICM from the tube. 10. The method of claim 9, further comprising aligning an indicator formed proximate the injector housing first end with the incision prior to advancing the obturator. 11. The method of claim 9, further comprising performing blunt dissection on tissue of the patient using a tip of the obturator. 12. The method of claim 8, wherein inserting an obturator comprises inserting the obturator into a tube that includes a first tube portion having a first inner diameter, and a second tube portion having a second inner diameter, wherein the first inner diameter is smaller than the second inner diameter. 13. The method of claim 8, wherein inserting an ICM comprises inserting the ICM into a receptacle that includes a plurality ... | PACESETTER, INC. | A61B017/34 A61B005/02 A61B005/00 A61M037/00
US10416118 | B1 | 2019-09-17 | Measurement system and method of use | 2017-05-12 | A measurement system, its assembly and use are disclose. The system may include an instrument for making sensor measurements. The instrument has a substantially cylindrical housing. The shape and size allow the instrument to easily fit in an average hand enabling handheld operation. The housing houses a board stack of electronic boards. These electronics drive an electrical signal in at least one drive channel and measure responses from at least two sensing channels. These responses are provided to a processor for analysis. The instrument has a sensor connector that enables simultaneous electrical and mechanical attachment of an end effector. | 1. An apparatus comprising: a housing that is substantially cylindrical;a board stack of at least two electronic boards within the housing, the board stack configured to drive an electrical signal in at least one drive channel and measuring responses from at least two sensing channels;a communication module configured to provide the responses to a processor; andan instrument side sensor connector, located at one end of the housing, operably connected to the board stack. 2. The apparatus of claim 1, further comprising a sensor mechanism having a sensor and a threaded mechanical feature. 3. The apparatus of claim 2, further comprising: a ring on the housing mechanically attaching the sensor mechanism, the ring having a retention plate with a pin for aligning a sensor side sensor connector with the instrument side sensor connector. 4. The apparatus of claim 3, wherein the sensor mechanism is secured to the housing by the ring mating the sensor side sensor connector with the instrument side sensor connector such that an insertion between connectors is between 20% and 80% of a wipe length associated with said connectors. 5. The apparatus of claim 1, wherein the housing comprises a cover section having a first hole for a display; anda structural section having a plurality of mounting holes, the board stack mechanically secured to the plurality of mounting holes via fasteners. 6. The apparatus of claim 5, further comprising: an energy storage device for powering the apparatus, and whereinthe board stack includes an energy storage device management circuit, andthe housing further comprises a bottom cover section securing the energy storage device. 7. The apparatus of claim 5, wherein the housing further comprises a third section having side panels running along a longer dimension of the board stack and a crossing plate configured to channel heat away from temperature sensitive components, the crossing plate fit between a first and a second electronics board in the board stack. 8. The apparatus of claim 7, further comprising a gap pad adhered to the crossing plate and contacting at least one component on the first electronics board. 9. The apparatus of claim 1, wherein the outer diameter of the housing is less than 2.5 inches. | JENTEK Sensors, Inc. | G01N027/82 G01N027/90 G01B011/02 A61B005/0404 G01N027/04 G01R027/12
US10405780 | B2 | 2019-09-10 | Lower limb loading assessment systems and methods | 2015-02-18 | A lower loading assessment system having at least one motion sensor mounted to a subject's lower limb that is configured to sense the tibial shockwaves experienced by the lower limb as the subject performs a repetitive physical activity involving repetitive footstrikes of the lower limb with a surface. The motion sensor comprises an accelerometer that is configured to sense acceleration data in at least three axes and generate representative acceleration data over a time period associated with the physical activity. The acceleration data represents a series of discrete tibial shockwaves from the discrete footstrikes. A data processor receives the tibial shockwave data and processes that to generate output feedback data comprising data to assist the subject to minimize future loading in their lower limbs. | 1. A lower limb loading assessment system comprising: at least one wearable motion sensor releasably securable to a subject's lower limb that is configured to sense the tibial shockwaves experienced by the lower limb as the subject performs a repetitive physical activity involving repetitive footstrikes of the lower limb with a surface, the wearable motion sensor comprising an accelerometer that is configured to sense acceleration data in at least three orthogonal axes and generate representative multi-axis acceleration data over a time period associated with the physical activity, the wearable motion sensor generating tibial shockwave data comprising the generated multi-axis acceleration data which represents a series of discrete tibial shockwaves from the discrete footstrikes; anda data processor that is configured to receive and convert the tibial shockwave data comprising the multi-axis acceleration data sensed by the wearable motion sensor into resultant acceleration magnitude data, and wherein the data processor is configured to process the resultant acceleration magnitude data to generate output feedback data comprising data to assist the subject to minimize future loading in their lower limbs. 2. The lower limb loading assessment system according to claim 1 wherein the data processor is further configured to extract or calculate one or more variables from the received tibial shockwave data or resultant acceleration magnitude data and compare the or each variable to a predetermined threshold or thresholds, and provide feedback data in the form of a real-time alert signal if one or more of the thresholds is exceeded by its associated variable. 3. The lower limb loading assessment system according to claim 2 wherein the data processor is configured to extract peak shock variables representing the peak resultant acceleration magnitude data associated with each discrete footstrike. 4. The lower limb loading assessment system according to claim 3 wherein the data processor is configured to generate a real-time alert signal if any peak shock variables exceed a predetermined threshold. 5. The lower limb loading assessment system according to claim 3 wherein the data processor is configured to calculate an average peak shock variable representing the average of the extracted peak shock variables, and wherein the data processor is configured to generate a real-time alert signal if the average peak shock variable exceeds a predetermined threshold. 6. The lower limb loading assessment system according to claim 2 wherein the data processor is configured to generate footstrike pattern variables representing the footstrike pattern associated with each footstrike as defined by the profile of the resultant acceleration magnitude data for a period associated with each discrete footstrike, and generate a real-time alert signal if any of the footstrike pattern variables exceed a predetermined footstrike pattern threshold. 7. The lower limb loading asse... | IMEASUREU Limited | A61B005/00 A61B005/11 A61B005/103 G01P015/00 G01P015/18
US10405792 | B2 | 2019-09-10 | Detecting, quantifying, and/or classifying seizures using multimodal data | 2016-12-21 | A method, comprising receiving at least one of a signal relating to a first cardiac activity and a signal relating to a first body movement from a patient; triggering at least one of a test of the patient's responsiveness, awareness, a second cardiac activity, a second body movement, a spectral analysis test of the second cardiac activity, and a spectral analysis test of the second body movement, based on at least one of the signal relating to the first cardiac activity and the signal relating to the first body movement; determining an occurrence of an epileptic event based at least in part on said one or more triggered tests; and performing a further action in response to said determination of said occurrence of said epileptic event. Further methods allow classification of epileptic events. Apparatus and systems capable of implementing the method. | 1. A method, comprising: receiving via one or more processors of a medical device a signal indicative of a patient's dermal activity;receiving via the one or more processors of the medical device at least one of a kinetic signal indicative of a patient's kinetic activity and a cardiac signal indicative of a patient's cardiac activity;determining via the one or more processors of the medical device a dermal activity and a dermal activity feature from the signal indicative of the patient's dermal activity, and determining at least one of a kinetic feature from the kinetic signal and a cardiac feature from the cardiac signal;detecting via the one or more processors of the medical device an impending clinical onset of an epileptic seizure based on a change in the dermal activity and at least one of the kinetic feature and the cardiac feature indicative of the impending clinical onset of the epileptic seizure;performing a further action in response to the detection of the impending clinical onset of the epileptic seizure; andclassifying an occurrence of the epileptic seizure, based at least in part on the change in the dermal activity feature, the patient's cardiac activity, and the patient's kinetic activity. 2. The method of claim 1, wherein the further action comprises one or more of logging an occurrence of the clinical onset of the epileptic seizure; logging a time of the occurrence of the clinical onset of the epileptic seizure; logging a date of the occurrence of the clinical onset of the epileptic seizure; providing at least one of a warning, an alarm or an alert to the patient, a caregiver or a health care provider; providing a therapy to prevent, abort, reduce a severity, or reduce a duration of the epileptic seizure; assessing at least one of an awareness or responsiveness of the patient during the epileptic seizure; assessing the severity of the epileptic seizure; determining an end of the epileptic seizure; determining a beginning of a post-ictal period; determining an end of the post-ictal period; and assessing a patient's post-ictal impairment or recovery from the epileptic seizure. 3. The method of claim 1, wherein the patient's cardiac activity is heart rate, a heart rate variability, or a heart beat morphology. 4. The method of claim 1, wherein the signal indicative of the patient's cardiac activity is provided by at least one of an electrocardiogram (EKG) signal, a phonocardiogram (PKG) signal, an apexcardiography signal, a blood pressure signal, and an echocardiography signal. 5. The method of claim 1, wherein the signal indicative of the patient's kinetic activity is provided by at least one of an accelerometer, an inclinometer, an actigraph, an imaging system, a dynamometer, a gyroscope, or an electromyogram (EMG). 6. The method of claim 1, wherein the signal indicative of the patient's dermal activity is provided by at least one of a skin resistance sensor, a skin temperature sensor, a skin blood flow sensor, or a skin swea... | FLINT HILLS SCIENTIFIC, LLC | A61B005/00 A61N001/36 A61B005/0205 A61B005/11 A61B005/0402 A61B005/08 A61B005/113 A61B005/0245 A61N001/365 A61B005/021 A61B005/024 A61B005/0488 A61B005/053 A61B007/04 A61B008/08 A61B005/026
US10413358 | B2 | 2019-09-17 | Multi-functional catheter | 2017-03-17 | A catheter suitable for delivering an electric current to the body, in particular a catheter having electrodes that can be positioned independently of the main elongate shaft of the catheter. More particularly the catheters include a movable sleeve that incorporates the electrodes. A movable sleeve includes one or more electrodes and advances in the construction of the electrodes and related components is disclosed. Methods for positioning electrodes at a treatment site in the body for diagnostic or therapeutic applications, particularly electrical pharyngeal stimulation are also disclosed. | 1. A pharyngeal stimulation catheter for delivering an electrical stimulus to a body to assist recovery from dysphagia, comprising: i) an elongate shaft having a position indicator;ii) a sleeve incorporating one or more electrodes, the sleeve being sized to co-axially surround and be movable along the elongate shaft such that a correct position of the sleeve relative to the elongate shaft is indicated by the position indicator before the catheter is inserted into the body; andiii) a releasable fastener which fixes the correct position of the sleeve such that the elongate shaft and the sleeve can be inserted while affixed together in the correct position into the body allowing the elongate shaft to be within a stomach of the body and to ensure the one or more electrodes on the sleeve are located within a stimulation target region in an oropharynx of the body and wherein the elongate shaft is releasable from the sleeve and selectively removable from the body without removal of the sleeve from the body. 2. The catheter as claimed in claim 1 wherein the elongate shaft incorporates at least one therapeutic, feeding or diagnostic function. 3. The catheter as claimed in claim 1, wherein the position indicator is in the form of a visual indicator printed on a surface of the elongate shaft to indicate the relative position of the sleeve. 4. The catheter as claimed in claim 1 wherein the releasable fastener comprises a clip. 5. The catheter as claimed in claim 1 wherein the sleeve has a tubular opening sized to receive the elongate shaft, and the elongate shaft has a tubular cavity sized to coaxially receive the sleeve. 6. The catheter as claimed in claim 1 wherein the releasable fastener is located at a proximal end of the sleeve. 7. The catheter as claimed in claim 1 wherein the releasable fastener forms a seal between the sleeve and elongate shaft. 8. The catheter as claimed in claim 1 wherein the sleeve is dimensioned such that when in an operable position in the body, the sleeve extends to the outside of the body. 9. The catheter as claimed in claim 1 further comprising a conductor connecting the electrodes to a power supply. 10. The catheter as claimed in claim 1 further comprising one or more pressure sensors. 11. The catheter as claimed in claim 10 wherein the pressure sensor is for detecting a high pressure zone in an upper esophagus sphincter of the body. 12. The catheter as claimed in claim 10 wherein the pressure sensor is mounted on the elongate shaft. 13. The catheter as claimed in claim 1 further comprising one or more pH sensors. 14. The catheter as claimed in claim 13 wherein the pH sensor is mounted on the elongate shaft. 15. The catheter as claimed in claim 1 wherein the elongate shaft further comprises an enteral feeding connector. 16. The catheter as claimed in claim 15 wherein the enteral feeding connector is detachable to permit removal of the sleeve. 17. A method of delivering an electrical stimulus to a body to indu... | PHAGENESIS LIMITED | A61B018/14 A61B001/05 A61B005/00 A61B005/145 A61J015/00 A61M025/00 A61B005/03 A61B005/0488 A61N001/05 A61B005/0492 A61B005/08
US10413476 | B2 | 2019-09-17 | System and method for cardiopulmonary resuscitation | 2016-01-19 | A medical monitoring system includes an oximetry sensor having a light emitter positioned to emit light into a patient and a photodetector positioned to generate a plethysmography signal. The system includes a monitor having a processor configured to receive the plethysmography signal from the oximetry sensor and to identify a non-cardiac pulse based on a first pulse shape metric, the non-cardiac pulse being generated by the administration of cardiopulmonary resuscitation (CPR) to the patient. The processor is also configured to measure an oxygen saturation of the patient from the identified non-cardiac pulse and to output the measured oxygen saturation to a visual display. | 1. A medical monitoring system, comprising: an oximetry sensor comprising a light emitter positioned to emit light into a patient and a photodetector positioned to generate a plethysmography signal; anda monitor having a processor configured to: receive the plethysmography signal from the oximetry sensor;determine whether administration of cardiopulmonary resuscitation (CPR) is assisted by an automatic CPR device or is manually administered by a person based on the plethysmography signal;select a first set of qualification criteria upon determining that the administration of CPR is via the automatic CPR device or a second set of qualification criteria upon determining that the administration of CPR is manually administered by the person; identify within the plethysmography signal a non-cardiac pulse based on a first pulse shape metric and using the selected qualification criteria, the non-cardiac pulse being generated by the administration of CPR to the patient;measure an oxygen saturation of the patient from the identified non-cardiac pulse; andoutput the measured oxygen saturation to a visual display. 2. The system of claim 1, wherein the first pulse shape metric comprises an amplitude of the non-cardiac pulse. 3. The system of claim 2, wherein identifying the non-cardiac pulse comprises comparing the amplitude to a threshold amplitude of the non-cardiac pulse. 4. The system of claim 3, wherein the processor is further configured to provide feedback related to the administration of CPR, the feedback being based on a comparison between the amplitude of the non-cardiac pulse and the threshold amplitude of the non-cardiac pulse. 5. The system of claim 4, wherein the feedback comprises instructions to adjust a rate or a force of chest compressions applied to the patient during the administration of CPR. 6. The system of claim 1, wherein the first pulse shape metric comprises an amplitude variability, a center of area of the non-cardiac pulse, a rotational moment of the non-cardiac pulse, a mean, a median, a standard deviation, kurtosis, a pulse wave area, a rise time, a fall time, a mean path ratio of the non-cardiac pulse, presence or absence of a dicrotic notch, a natural frequency of the non-cardiac pulse, a damping factor of the non-cardiac pulse, a skew, or a derivative skew. 7. The system of claim 1, wherein the processor is configured to identify a return of spontaneous circulation (ROSC) based on a second pulse shape metric associated with a cardiac pulse. 8. The system of claim 7, wherein the second pulse shape metric comprises an amplitude, an amplitude variability, a center of area of the cardiac pulse, a rotational moment of the cardiac pulse, a mean, a median, a standard deviation, kurtosis, a pulse wave area, rise time, fall time, a mean path ratio of the cardiac pulse, presence or absence of a dicrotic notch, a natural frequency of the cardiac pulse, a period, a period variability, a damping factor of the cardiac pulse, a skew... | COVIDIEN LP | A61H031/00 A61B005/00 A61B005/026 A61B005/1455 A61B005/024 A61B005/11
US10403012 | B2 | 2019-09-03 | Integrated medicament delivery device for use with continuous analyte sensor | 2017-07-18 | An integrated system for the monitoring and treating diabetes is provided, including an integrated receiver/hand-held medicament injection pen, including electronics, for use with a continuous glucose sensor. In some embodiments, the receiver is configured to receive continuous glucose sensor data, to calculate a medicament therapy (e.g., via the integrated system electronics) and to automatically set a bolus dose of the integrated hand-held medicament injection pen, whereby the user can manually inject the bolus dose of medicament into the host. In some embodiments, the integrated receiver and hand-held medicament injection pen are integrally formed, while in other embodiments they are detachably connected and communicated via mutually engaging electrical contacts and/or via wireless communication. | 1. A method for processing continuous glucose sensor data and displaying a graphical representation of the processed sensor data, the method comprising: processing continuous glucose sensor data generated using a continuous glucose sensor, the sensor data indicative of a host's glucose concentration;displaying a graphical representation of the processed sensor data on a display device, the displaying including graphing or charting glucose data as a function of a time related variable;recommending or transmitting a medicament therapy based at least in part on the processed sensor data; andwherein the graphing or charting glucose data as a function of a time related variable includes graphing and displaying processed sensor data from two different time periods on two different graphs and including a finding based on a comparison of the data from the two different time periods. 2. The method of claim 1, wherein the processed sensor data includes averaged glucose values over a time period. 3. The method of claim 2, wherein the time period is one of 1 day, 5 days, 7 days or 1 month. 4. The method of claim 1, wherein the glucose data displayed includes modal day graphs. 5. The method of claim 1, wherein the glucose data displayed include bar charts. 6. The method of claim 1, wherein the glucose data displayed include glucose trend data. 7. A method for processing continuous glucose sensor data and displaying a graphical representation of the processed sensor data, the method comprising: processing continuous glucose sensor data generated using a continuous glucose sensor, the sensor data indicative of a host's glucose concentration;displaying a graphical representation of the processed sensor data on a display device, the displaying including graphing or charting glucose data as a function of a time related variable;recommending or transmitting a medicament therapy based at least in part on the processed sensor data, wherein the medicament therapy is recommended based at least in part on a metabolic response of a host to medicament delivery. 8. The method of claim 7, wherein the processed sensor data includes averaged glucose values over a time period. 9. The method of claim 8, wherein the time period is one of 1 day, 5 days, 7 days or 1 month. 10. The method of claim 7, wherein the glucose data displayed includes modal day graphs. 11. The method of claim 7, wherein the glucose data displayed include bar charts. 12. The method of claim 7, wherein the glucose data displayed include glucose trend data. | DexCom, Inc. | A61M031/00 G06T011/20 A61B005/00 A61B005/145 A61B005/1486 A61M005/315 A61M005/24 A61M005/00 A61M005/142 A61M005/172 A61M005/31
US10420514 | B2 | 2019-09-24 | Detection of chronotropic incompetence | 2016-10-18 | Detecting chronotropic incompetence includes determining, using a processor, a baseline cardiac health measure for a user based upon an estimate of activity level for the user, validating, using the processor, the estimate of activity level for the user with a validation factor determined from sensor data and determining, using the processor, a cardiac health measure for the user from the sensor data. A signal indicating chronotropic incompetence for the user can be provided by the processor based upon a comparison of the cardiac health measure for the user with the baseline cardiac health measure. | 1. A method of detecting chronotropic incompetence, comprising: in response to receiving a user input specifying an estimate of activity level for the user, determining, using a processor, a baseline cardiac health measure for the user from a memory, wherein the baseline cardiac health measure includes a baseline validation factor for the user and corresponds to the estimate of activity level for the user;determining, using the processor, a validation factor for the user from first sensor data generated by a first sensor, wherein the first sensor data corresponds to a same time period as the estimate of activity level for the user;validating the estimate of activity level for the user with the validation factor by comparing the validation factor with the baseline validation factor;determining a cardiac health measure for the user from second sensor data generated by a second sensor corresponding to the same time period, wherein the first and second sensors are coupled to the processor;comparing the cardiac health measure for the user with the baseline cardiac health measure; andproviding, using the processor, a signal indicating chronotropic incompetence for the user based upon the comparing of the cardiac health measure for the user with the baseline cardiac health measure. 2. The method of claim 1, further comprising: determining that the estimate of activity level for the user is in a defined range of activity level prior to determining the baseline cardiac health measure. 3. The method of claim 1, wherein the second sensor is a heart rate sensor and the cardiac health measure includes heart rate or a covariance calculated using heart rate. 4. The method of claim 1, wherein the estimate of activity level is a rate of perceived exertion for the user. 5. The method of claim 1, further comprising: automatically determining a confounder from sensor data comprising at least the second sensor data; andadjusting the comparing for the confounder. 6. The method of claim 5, wherein the confounder is sleep deprivation. 7. The method of claim 5, wherein the confounder is high stress. 8. The method of claim 1, wherein the first sensor is an accelerometer and the validation factor is expended energy of the user. 9. The method of claim 1, wherein the first sensor is a microphone and the validation factor is respiratory sound of the user. 10. An apparatus for detecting chronotropic incompetence, comprising: a first sensor configured to generate first sensor data;a second sensor configured to generate second sensor data;a memory configured to store the first and second sensor data and a baseline cardiac health measure; anda processor, coupled to the memory and the first sensor and the second sensor, wherein the processor is configured to:in response to receiving a user input specifying an estimate of activity level for the user, determine the baseline cardiac health measure for the user from the memory, wherein the baseline cardiac health measure incl... | SAMSUNG ELECTRONICS CO., LTD. | A61B005/00 A61B005/024 A61B005/11 A61B007/00 A61B005/0205 A61B005/08 G16H050/30
US10401459 | B2 | 2019-09-03 | Systems and methods for imaging vascular calcifications with magnetic resonance imaging | 2015-10-01 | Systems and methods for acquiring magnetic resonance images that accurately depict vascular calcifications, or other objects composed of magnetic susceptibility-shifted substances, in a subject are provided. The images are generally acquired using a pulse sequence that is designed to reduce physiological motion-induced artifacts and to mitigate chemical-shift artifacts from water-fat boundaries. Advantageously, the MRI technique described here suppresses chemical-shift artifacts without significantly reducing the signal intensity from fatty tissues, and thereby allows for more reliable visualization of vascular calcifications. | 1. A method for producing an image that depicts vascular calcifications within a subject using a magnetic resonance imaging (MRI) system, the steps comprising: (a) selecting a pulse sequence that blurs chemical shift artifacts, wherein the pulse sequence is configured to acquire data from the subject using a non-Cartesian trajectory at an echo time selected such that water spins and fat spins are sufficiently in phase to reduce chemical-shift artifacts at fat-water boundaries while still retaining image signal from fatty tissues;(b) acquiring data with the MRI system by controlling the MRI system to perform the pulse sequence; and(c) reconstructing from the acquired data, an image that depicts vascular calcifications and minimizes the appearance of fat-water interfaces;wherein acquiring the data by sampling k-space with the non-Cartesian trajectory blurs chemical shift artifacts in the reconstructed image without blurring the vascular calcifications. 2. The method as recited in claim 1, wherein the non-Cartesian trajectory is a radial trajectory. 3. The method as recited in claim 1, wherein the echo time is selected such that a phase difference between water spins and fat spins is between zero and π/4 radians. 4. The method as recited in claim 3, wherein the echo time is selected such that water spins and fat spins are in phase. 5. A magnetic resonance imaging system, comprising: a magnet system configured to generate a polarizing magnetic field about at least a portion of a subject arranged in the MM system;a plurality of gradient coils configured to apply a magnetic field gradient to the polarizing magnetic field;a radio frequency (RF) system including an RF coil configured to apply an RF field to the subject and to receive magnetic resonance signals therefrom;a computer system programmed to: (a) select a pulse sequence that blurs chemical shift artifacts, wherein the pulse sequence is configured to acquire data from the subject using a non-Cartesian trajectory at an echo time selected such that water spins and fat spins are sufficiently in phase to reduce chemical-shift artifacts at fat-water boundaries while still retaining image signal from fatty tissues;(b) acquire the data by controlling the plurality of gradient coils and the RF system to perform the pulse sequence; and(c) reconstruct from the acquired data, an image that depicts vascular calcifications and minimizes the appearance of fat-water interfaces, wherein chemical shift artifacts are blurred in the reconstructed image without blurring the vascular calcifications as a result of acquiring the data by sampling k-space with the non-Cartesian trajectory. 6. The MRI system as recited in claim 5, wherein the non-Cartesian trajectory is a radial trajectory. 7. The MRI system as recited in claim 5, wherein the echo time is selected such that a phase difference between water spins and fat spins is between zero and π/4 radians. 8. The MRI system as recited in claim 7, wherein the ech... | NORTHSHORE UNIVERSITY HEALTH SYSTEM | G01V003/00 G01R033/565 G01R033/48 A61B005/055
US10420513 | B2 | 2019-09-24 | Biological state estimation device, biological state estimation method, computer program, and recording medium | 2016-12-12 | The present invention is configured to compare an output result of frequency analysis of a frequency gradient time-series waveform of a biosignal with preset corresponding data of output results of brain waves of different biological states to the output result. Accordingly, it is possible to estimate a time-series variation of a biological state which is specified by a brain wave state and brain waves by using a biological index other than brain waves, in particular, a result of frequency analysis of a frequency gradient time-series waveform of a biosignal reflecting an autonomic nervous function. Using an electroencephalograph is not required, and thus it is possible to estimate brain waves and a biological state corresponding to brain waves easily and rapidly. | 1. A biological state estimation device which estimates a biological state by using a biosignal, the biological state estimation device comprising: a computer processor that performs:frequency gradient time-series waveform calculation which, from time-series data of the biosignal, obtains a time-series fluctuation of a frequency and obtains a gradient in a predetermined time range of the time-series fluctuation of the frequency, and obtains a time-series fluctuation of the gradient as a frequency gradient time-series waveform;frequency analysis, which frequency-analyzes the frequency gradient time-series waveform every predetermined time range; andestimation, which compares an output result of the frequency analysis obtained by the frequency analysis every predetermined time range with preset corresponding data of output results of brain waves of different biological states to the output result of the frequency analysis and estimates a time-series variation of a biological state which is specified by a state of the brain wave and brain waves by means of a time-series variation of the output result of the frequency analysis. 2. The biological state estimation device according to claim 1, wherein the frequency analysis outputs the result of the frequency analysis in at least one graph of a log-log graph and a linear graph each between frequency and power spectrum density, andthe estimation uses an output result represented by at least one of the log-log graph and the linear graph, compares the output result with the corresponding data of the brain wave, and estimates a biological state which is specified by a state of the brain wave and brain waves. 3. The biological state estimation device according to claim 2, wherein in the case where the log-log graph is used as an output result of frequency analysis obtained by the frequency analysis, the estimation is set to estimate that the case where an approximate line of an analyzed waveform represented by the log-log graph is approximate to 1/f is a “sleep state” where in brain wave distribution ratios, the θ wave is predominant over the α wave, the θ wave is equal to or more than predetermined values, and the α wave is equal to or less than predetermined values, and estimate that the case where the approximate line is approximate to 1/f2 is a “state of sleepiness strongly resisting while being in a wakeful state” where the α wave or the β wave is the same as or predominant over the θ wave and the distribution ratio of β wave is the same as or predominant over the distribution ratio of θ wave when compared. 4. The biological state estimation device according to claim 2, wherein in the case where the linear graph is used as an output result of frequency analysis obtained by the frequency analysis, the estimation performs estimation by using a position of a predominant frequency or an amplitude of the predominant frequency in the linear graph. 5. A non-transitory computer storage medium that stores a ... | DELTA KOGYO CO., LTD. | A61B005/00 A61B005/02 A61B005/0452 A61B005/0476 A61B005/11 A61B005/0402 G16H050/30 G16H040/63 G16H020/70 A61B005/024 A61B005/04
US10398377 | B2 | 2019-09-03 | Connector substrate, sensor system, and wearable sensor system | 2016-08-31 | A connector substrate includes a base material, n first input terminals of m groups (m and n are an integer equal to or greater than 2) which are provided on the base material, n first output terminals which are provided on the base material, first wiring patterns which are disposed on or inside the base material and connect the first input terminals and the first output terminals, m second input terminals which are provided on the base material, m second output terminals which are provided on the base material, and second wiring patterns which are disposed on or inside the base material and connect the second input terminals and the second output terminals, in which a first end of each connector wiring constituting the first wiring pattern is connected to one of the n first input terminals constituting each group, and a second end is connected to one of the first output terminals. | 1. A connector substrate comprising: a base material;n first input terminals of m groups which are provided on the base material, m and n being integers equal to or greater than two;n first output terminals which are provided on the base material;first wiring patterns which are disposed on or inside the base material and connect the first input terminals and the first output terminals;m second input terminals which are provided on the base material;m second output terminals which are provided on the base material; andsecond wiring patterns which are disposed on or inside the base material and connect the second input terminals and the second output terminals,wherein a first end of a first connector wiring constituting one of the first wiring patterns is connected to one of the first input terminals constituting each group, and a second end of the first connector wiring is connected to one of the first output terminals,the first connector wiring extends from the one of the first input terminals of the each group, and a plurality of first connector wirings constituting the first wiring patterns being disposed to be integrated as one piece extending from the first input terminals to the first output terminals, andsecond connector wirings constituting the second wiring patterns are not connected to the first connector wirings constituting the first wiring patterns and third connector wirings constituting a part of the second wiring pattern. 2. The connector substrate according to claim 1, wherein the base material is flexible. 3. The connector substrate according to claim 1, wherein the first input terminals and the second input terminals are provided in an outer peripheral portion of the base material,the first output terminals and the second output terminals are provided in a center portion of the base material, andthe first wiring patterns and the second wiring patterns are present at different positions in a thickness direction of the base material inside the base material or on an outer surface of the base material. 4. A sensor system comprising: the connector substrate according to claim 1;a plurality of sensors which are classified into the m groups;a first wiring which connects each of the plurality of sensors and the first input terminals of the connector substrate to each other;a second wiring which connects two or more sensors of the plurality of sensors to each other, the two or more sensors constituting a group and the second wiring being connected to the second input terminals of the connector substrate;external output circuit connected to the connector substrate, for outputting a signal;a signal processor circuit which is configured to process the signal which is output by the external output circuit. 5. The sensor system according to claim 4, wherein the plurality of sensors are irregularly disposed. 6. The sensor system according to claim 4, wherein the first wiring and the second wiring do not intersect each other in a plan vie... | JAPAN SCIENCE AND TECHNOLOGY AGENCY | A61B005/06 A61B005/00 H05K001/18 A61B005/11 H05K001/03 H05K001/11 H04Q009/00 A41D001/00
US10405758 | B2 | 2019-09-10 | Carrier assembly for blood pressure module | 2015-11-06 | A carrier assembly includes a sub-assembly including a pump, at least one solenoid valve, and a check valve. The pump, the at least one solenoid valve, and the check valve are in fluid communication with each other and with at least one pressure transducer via a manifold. Also, the carrier assembly is configured to be mounted to a medical device's main assembly board. | 1. A blood pressure module, comprising: a blood pressure cuff connector;a main printed circuit assembly;a manifold positioned on the main printed circuit assembly and forming a fluid connection with the blood pressure cuff connector;at least one pressure transducer positioned on the main printed circuit assembly; anda carrier configured to be mounted to the main printed circuit assembly, wherein the carrier supports: a pump;at least one solenoid valve positioned adjacent to the pump;a check valve positioned adjacent to both the pump and the at least one solenoid valve, wherein the pump, the at least one solenoid valve and the check valve are in fluid communication with each other and with the at least one pressure transducer via the manifold;a speaker;a wireless radio; andan integrated wire harness holding at least one wire for each of: the pump, the at least one solenoid valve, the check valve, the speaker, and the wireless radio;wherein the main printed circuit assembly has a first surface area on a top surface of the main printed circuit assembly; andwherein the components supported by the carrier occupy an amount of surface area on the top surface that is at least less than half of the first surface area. 2. The blood pressure module of claim 1, wherein the carrier is carried on the main printed circuit assembly. 3. The blood pressure module of claim 2, wherein the carrier and the main printed circuit assembly form an integrated assembly. 4. The blood pressure module of claim 1, wherein the carrier comprises pump retention snaps for supporting the pump. 5. The blood pressure module of claim 1, wherein the carrier includes a speaker mount for the speaker and a wireless radio mount for the wireless radio. 6. The blood pressure module of claim 1, wherein the carrier includes an integrated pump/valve harness. | Welch Allyn, Inc. | A61B005/02 A61B005/022 A61B005/0235 A61B005/00 G02F001/1333 H02J001/00 H02J007/00 A61B005/0205 H05K001/02 A61B005/021 A61B050/13 H05K001/18
US10399851 | B2 | 2019-09-03 | Electrically conductive patterns with wide line-width and methods for producing same | 2015-09-28 | A master tool is provided with an ink pattern on a major surface thereof. The ink pattern is formed by a screen printing process. A stamp-making material is applied to the major surface of the master tool to form a stamp having a stamping pattern being negative to the ink pattern of the master tool. The stamping pattern is inked with an ink composition and contacted with a metalized surface to form a printed pattern on a metalized surface of a substrate according to the stamping pattern. Using the printed pattern as an etching mask, the metalized surface is etched to form electrically conductive traces on the substrate. | 1. A method comprising: screen-printing an ink pattern onto a major surface of a master tool, the ink pattern comprising a plurality of ink pattern elements extending away from the major surface and one or more indentations formed between the respective ink pattern elements that are adjacent to each other, wherein screen-printing the ink pattern further comprises providing a screen which further comprises providing a photosensitive emulsion layer on a mesh structure of the screen, providing a photomask adjacent to the mesh structure, and exposing the photosensitive emulsion layer via the photomask to develop a screen pattern thereon; andapplying a stamp-making material to the major surface of the master tool to form an elastomeric stamp having a stamping pattern, the stamping pattern being negative to the ink pattern of the master tool, the stamping pattern comprising a base surface and one or more stamping pattern elements extending away from the base surface, the stamping pattern elements corresponding to the indentations of the master tool, and each of the stamping pattern elements having a stamping surface,wherein at least one of the ink pattern elements has a relief height of at least 10 micrometers. 2. The method of claim 1, wherein at least one of the ink pattern elements has a lateral dimension of at least 30 micrometers. 3. The method of claim 1, wherein at least one of the ink pattern elements has a draft angle of 0 to 10 degrees. 4. The method of claim 1, wherein screen-printing the ink pattern further comprises positioning the screen adjacent to the major surface of the master tool, and applying ink to pass through the screen pattern to form an ink pattern on the major surface of the master tool. 5. The method of claim 1, wherein the photosensitive emulsion layer comprises a photosensitive material including polyvinylacetate, poly vinyl alcohol, acrylate monomer, or a combination thereof. 6. The method of claim 1, wherein the stamp-making material includes uncured polydimethylsiloxane (PDMS). 7. The method of claim 1, wherein the master tool comprises a glass substrate, and the ink pattern adheres to the glass substrate after curing or drying a ceramic high-temperature ink. 8. The method of claim 1, wherein at least one of the stamping surfaces has a lateral dimension of at least 30 micrometers. 9. The method of claim 1, wherein the screen pattern includes pattern openings having a minimum line width of about 100 micrometers. 10. A method of forming an electrically conductive pattern on a substrate, comprising: providing a master tool having an ink pattern on a major surface of a master substrate thereof, the ink pattern comprising a plurality of ink pattern elements extending away from the major surface and one or more indentations formed between the respective ink pattern elements that are adjacent to each other, wherein the ink pattern is screen-printed onto the major surface of the master substrate, and at least one of th... | 3M INNOVATIVE PROPERTIES COMPANY | B81C001/00 A61B005/145 H05K003/06 B41M001/26 B41M001/12 B41C001/00 A61B005/15 H05K001/03 H01L021/48
US10410346 | B2 | 2019-09-10 | Detecting tooth wear using intra-oral 3D scans | 2017-03-03 | A method for detecting tooth wear using digital 3D models of teeth taken at different times. The digital 3D models of teeth are segmented to identify individual teeth within the digital 3D model. The segmentation includes performing a first segmentation method that over segments at least some of the teeth within the model and a second segmentation method that classifies points within the model as being either on an interior of a tooth or on a boundary between teeth. The results of the first and second segmentation methods are combined to generate segmented digital 3D models. The segmented digital 3D models of teeth are compared to detect tooth wear by determining differences between the segmented models, where the differences relate to the same tooth to detect wear on the tooth over time. | 1. A computer-implemented method for displaying an indication of tooth wear, comprising steps executed by a processor: receiving a digital 3D model of a tooth;computing changes in volume and height for the tooth based upon first and second digital 3D models of the tooth, wherein the first digital 3D model was taken at a first time, the second digital 3D model was taken at a second time later than the first time, and the changes in the volume and height result from detected tooth wear of the tooth; anddisplaying the digital 3D model of the tooth with a visual indication of the changes in volume and height, wherein the visual indication of the changes in volume and height provides an indication of tooth wear of the tooth, wherein the computing changes step comprises computing the changes in the height for each cusp of the tooth and locating a point with a largest change in a worn area of each of the cusps. 2. The method of claim 1, further comprising displaying a scale indicating an amount of the changes in volume and height. 3. The method of claim 1, wherein the receiving the digital 3D model of the tooth comprises receiving the digital 3D model of the tooth segmented from a digital 3D model of an arch including the tooth. 4. The method of claim 1, wherein the displaying the digital 3D model of the tooth comprises displaying a heat map with the changes in volume and height. 5. The method of claim 4, wherein the displaying the heat map comprises displaying different colors indicating the amount of the changes in volume and height. 6. The method of claim 4, wherein the displaying the heat map comprises displaying shading indicating the amount of the changes in volume and height. 7. The method of claim 1, further comprising displaying a plurality of tooth profiles for the tooth based upon the first and second digital 3D models of the tooth, wherein the plurality of tooth profiles provide a visual indication of the changes in volume and height. 8. The method of claim 1, wherein the displaying the digital 3D model of the tooth comprises displaying an animation showing the changes in volume and height. 9. A computer-implemented system for displaying an indication of tooth wear, comprising: a module for receiving a digital 3D model of a tooth;a module for computing changes in volume and height for the tooth based upon first and second digital 3D models of the tooth, wherein the first digital 3D model was taken at a first time, the second digital 3D model was taken at a second time later than the first time, and the changes in the volume and height result from detected tooth wear of the tooth; andan electronic user interface displaying the digital 3D model of the tooth with a visual indication of the changes in volume and height, wherein the visual indication of the changes in volume and height provides an indication of tooth wear of the tooth, wherein the module for computing changes comprises a module for computing the changes in the height for ... | 3M INNOVATIVE PROPERTIES COMPANY | G06K009/00 G06T007/00 G06F017/50 A61C009/00 A61C019/04 G06T007/11 G06T013/20 G06T015/08 G06T019/20 A61B005/00 A61C007/00
US10398332 | B2 | 2019-09-03 | Methods, systems, and apparatus for neural signal detection | 2014-10-01 | Methods, systems, and apparatus for signal detection are described. In one example, a detection assembly includes a signal detector. The signal detector is configured to receive a sensor signal having a peak magnitude and a first frequency and generate an output signal having a magnitude proportional to the peak magnitude of the sensor signal and having a second frequency less than the first frequency of the sensor signal. | 1. A neural signal detector comprising: a rectifier circuit configured to receive a time varying neural signal having a first frequency from a neural sensor and output a rectified signal corresponding to the received signal; anda peak detector circuit operatively connected to the rectifier circuit to receive the rectified signal and configured to provide an output signal comprising a positive square wave having a peak magnitude proportional to a peak magnitude of the rectified signal and having a second frequency less than the first frequency of the neural signal. 2. The neural signal detector of claim 1 wherein the rectifier circuit comprises a passive rectifier circuit. 3. The neural signal detector of claim 2 wherein the passive rectifier circuit includes a diode. 4. The neural signal detector of claim 3 wherein the diode is a Schottky diode. 5. The neural signal detector of claim 1 wherein the rectifier circuit comprises an active rectifier circuit. 6. The neural signal detector of claim 5 wherein the active rectifier circuit comprises a full wave active rectifier. 7. The neural signal detector of claim 1 wherein the peak detector circuit comprises a passive peak detector circuit. 8. The neural signal detector of claim 7 wherein the passive peak detector circuit comprises a resistor coupled in parallel with a capacitor. 9. The neural signal detector of claim 1 wherein the peak detector circuit is an active peak detector circuit. 10. The neural signal detector of claim 9 wherein the active peak detector circuit comprises at least one operational amplifier. 11. A detection assembly comprising: a signal detector comprising: a rectifier circuit configured to receive a sensor signal having a peak magnitude and a first frequency; anda peak detector circuit configured to generate an output signal comprising a positive square wave having a magnitude proportional to the peak magnitude of the sensor signal and having a second frequency less than the first frequency of the sensor signal. 12. The detection assembly of claim 11 further comprising a sensor operatively coupled to the signal detector and operable to generate the sensor signal. 13. The detection assembly of claim 12 wherein the sensor is a neural sensor operable to generate the sensor signal in response to a neural signal proximate the neural sensor. 14. The detection assembly of claim 11 further comprising a controller operatively coupled to the signal detector to receive the output signal. 15. The detection assembly of claim 14 wherein the controller is operable to sample the output signal at a maximum sampling rate less than the first frequency. 16. The detection assembly of claim 14 wherein the controller is operable to sample the output signal at a maximum sampling rate less than twice the first frequency. | St. Jude Medical, Inc. | A61B005/00 A61B005/04 A61N001/05 A61B018/14 A61B018/12 A61B018/00
US10422761 | B2 | 2019-09-24 | Three dimensional electrical impedance tomographic method | 2016-05-18 | A three dimensional electrical impedance tomographic method is disclosed. The three dimensional electrical impedance tomographic method includes steps of disposing an implantation body, wherein an electrode array formed by a plurality of electrodes is disposed on the implantation body; disposing an electrode controller to control any electrode in the electrode array; generating more independent voltage data measured on the plurality of electrodes on the same curve surface by combining current control technology or virtual electrode technology; and performing a calculation to convert the plurality of horizontal or vertical voltage data into a three dimensional electrical impedance tomographic image. | 1. A three dimensional electrical impedance tomographic method, used to form a three dimensional electrical impedance tomographic image corresponding to an object to be imaged, the three dimensional electrical impedance tomographic method comprising the following steps: providing an electrode array, the electrode array having a plurality of electrodes, wherein the electrode array is located at an inner section or an outer section of the object to be imaged;disposing an electrode controller, the electrode controller electrically connected to the plurality of electrodes respectively;defining the plurality of electrodes located at the same plane on the electrode array as a plane electrode set, and the electrode array comprising a plurality of plane electrode sets;generating a plurality of plane control signals, each of the plurality of plane control signals comprising a plane selection parameter and a plane power control parameter, wherein the plane having the plane electrode set is an inclined plane with an arbitrary angle from a vertical plane or a horizontal plane;receiving the plurality of plane control signals respectively through the electrode controller, selecting any plane electrode set by the electrode controller according to the plane selection parameter of the plane control signal, and then selecting a plurality of plane driving electrodes from the selected plane electrode set;controlling a power output ratio of any electrode in the plurality of plane driving electrodes respectively by the plane power control parameter and a first distribution condition;when the electrode controller drives the plurality of plane driving electrodes, using all other electrodes except the plurality of plane driving electrodes in the selected plane electrode sets to receive signals transmitted by the plurality of plane driving electrodes in order to form a set of plane voltage data; andperforming a calculation to combine the plurality of plane control signals and the plurality of sets of plane voltage data in order to form the three dimensional electrical impedance tomographic images;wherein the first distribution condition is that a current distribution is performed according to the plane power control parameter, and a sum of current of the plurality of plane driving electrodes is made to be zero. 2. The three dimensional electrical impedance tomographic method of claim 1, wherein the plurality of electrodes are located on a surface of implantation body, and the implantation body is placed inside the object to be imaged. 3. The three dimensional electrical impedance tomographic method of claim 1, wherein the plurality of electrodes are located on an inner surface of a chamber, and the object to be imaged is located inside the chamber. 4. The three dimensional electrical impedance tomographic method of claim 1, wherein the plurality of electrodes are located on an inner surface of clothes, and the object to be imaged is located inside the clothes. 5. The ... | NATIONAL CHIAO TUNG UNIVERSITY | G01N027/02 A61B005/00 A61B005/053
US10402158 | B1 | 2019-09-03 | Electronic system and audio processing method | 2018-10-18 | An electronic system and an audio processing method are provided. The electronic system includes a physiological signal sensor, a processing circuit, an audio processing circuit and an audio output device. The physiological signal sensor is utilized for measuring a physiological signal of a user. The processing circuit is utilized for determining an audio setting according to the physiological signal. The audio processing circuit is utilized for receiving an audio signal and adjusting the audio signal according to the audio setting so as to generate an audio output signal. The audio output circuit is utilized for playing the audio output signal. | 1. An electronic system, comprising: a physiological signal sensor for measuring a physiological signal of a user;a processing circuit for determining an audio setting according to the physiological signal;an audio processing circuit for receiving an audio signal and adjusting the audio signal according to the audio setting so as to generate an audio output signal; andan audio output device for playing the audio output signal;wherein the physiological signal sensor is an electroencephalogram device and the physiological signal is an electroencephalogram signal, and the processing circuit determines the audio setting according to the amplitude of the electroencephalogram signal;wherein the processing circuit compares the amplitude of the electroencephalogram signal with a first threshold value and a second threshold value; when determining that the amplitude of the electroencephalogram signal is smaller than or equal to the first threshold value, the processing circuit chooses a first equalizer setting as the audio setting; when determining that the amplitude of the electroencephalogram signal is between the first threshold value and the second threshold value, the processing circuit chooses a second equalizer setting as the audio setting; and when determining that the amplitude of the electroencephalogram signal is greater than or equal to the second threshold value, the processing circuit chooses a third equalizer setting as the audio setting. 2. The electronic system of claim 1, wherein a sound pressure level of the first audio setting at high frequency ranges is greater than a sound pressure level of the second audio setting at high frequency ranges, and a sound pressure level of the third audio setting at low frequency ranges is greater than the sound pressure level of the second audio setting at low frequency ranges. 3. An audio processing method, comprising: measuring a physiological signal of a user;determining an audio setting according to the physiological signal, wherein the physiological signal is an electroencephalogram signal, and the step comprises: comparing the amplitude of the electroencephalogram signal with a first threshold value and a second threshold value;when determining that the amplitude of the electroencephalogram signal is smaller than or equal to the first threshold value, choosing a first equalizer setting as the audio setting;when determining that the amplitude of the electroencephalogram signal is between the first threshold value and the second threshold value, choosing a second equalizer setting as the audio setting; andwhen determining that the amplitude of the electroencephalogram signal is greater than or equal to the second threshold value, choosing a third equalizer setting as the audio setting;receiving an audio signal and adjusting the audio signal according to the audio setting so as to generate an audio output signal; andplaying the audio output signal. 4. The audio processing method of claim 3, where... | ACER INCORPORATED | G06F003/16 H04R003/04 H03G005/16 A61B005/0476 A61B005/04 A61B005/0402 H04R029/00 A61B005/00
US10422738 | B2 | 2019-09-24 | Systems and methods for imaging fluid samples | 2014-10-17 | Systems and methods for imaging a plurality of blood fluid samples or other types of samples include processing at least a portion of a sample to enhance imageability of certain particles in that portion and subsequently imaging the sample portion. In some instances, processing and imaging of various samples may be staged in a manner to optimize throughput of the system or method. | 1. A system for imaging a plurality of blood fluid portions, the system comprising: a sample fluidic system having:a sample separator valve system,a first blood fluid pathway,a second blood fluid pathway separate from the first blood fluid sample pathway, anda common blood fluid pathway in fluid communication with the first and second blood fluid pathways, wherein the sample separator valve system is in fluid communication with the first and second blood fluid pathways and is configured to deliver a first blood fluid portion containing a first type of cell to the first blood fluid pathway and a second blood fluid portion to the second blood fluid pathway,wherein the first blood fluid pathway comprises a first processing station configured to process the first blood fluid portion so as to enhance the system's ability to image the first type of cell, wherein the first processing station processes the first blood fluid portion via mixing, staining, incubation, heating or any combination thereof; anda flow cell having a sample port operatively coupled with the common blood fluid pathway such that, when the first and second blood fluid portions are in the sample fluidic system, the first sample portion and the second sample portion are injected into the common pathway to the sample port along the first and second blood fluid pathways, respectively. 2. The system of claim 1, further comprising a dilution chamber in fluid communication with the valve system and the second blood fluid pathway, such that the valve system delivers the second blood fluid portion to the dilution chamber first before it is being delivered to the second blood fluid pathway. 3. The system of claim 2, further comprising: a diluent pump configured to inject a diluent to a substantial part of the second blood fluid pathway and to the dilution chamber, anda vacuum pump configured to evacuate the diluent in the dilution chamber and the substantial part of the second blood fluid pathway. 4. The system of claim 1, wherein the first processing station comprises a heating element to incubate the first blood fluid portion. 5. The system of claim 4, further comprising temperature sensors coupled to the flow cell or the fluidic system as to produce a temperature reading, and a controller configured to receive the temperature reading from the temperature sensors and to adjust operations of the heating element such that the first blood fluid portion in the first processing station is maintained at a desired temperature. 6. The system of claim 1, further comprising a diluent pump configured to inject a diluent to the second blood fluid pathway so as to deliver the second blood fluid portion to the common pathway. 7. The system of claim 6, further comprising a sample pump configured to inject a fluid to the common pathway so as to deliver the second blood fluid portion from the common pathway to the sample port of the flow cell. 8. The system of claim 1, wherein the second blood fluid p... | Iris International, Inc. | G01N015/14 G01N021/05 G01N021/85 A61B005/00 G01N015/00
US10398388 | B2 | 2019-09-03 | Detection and compensation method for monitoring the place of activity on the body | 2016-03-09 | A measuring system (1) comprises a sensor (6) arranged to be attached to a subject for obtaining a measured value representing a physical or a physiological quantity of the subject. The measuring system further comprises means for deriving a subject-related value from the measured value. The sensor is arranged to be attached at one of a plurality of positions on the subject. The measuring system further comprises means for establishing the position of the sensor on the subject. The means for deriving the subject-related value is arranged for deriving the subject-related value also in dependence on the position of the sensor on the subject. | 1. An activity monitor device comprising: an accelerometer configured to gather a measured signal descriptive of a motion of a subject of the activity monitor device, wherein the accelerometer is positionable to move with any one of a plurality of positions on a body of the subject; anda processor in communication with the accelerometer and configured to derive subject-related values, wherein the processor is further configured to: extract at least one feature from the measured signal,analyze at least one rule based on the at least one feature extracted from the measured signal,determine a current position of the plurality of positions on the body of the subject at which the accelerometer is positioned based on the analysis of the at least one rule and at least one feature, andalter the derivation of the subject-related values based on a compensation between the determined current position and a reference position on the body of the subject. 2. The activity monitor of claim 1, wherein the at least one rule is an output of a machine-learning algorithm. 3. The activity monitor of claim 2, wherein the at least one rule includes a neural network. 4. The activity monitor of claim 1, wherein the analysis of the at least one rule comprises performing pattern recognition against the measured signal in at least one of a frequency domain, a time domain, and a time-frequency domain. 5. The activity monitor of claim 1, wherein: in deriving subject-related values, the processor is configured to operate according to one of multiple modes for processing measured signals; andin altering the derivation of subject-related values, the processor is configured to change a current mode of the multiple modes in which the processor currently operates. 6. The activity monitor of claim 5, wherein: a first mode of the multiple modes is associated with a first algorithm for processing the measured signal by the processor to derive the subject-related value; anda second mode of the multiple modes is associated with a second algorithm for processing the measured signal by the processor to derive the subject-related value. 7. The activity monitor of claim 6, wherein the first mode is associated with at least one compensation value for mathematically transforming a value of the measured signal. 8. A non-transitory machine-readable medium encoded with instructions for execution by a processor, the non-transitory machine-readable medium comprising: instructions for extracting at least one feature from a measured signal descriptive of a motion of a subject and gathered by an accelerometer that is positionable to move with any one of a plurality of positions on a body of the subject;instructions for analyzing at least one rule based on the at least one feature extracted from the measured signal;instructions for determining a current position of the plurality of positions on the body of the subject at which the accelerometer is positioned based on the analysis of the at least... | KONINKLIJKE PHILIPS N.V. | A61B005/00 A61B005/06 A61B005/11
US10405783 | B2 | 2019-09-10 | Concentration measurement device and concentration measurement method | 2017-06-01 | A concentration measurement apparatus includes a probe, having a light incidence section making measurement light incident on the head and a light detection section detecting the measurement light that has propagated through the interior of the head, and a CPU determining temporal relative change amounts of oxygenated hemoglobin concentration and deoxygenated hemoglobin concentration and determining a correlation coefficient of the relative change amounts and a polarity of a slope of a regression line. | 1. An apparatus for measuring temporal relative change amounts of oxygenated hemoglobin concentration and deoxygenated hemoglobin concentration, that vary due to repetition of chest compression, in a head, comprising: a light source configured to output measurement light;a light detector configured to detect the measurement light that has propagated through the interior of the head and generate a detection signal in accordance with the intensity of the detected measurement light; anda processor that is electrically coupled to the light detector and programmed to:determine, based on the detection signal, a temporal relative change amount of the oxygenated hemoglobin concentration and a temporal relative change amount of the deoxygenated hemoglobin concentration that vary due to repetition of chest compression,determine a phase shift between the temporal relative change amount of the oxygenated hemoglobin concentration and the temporal relative change amount of the deoxygenated hemoglobin concentration, andevaluate the chest compression based on the phase shift. 2. The apparatus according to claim 1, wherein the processor is programmed to evaluate occurrence of reverse direction blood transmission from the vena cava to the head in the chest compression based on the phase shift. 3. The apparatus according to claim 1, wherein the processor is programmed to apply a filtering process to the temporal relative change amounts of the oxygenated hemoglobin concentration and the deoxygenated hemoglobin concentration to remove frequency components less than a predetermined frequency for extracting temporal variation components of the oxygenated hemoglobin concentration and the deoxygenated hemoglobin concentration due to the repetition of the chest compression. 4. The apparatus according to claim 1, wherein the measurement light is near-infrared light. 5. The apparatus according to claim 1, further comprising a display configured to display a measurement result. 6. A method for measuring temporal relative change amounts of oxygenated hemoglobin concentration and deoxygenated hemoglobin concentration, that vary due to repetition of chest compression, in a head, comprising: irradiating the head with measurement light;detecting the measurement light that has propagated through the interior of the head and generating a detection signal in accordance with the intensity of the detected measurement light;determining, based on the detection signal, a temporal relative change amount of the oxygenated hemoglobin concentration and a temporal relative change amount of the deoxygenated hemoglobin concentration that vary due to repetition of chest compression;determining a phase shift between the temporal relative change amount of the oxygenated hemoglobin concentration and the temporal relative change amount of the deoxygenated hemoglobin concentration; andevaluating the chest compression based on the phase shift. 7. The method according to claim 6, wherein the eval... | HAMAMATSU PHOTONICS K.K. | A61B005/1455 G01N021/31 A61B005/00 G06F017/17
US10414475 | B2 | 2019-09-17 | Gas-inflatable personal flotation devices | 2016-07-15 | In one embodiment, a personal flotation device that can be worn by a user includes an inflation system including an inflatable bladder and a gas-generating component, the gas-generating component being configured to generate gas using a chemical reaction and inject the generated gas into the bladder to inflate it, and an inflation control system configured to control activation of the gas-generating component. | 1. A personal flotation device adapted to be worn by a user comprising: an inflation system including an inflatable bladder and a gas-generating component, the gas-generating component being configured to generate gas using a chemical reaction and inject the generated gas into the bladder to inflate it, the gas-generating component comprising a first compartment that contains water, a second compartment that contains a gas-generating compound, a first sacrificial element that separates the water from the gas-generating compound that is configured to fail when pressure is applied to the element by the water, and a second sacrificial element that separates the second compartment from an interior of the bladder that is configured to fail when pressure is applied to the element by the generated gas; andan inflation control system configured to control activation of the gas-generating component. 2. The device of claim 1, wherein the gas-generating compound is a hydrogen-generating compound and the gas-generating component is configured to inject hydrogen gas into the bladder. 3. The device of claim 2, wherein the hydrogen-generating compound is calcium hydride. 4. The device of claim 1, wherein the inflation control system is configured to activate the gas-generating component when the control system determines that the user is experiencing a seizure. 5. The device of claim 4, wherein the inflation control system comprises electrodes configured for application to the user's skin and a central controller that receives electromyography (EMG) signals from the electrodes that are indicative of the user's muscle contractions. 6. The device of claim 5, wherein the central controller is configured to analyze the EMG signals and activate the gas-generating component when the amplitude and frequency of the signals exceed predetermined thresholds, which is indicative of the user having a seizure. 7. The device of claim 1, wherein the device is integrated into a swimming garment. 8. A swimming garment configured to prevent drowning of a wearer of the garment, the garment comprising: a garment body;garment sleeves; anda flotation system comprising: an inflation system including an inflatable bladder and a gas-generating component, the gas-generating component being configured generate gas using a chemical reaction and inject the generated gas into the bladder to inflate it, the gas-generating component comprising a first compartment that contains water, a second compartment that contains a gas-generating compound, a first sacrificial element that separates the water from the gas-generating compound and that is configured to fail when pressure is applied to the element by the water, and a second sacrificial element that separates the second compartment from an interior of the bladder and that is configured to fail when pressure is applied to the element by the generated gas, andan inflation control system configured to control activation of the gas-generati... | University of South Florida | B63C009/18 B63C009/125 A41D007/00 A61B005/0488 A61B005/00
US10413710 | B2 | 2019-09-17 | Pressure reference assemblies for body fluid drainage systems and associated methods | 2015-01-16 | Drainage systems for excess body fluids and associated methods are disclosed herein. A drainage system in accordance with an embodiment of the present technology can include, for example, a drainage catheter, a first reference line, a second reference line, and a pressure sensor assembly. The catheter can include a flexible interface member and an inlet can be placed in fluid communication with a site of excess body fluid within a patient. A first flexible region of the first reference line can be in pressure communication with the flexible interface member, and a second flexible region of the second reference line can be in pressure communication with the surrounding atmosphere. The pressure sensor assembly can be spaced apart from the flexible regions, and measure the pressures of the first and second reference lines. This information can be used to determine the pressure at the site of excess body fluid. | 1. A pressure reference assembly for a body fluid drainage system, the pressure reference assembly comprising: a first reference line having a first portion and a second portion opposite the first portion, wherein the first portion of the first reference line has a first flexible region configured to sense pressure;a second reference line having a first portion and a second portion opposite the first portion, wherein the first portion of the second reference line has a second flexible region configured to be in pressure communication with atmospheric pressure, and wherein the first and second flexible regions are configured to be positioned at a first location and the second portions of the first and second reference lines are configured to be positioned at a second location spaced apart from the first location; anda pressure sensor assembly at the second portions of the first and second reference lines, wherein the pressure sensor assembly is configured to measure pressure and/or force at the second portions of the first and second reference lines. 2. The pressure reference assembly of claim 1, wherein the first and second reference lines are filled with a fluid. 3. The pressure reference assembly of claim 1, wherein the first flexible region of the first reference line is configured to be in pressure communication with a drainage catheter and to sense pressure within the drainage catheter. 4. The pressure reference assembly of claim 1, wherein the first flexible region of the first reference line is configured to be in pressure communication with atmospheric pressure. 5. The pressure reference assembly of claim 1, wherein the pressure sensor assembly comprises: a first pressure sensor at the second end portion of the first reference line, wherein the first pressure sensor is configured to measure pressure at the second end portion of the first reference line; anda second pressure sensor at the second end portion of the second reference line, wherein the second pressure sensor is configured to measure pressure at the second end portion of the second reference line. 6. The pressure reference assembly of claim 5, wherein the first flexible region of the first reference line is configured to be in pressure communication with a drainage catheter and to sense pressure within the drainage catheter, and further comprising a processing device operably coupled to the first and second pressure sensors, wherein the processing device is configured to determine pressure at the drainage catheter by subtracting a second pressure measurement taken by the second pressure sensor from a first pressure measurement taken by the first pressure sensor. 7. The pressure reference assembly of claim 1, wherein the first end portions of the first and second reference lines are configured to be positioned near lateral ventricles of a patient's head, and wherein the second location is spaced apart from the patient's head. 8. The pressure reference assembly of claim 7,... | University of Washington | A61M027/00 A61B005/03
US10401396 | B2 | 2019-09-03 | Weakly-bistable signal detectors having one or an even-number of stages | 2015-03-11 | A method of detecting a relatively weak signal includes providing an oscillatory loop that can sustain oscillations, wherein the oscillatory loop has no more than one or an even-number of stages. The loop includes a first weakly bistable differential amplifier and a second weakly bistable differential amplifier. At least one of the first and second weakly bistable differential amplifiers is connected to a behavior perturbing coupling which is operative to introduce into the connected-to amplifier a behavior tipping signal where, even if the behavior tipping signal is much weaker than an oscillation of the one or multistage oscillatory loop, the relatively weak behavior tipping signal can nonetheless alter the oscillatory behavior of the multistage oscillatory loop in a distinguishable way. The system may be used for detecting outside a patient's body weak manifestations of internal nerve firings. | 1. A signal sensing device comprising: a first weakly bistable differential amplifier provided as a stage within an oscillatory loop that is configured to sustain oscillations, wherein the oscillatory loop has one or an even number of stages;a second weakly bistable differential amplifier also provided as a stage within the oscillatory loop;a behavior perturbing coupling connected to at least one of the first and second weakly bistable differential amplifiers and operative to introduce into the connected-to amplifier a behavior tipping signal such that the behavior tipping signal alters the oscillatory behavior of the oscillatory loop in a distinguishable way; andan interface circuit block comprising a resistor and a shunt feedback resistor coupled to receive a current signal, whereby in response to the current signal the interface circuit block provides the behavior tipping signal in proportion to the current signal and a scale factor, the scale factor determined, at least in part, by a ratio of a resistance of the shunt feedback resistor with a resistance of the resistor. 2. The signal sensing device of claim 1, wherein the behavior perturbing coupling is configured to alter the oscillatory behavior of the oscillatory loop, even if the behavior tipping signal is weaker than an oscillation of the oscillatory loop. 3. The signal sensing device of claim 1, wherein: the behavior tipping signal is a current signal of a magnitude less than 100 nanoAmperes (100 nA). 4. The signal sensing device of claim 1 wherein the behavior tipping signal is a current signal of a magnitude less than 25 nA. 5. The signal sensing device of claim 1 wherein: the oscillatory loop is a two-stage loop having no more than the first and second weakly bistable differential amplifiers as its stages. 6. The signal sensing device of claim 1 wherein each of the first and second weakly bistable differential amplifiers comprises: a differential load portion having at least first and second matched impedances both connected to a first current splitting node;a differential amplifier portion having first and second active devices that match each other, each of the active devices being coupled to a respective one of the first and second impedances such that if the first and second active devices are in matched states they will draw equal currents from their respective ones of the first and second impedances;a latch portion having third and fourth active devices that match each other, each of the third and fourth active devices being coupled to a respective one of the first and second impedances, the latch portion being configured to urge the differential load portion into an imbalanced current draw state wherein currents drawn through the first and second matched impedances are not equal. 7. The signal sensing device of claim 6 wherein the first and second active devices each includes a transistor having a nonlinear region of operation in which the transistor provides a high gain... | - | A61B005/04 H03K003/03 G01R019/00 G01R019/10 G01R021/12 G01R033/02 H03L007/099
US10398362 | B2 | 2019-09-03 | Measurement device, management device, measurement skill management system, and measurement skill management method | 2015-02-03 | A measurement device that measures a specific substance contained in a sample comprises a detector configured to detect a signal based on the specific substance contained in the sample, and a first controller configured to control an operation of the detector. The first controller executes a measurement operation that drives the detector to detect the signal based on the specific substance contained in the sample, and calculates concentration of the specific substance contained in the sample on the basis of the detected signal, and executes a test mode for the measurement operation. The first controller further executes a specific mode that prohibits execution of the measurement operation and only permits the measurement operation when the test mode is executed. | 1. A measurement device that measures a specific substance contained in a sample, the measurement device comprising: a detector configured to detect a signal based on the specific substance contained in the sample;a first manipulation component configured to allow plural kinds of input manipulation;a first controller configured to control an operation of the detector; anda first memory for storing identification information for a plurality of users,wherein the first controller is configured to: (i) receive first input information inputted via the first manipulation component,(ii) determine whether the first input information matches first identification information for a first user stored in the first memory,(iii) after determining that the first input information matches the first identification information, drive the detector in a state capable of detecting the signal based on the specific substance contained in the sample, put the measurement device in a state capable of performing a measurement operation that calculates a concentration of the specific substance contained in the sample on the basis of the detected signal, and then execute a specific mode that prohibits the first user from executing the measurement operation on the measurement device unless a test mode is executed,(iv) while the specific mode is being executed, receive second input information inputted via the first manipulation component by a second user, wherein the second user is different from the first user,(v) determine whether the second input information matches second identification information for the second user stored in the first memory, and(vi) after determining that the second input information matches the second identification information, halt the execution of the specific mode and execute the test mode to evaluate a measurement skill of the first user, wherein:in the test mode, the measurement operation is performed by using the detector and the first controller, and the measurement operation is evaluated by the second user. 2. The measurement device according to claim 1, wherein the first memory includes a first segment for storing the identification information for the first user, and a second segment for storing identification information for the second user. | PHC HOLDINGS CORPORATION | A61B005/145 A61B005/15 G16H010/40 A61B005/00 A61B090/90
US10420515 | B2 | 2019-09-24 | Method and system for acquiring data for assessment of cardiovascular disease | 2016-11-21 | A method and system for acquiring data for assessment of cardiovascular disease, the method comprising one or more of: manipulating one or more hardware aspects of the photoplethysmography data acquisition system(s) implementing the method; manipulating or providing user experience/user interface (UX/UI) aspects of the system(s) implementing the method; acquiring, processing, and deriving insights population specific data; accounting for or controlling sampling site variability; and using other suitable sources of data in order to generate high quality data for characterization, assessment, and management of cardiovascular disease. | 1. A method for assessing cardiovascular health of an individual, comprising: transmitting light toward a body region of an individual in coordination with receiving a time series of data of the body region of the individual at a camera module of a mobile computing device;assessing a pressure distribution, and a positional map, of the body region touching the camera module of the mobile computing device for each of a set of frames of the time series of data;performing an active pixel analysis operation with the time series of data, wherein performing the active pixel analysis comprises distinguishing an active pixel set for each of the set of frames of the time series of data;aggregating the pressure distributions, the positional maps, and the active pixel sets of the set of frames of the time series of data of the body region into a summed time series of data;extracting a subportion of the summed time series of data satisfying a signal quality threshold condition, upon performing a signal quality filtering operation with outputs of the active pixel analysis;transforming the subportion of the summed time series of data into a cardiovascular health risk assessment of the individual; andbased upon the cardiovascular health risk assessment, automatically providing an intervention to the individual. 2. The method of claim 1, further comprising: processing each of a set of color channels of the time series of data, the set of color channels comprising at least one channel in Lumina-chroma space and red-green-blue space; andwherein assessing the pressure distribution, and the positional map, of the body region touching the camera module of the mobile computing device for each of the set of frames of the time series of data is based upon image analysis of the time series of data with the set of color channels. 3. The method of claim 2, further comprising collecting ambient light data from a second camera module of the mobile computing device, and wherein generating the summed time series of data comprises normalizing the time series of data with ambient light data from the second camera module. 4. The method of claim 1, further comprising, from the summed time series of data: detecting changes in pressure and position of the body region against the camera module in near-real time, upon performing a change point detection operation, andidentifying a sequence of full cardiac cycles satisfying a biometric filter threshold condition. 5. The method of claim 4, wherein extracting the subportion of the summed time series of data comprises performing the signal quality filtering operation with outputs of the active pixel analysis and the change point detection operation for the sequence of full cardiac cycles. 6. The method of claim 1, wherein transforming the subportion of the summed time series of data into the cardiovascular health risk assessment of the individual comprises transforming the subportion of the summed time series of data into a set of car... | Vital Labs, Inc. | A61B005/00 A61B005/024 G06F019/00 G16H030/40 G16H040/63 G16H050/30 G16H050/20 G16H020/70 G16H020/10 A61B005/0205 A61B005/021 G06N020/00
US10420506 | B2 | 2019-09-24 | Modular intelligent clothing | 2017-04-13 | A modular intelligent clothing is provided, which includes a clothing body, modular main board, and a functional board, in which the modular main board is disposed at any position of the clothing body, the functional board is disposed at any position of the clothing body, and the functional board is electrically coupled with the modular main board. The electrically connection between the functional board and the modular main board utilize the metal conductor, magnetic induction, or wireless communication. Accordingly, the functional board and the modular main board are matched each other to sense the physiological signals of the user, to position of the location of user, or to perform the home care monitoring. | 1. A modular intelligent clothing, comprising: a clothing body;a metal conductor, the metal conductor is arranged in the clothing body to form a circuit loops therein;a modular main board, the modular main board is disposed at any position of the clothing body, electrically connected with the metal conductor, and having a power supply module therein; anda functional board, the functional board is disposed at any position of the clothing body and electrically connected with the modular main board,wherein the modular main board is electrically connected with the functional board by a magnetic induction, and the modular main board supplies a power supply module for the functional board through the magnetic induction. 2. The modular intelligent clothing according to claim 1, wherein the metal conductor is constituted by a metal wire or a plurality of metal wires. 3. The modular intelligent clothing according to claim 1, wherein the metal conductor is distributed in a spiral in the clothing body. 4. The modular intelligent clothing according to any one of claim 1, wherein the metal conductor is a soft metal wire. 5. The modular intelligent clothing according to claim 1, wherein the modular main board is electrically connected with the functional board by the metal conductor. 6. The modular intelligent clothing according to claim 1, wherein the modular main board having a main functional module, and the main functional module at least includes a control module, a processing module, a transmission and receiving module, a memory, or any combination of above. 7. A pairing system is used for the modular intelligent clothing, comprising: a clothing body;a modular main board, the modular main board is disposed at any position of the clothing body; anda functional board, the functional board is disposed at any position of the clothing body, and the functional board is electrically connected with the modular main board, wherein a power supply module is configured to supply a power to the modular main board or the functional board,wherein the pairing system further comprising a metal conductor is arranged in the clothing body to form a circuit loops therein, and when the functional board is disposed on the circuit loops, the modular main board is triggered to be matched with the functional board. 8. The pairing system according to claim 7, wherein when the functional board is disposed within a magnetic induction range of the modular main board, the modular main board is triggered to be matched with the functional board through a magnetic induction. 9. The pairing system according to claim 7, wherein the modular main board is a hub for modular setting or controlling the functional board. 10. The pairing system according to claim 7, wherein the modular main board is used as a hub through other intelligent terminals. | INVENTEC APPLIANCES (PUDONG) CORPORATION INVENTEC APPLIANCES CORP. | H05K007/02 A61B005/00 A41D001/00 H05K001/02
US10405748 | B2 | 2019-09-10 | Filament device and corresponding manufacturing methods | 2017-08-07 | A device (901) is manufactured from a sheet layer (100) defining a plurality of panels (101,102,103). Each panel is connected to at least one other panel along a common edge (104). A perforation (105) extends along the common edge and defines a separation location allowing the each panel to be separated from adjoining panels when an applied force pulls each panel away from the adjoining panels. A score line (115) bisects each panel and is oriented orthogonally with the perforation. The score line allows a first portion (116) of each panel to fold about the score line to abut a second portion (117) of each panel. An adhesive (501), disposed along the first portion, retains the first portion to the second portion, as well as retains the filament between the first portion and the second portion. | 1. A device, comprising: a sheet layer defining a plurality of panels, each panel connected to at least one other panel along a common edge;a perforation extending along the common edge, the perforation defining a separation location between the each panel and the at least one other panel allowing the each panel to be separated from the at least one other panel when an applied force pulls the each panel away from the at least one other panel;a score line defining a partial incision in the sheet layer, the score line passing across the each panel and oriented orthogonally with the perforation, the score line allowing a first portion of the each panel to fold about the score line to abut a second portion of the each panel;a medial perforation extending across the second portion and oriented parallel with the score line; andan adhesive, disposed along the first portion, the adhesive retaining the first portion of the each panel to the second portion of the each panel when the first portion and the second portion abut. 2. The device of claim 1, further comprising a filament disposed between the first portion and the second portion and extending across the medial perforation. 3. The device of claim 2, the filament shorter than the second portion. 4. The device of claim 3, the filament extending distally away from the first portion and the second portion by a distance of between one and two inches after the medial perforation is torn. 5. The device of claim 3, the adhesive retaining the filament between the first portion and the second portion. 6. The device of claim 4, further comprising and cover layer applied over the adhesive, the cover layer removable to expose the adhesive prior to folding the first portion about the score line. 7. The device of claim 6, the each panel coupled to at least two other panels, further comprising another perforation oriented orthogonally with the perforation, wherein a first panel, a second panel, and a third panel connect at an intersection of the perforation and the another perforation. 8. The device of claim 7, wherein the sheet layer is manufactured from cardboard. 9. The device of claim 8, wherein the first portion and the second portion are rectangular. 10. The device of claim 9, wherein the second portion comprises an aligner indicating a predefined location for the filament. 11. The device of claim 10, wherein the aligner is centrally disposed on the second portion. 12. A method of making a device, the method comprising: obtaining a sheet layer defining a plurality of panels, each panel connected to at least one other panel along a common edge, wherein a perforation extends along the common edge, thereby defining a separation location between the each panel and the at least one other panel;placing a filament along a first portion of the each panel;folding a second portion of the each panel about a score line bisecting the each panel and oriented orthogonally with the perforation to cause the first p... | Medline Industries, Inc. | A61B005/00 B32B037/18
US10398189 | B2 | 2019-09-03 | Footwear having sensor system | 2016-11-29 | An article of footwear includes an upper member and a sole structure, with a sensor system connected to the sole structure. The sensor system includes a plurality of sensors that are configured for detecting forces exerted by a user's foot on the sensor. Each sensor includes two electrodes that are in communication with a force sensitive resistive material. Additionally, the sensor system may be provided on an insert that may form a sole member of the article of footwear. The insert may include an airflow system that includes one or more air chambers in communication with one or more air reservoirs through air passages extending therebetween. The insert may also have a multi-layered structure, with the airflow system provided between the layers. | 1. An insert for use with an article of footwear adapted to engage a foot, the article of footwear having a sole structure and an upper portion connected to the sole structure, the insert comprising: a flexible polymer insert member adapted to be placed in contact with the sole structure of the article of footwear, the insert member comprising a first layer and a second layer connected together in a layered configuration; anda sensor system comprising a first force sensor connected to the insert member and a port in communication with the first force sensor configured for communication with an electronic device,wherein the insert member has an internal airflow system comprising an air chamber defined between the first and second layers and located at the first force sensor, an air passage defined between the first and second layers and extending away from the air chamber, and a vent hole extending through at least one of the first and second layers, the air passage being in airflow connection with the vent hole, such that compression of the first force sensor is adapted to cause air to flow from the air chamber through the air passage and through the vent hole to an exterior of the insert. 2. The insert of claim 1, wherein the sensor system further comprises a plurality of force sensors including the first force sensor. 3. The insert of claim 2, wherein the plurality of force sensors comprises four force sensors, wherein the first force sensor is a first metatarsal sensor positioned on a central portion of the insert member, the force sensors further including a first phalange sensor positioned on a first phalange portion of the insert member, a fifth metatarsal sensor positioned on the central portion of the insert member, and a heel sensor positioned on a heel portion of the insert member. 4. The insert of claim 2, wherein the internal airflow system further comprises a second air chamber defined between the first and second layers and located at a second force sensor of the plurality of force sensors and a second air passage defined between the first and second layers and extending away from the second air chamber, the second air passage being in airflow connection with the vent hole, such that compression of the second force sensor is adapted to cause air to flow from the second air chamber through the second air passage and through the vent hole to the exterior of the insert. 5. The insert of claim 2, wherein the internal airflow system further comprises a plurality of air chambers, each of the air chambers located at one of the plurality of force sensors, and a plurality of air passages each extending away from one of the air chambers, wherein the vent hole is in airflow connection with each of the air passages. 6. The insert of claim 1, wherein the internal airflow system further comprises an air reservoir in airflow connection with the vent hole, wherein the air reservoir is in airflow connection with the air chamber via the air pass... | NIKE, Inc. | G01L009/00 A43B003/00 G06F003/033 G01C022/00 A61B005/00 A61B005/103 A43B005/00 A43B005/06 A43B013/04 A43B013/14 A43B013/18 A43B013/22 A43B017/00 G01L001/22
US10424219 | B2 | 2019-09-24 | System and method for educating users, including responding to patterns | 2016-05-06 | Provided are systems and methods using which users may learn and become familiar with the effects of various aspects of their lifestyle on their health, e.g., users may learn about how food and/or exercise affects their glucose level and other physiological parameters, as well as overall health. In some cases the user selects a program to try; in other cases, a computing environment embodying the system suggests programs to try, including on the basis of pattern recognition, i.e., by the computing environment determining how a user could improve a detected pattern in some way. In this way, users such as type II diabetics or even users who are only prediabetic or non-diabetic may learn healthy habits to benefit their health. | 1. A method of automatically determining a therapy for a user, the method comprising: accessing, by a computer system, first continuous glucose monitor (CGM) data describing glucose levels for the user over a first period of time;detecting, by the computer system, a characteristic signature within the CGM data, the characteristic signature indicating a defect of the user, wherein detecting the characteristic signature comprises:identifying at least one curve feature in the CGM data; andassigning the at least one curve feature to a classification associated with the defect of the user;selecting, by the computer system, a therapy based on the indicated defect indicated by the characteristic signature, wherein the therapy describes a medicament plan including a first medicament associated with the defect;determining, by the computer system, a type or dosage of the first medicament based at least in part on the first CGM data; accessing, by the computer system, second CGM data describing glucose values for the user over a second time period, the second time period following treatment of the user with the medicament plan;titrating, by the computer system, at least one of type of the first medicament or a dose of the first medicament based at least in part on the second CGM data, the titrating comprising machine learning, by the computer system, a modified medicament plan based on the first CGM data, the medicament plan, and the second CGM data; anddisplaying, by the computer system, a user interface comprising an indication of the titrating and an indication of at least a portion of the second CGM data. 2. The method of claim 1, further comprising receiving, by the computer system, second analyte data, the second analyte data describing at least one level of a second analyte for the user, the second analyte selected from the group consisting of: ketones, lactic acid, lactate, glycerol, triglycerides, cortisol, and testosterone, wherein the determining that the CGM data comprises the characteristic signature or the selecting the therapy is based at least in part on the second analyte data. 3. The method of claim 1, wherein the first medicament is metformin. 4. The method of claim 1, wherein the therapy also describes an exercise or meal plan. 5. The method of claim 1, further comprising receiving, by the computer system, event data describing at least one event associated with the user, wherein the determining that the CGM data comprises the characteristic signature or the selecting the therapy is based at least in part on the event data. 6. The method of claim 5, wherein the at least one event comprises a meal of the user or exercise by the user. | DexCom, Inc. | G09B019/00 G06F019/00 A61B005/145 A61B005/11 A61B005/1495 A61B005/00 G16H050/50 G16H015/00
US10401139 | B2 | 2019-09-03 | Self-biased sensing device and methods of fabricating and operating same | 2017-01-10 | A sensing device, a method for fabrication thereof, and a method for operating the same are disclosed. The sensing device includes an upper harvester having a piezoelectric (PE) thin film layer, a pressure sensor having a first metallization layer forming a source region and a drain region, a piezoresistive (PR) thin film layer that provides a channel region permitting passage of charge carriers between the source region and the drain region, a second metallization layer forming a gate electrode and regulating flow of the charge carriers through the piezoelectric thin film layer in response to a strain on the PE thin film layer, and an insulating layer disposed between the PR thin film layer and the second metallization layer. In other embodiments, the device includes a lower harvesting including a PE thin film layer for harvesting electrical energy from the stress of a mechanical load on the device. | 1. A self-biasing sensor comprising: an upper harvester having a piezoelectric thin film layer; anda pressure sensor comprising: a first metallization layer forming at least a drain region and a source region; a piezoresistive thin film layer for providing a channel region permitting passage of charge carriers between the source region and the drain region;a second metallization layer forming a gate electrode, the gate electrode in electrical communication with the piezoelectric thin film layer of the upper harvester; andan insulator disposed intermediate the piezoresistive thin film layer and the second metallization layer, the insulator insulating the piezoresistive thin film layer from the second metallization layer,wherein the gate electrode is in electrical communication with one of the drain region and the source region and the other one of the drain region and the source region is grounded, and wherein the gate electrode facilitates regulation of flow of charge carriers through the piezoelectric thin film layer of the upper harvester, and wherein the flow of charge carriers is modulated in response to a strain in the piezoelectric thin film layer. 2. The self-biasing sensor of claim 1, wherein the piezoelectric thin film layer of the upper harvester is in a plane substantially perpendicular to a direction of the applied stress on the self-biasing sensor and wherein the first metallization layer and the second metallization layer are substantially parallel to the piezoelectric thin film layer of the upper harvester. 3. The self-biasing sensor according to claim 1, the self-biasing sensor further comprising: a lower harvester having a piezoelectric thin firm layer for harvesting electrical energy in response to a strain in the piezoelectric thin film layer of the lower harvester and storing the harvested electrical energy in an energy storage unit. 4. The self-biasing sensor according to claim 3, wherein the lower harvester and the upper harvester are disposed substantially parallel to one another and to a plane substantially perpendicular to a direction of the applied strain on the self-biasing sensor. 5. The self-biasing sensor according to claim 1, wherein the first metallization layer is disposed to form an interdigitated structure forming a plurality of pairs of source and drain electrodes. 6. The self-biasing sensor according to claim 5, wherein an electrical current flowing across the source and the drain electrodes is cumulative of individual electrical currents flowing between individual pairs of source and drain electrodes. 7. The self-biasing sensor according to claim 1, wherein the first metallization layer is disposed to form a fractal structure forming a plurality of pairs of source and drain electrodes. 8. The self-biasing sensor according to claim 7, wherein an electrical current flowing across the source and the drain electrodes is cumulative of individual electrical currents flowing between individual pairs of source... | United Arab Emirates University | H01L041/047 G01B007/16 A61B005/00 G01L009/00 A61B005/021
US10413230 | B1 | 2019-09-17 | Force measurement system | 2019-03-09 | A force measurement system is disclosed herein. The force measurement system includes a force measurement assembly configured to receive a subject thereon, at least one visual display device having an output screen, and one or more data processing devices operatively coupled to the force measurement assembly and the at least one visual display device. In one or more embodiments, the one or more data processing devices are configured to determine a presence of a measurement error resulting from a portion of the load from at least one portion of the body of the subject being applied to an external object rather than the intended top surface of the force measurement assembly. | 1. A force measurement system, comprising: a force measurement assembly configured to receive a subject, the force measurement assembly including: a top surface for receiving at least one portion of the body of the subject; andat least one force transducer, the at least one force transducer configured to sense one or more measured quantities and output one or more signals that are representative of forces and/or moments being applied to the top surface of the force measurement assembly by the subject;a base assembly having a stationary portion and a displaceable portion, the force measurement assembly forming a part of the displaceable portion of the base assembly;at least one actuator configured to rotate the force measurement assembly relative to the stationary portion of the base assembly about a transverse rotational axis;at least one visual display device having an output screen, the at least one visual display device configured to display one or more scenes on the output screen so that the scenes are viewable by the subject; andone or more data processing devices operatively coupled to the force measurement assembly and the at least one visual display device, the one or more data processing devices configured to receive the one or more signals that are representative of the forces and/or moments being applied to the top surface of the force measurement assembly by the subject, and to convert the one or more signals into output forces and/or moments, the one or more data processing devices further configured to determine a presence of a measurement error resulting from a portion of the load from the at least one portion of the body of the subject being applied to an external object rather than the intended top surface of the force measurement assembly. 2. The force measurement system according to claim 1, wherein the one or more data processing devices are configured to determine the presence of the measurement error by computing a maximum drop in the vertical component of the output force for a predetermined duration of time. 3. The force measurement system according to claim 1, wherein the one or more data processing devices are configured to determine the presence of the measurement error by computing an average drop in the vertical component of the output force for a predetermined duration of time. 4. The force measurement system according to claim 1, further comprising an external force sensor configured to measure a force exerted on the external object by the subject, the external force sensor being operatively coupled to the one or more data processing devices; and wherein the one or more data processing devices are configured to determine the presence of the measurement error by determining whether the force measured by the external force sensor is greater than a predetermined threshold value. 5. The force measurement system according to claim 1, wherein the external object on which the subject is exerting the force comprises (i)... | Bertec Corporation | A63B022/02 A63F013/06 A61B005/00 A61B005/103 G06F003/01 G06T019/00 A61B005/11 G02B027/01 G06F003/033 A61B003/032
US10420482 | B2 | 2019-09-24 | Methods for diagnosing mental disorders using neurometrics | 2016-03-31 | Described are novel methods for the diagnosis of specific mental disorders using neurometrics. EEG parameters are compared to thresholds to determine if a person is suffering from autism spectrum disorder, Alzheimer's disease, anxiety, depression, or schizophrenia. | 1. A method of diagnosing Alzheimer's Disease in a person, wherein the method comprises: a. measuring, using an EEG recording device, EEG signals from at least one frontal EEG channel and at least one occipital-parietal EEG channel in a person being awake with eyes closed;b. calculating, by a processor in operable communication with the EEG recording device, an average dominant frequency between about 5 Hz and 15 Hz of the EEG signals from the at least one frontal EEG channel and the at least one occipital-parietal EEG channel;c. calculating, by the processor, an average coherence at the average dominant frequency between the EEG signals from the at least one frontal EEG channel and the at least one occipital-parietal EEG channel; andd. diagnosing the person with Alzheimer's Disease if the average dominant frequency is less than about 8 Hz and the average coherence is less than about 10%. | WAVE NEUROSCIENCE, INC. | A61B005/00 A61B005/04 A61B005/048 A61B005/16
US10413249 | B2 | 2019-09-17 | Digital signal processing device and denoising method of heart rate detection module | 2018-04-17 | A heart rate detection module including a PPG measuring device, a motion sensor and a processing unit is provided. The PPG measuring device is configured to detect a skin surface in a detection period to output a PPG signal. The motion sensor is configured to output an acceleration signal corresponding to the detection period. The processing unit is configured to respectively convert the PPG signal and the acceleration signal to first frequency domain information and second frequency domain information, determine a denoising parameter according to a maximum spectrum peak value of the second frequency domain information to denoise the first frequency domain information, and calculate a heart rate according to a maximum spectrum peak value of the denoised first frequency domain information. | 1. A digital signal processing device, for receiving a PPG signal from a PPG measuring device and an acceleration signal from a motion sensor, the digital signal processing device comprising: a band pass filter configured to filter the received PPG signal and the received acceleration signal to respectively generate a filtered PPG signal and a filtered acceleration signal; anda processor configured to respectively convert the filtered PPG signal and the filtered acceleration signal to first frequency domain information and second frequency domain information, wherein said first frequency domain information comprises a first frequency index set and a first spectrum value set associated with the first frequency index set, and said second frequency domain information comprises a second frequency index set and a second spectrum value set associated with the second frequency index set,the processor further configured to identify a plurality of frequency indexes corresponding to a plurality of spectrum peak values in the first frequency domain information and the second frequency domain information, andthe processor further configured to determine a reference index as a denoising parameter according to a frequency index corresponding to a maximum spectrum peak value of the second frequency domain information,remove spectrum values, which correspond to frequency indexes of the denoising parameter, from the first frequency domain information to denoise the first frequency domain information,determine a heart rate index according to a denoised maximum spectrum peak value of the denoised first frequency domain information, andcalculate a correct heart rate even in a non-static state according to the heart rate index,wherein the correct heart rate is configured to be transmitted via a signal to a display screen for showing the correct heart rate thereon. 2. The digital signal processing device as claimed in claim 1, wherein the processor is further configured to convert the filtered PPG signal to a frequency domain PPG signal,generate the first frequency domain information according to the frequency domain PPG signal,convert the filtered acceleration signal to a frequency domain acceleration signal, andgenerate the second frequency domain information according to the frequency domain acceleration signal. 3. The digital signal processing device as claimed in claim 1, wherein the first frequency index set and the second frequency index set have an identical number of frequency indexes. 4. The digital signal processing device as claimed in claim 1, wherein the processor is further configured to calculate a half of the reference index and a double of the reference index, andthe denoising parameter further comprises at least one of the half of the reference index and the double of the reference index. 5. The digital signal processing device as claimed in claim 1, wherein the processor is further configured to: record a variation tendency of heart rates corre... | PIXART IMAGING INC. | A61B005/00 A61B005/024
US10420505 | B2 | 2019-09-24 | Electrode array apparatus, neurological condition detection apparatus, and method of using the same | 2018-07-16 | An apparatus for measuring patient data includes a frame having a plurality of electrode hubs. Each hub can include one or more electrode members. The frame can be configured to receive a head of a patient. Each of the electrode hubs can have a single electrode member or a plurality of electrode members that extend from or are connected to an outer member for contacting a scalp of the head of the patient. The outer member can have at least one circuit configured to transmit data received by at least one of the electrode members to a measurement device via a wireless communication connection (e.g. Bluetooth, near field communication, etc.) or a wired communication connection. | 1. A device for the symmetrical placement of electrodes comprising: headgear, an array of electrodes attached to the headgear;a first strip positioned on an outer top surface of the headgear that extends from a front of the headgear to a rear of the headgear; the first strip defining a centerline indicator having a right lateral side extending between the front of the headgear and the rear of the headgear and a left lateral side extending between the front of the headgear and the rear of the headgear; anda second strip attached to the front of the headgear or the rear of the headgear, the second strip having a first end positioned adjacent a right side of the headgear beyond the right lateral side of the centerline indicator and a second end positioned adjacent a left side of the headgear and beyond the left lateral side of the centerline indicator, the second strip being a polygonal shaped strip extending linearly and horizontally from the first end of the second strip to the second end of the second strip in a direction that is perpendicular to a direction at which the first strip extends from the front of the headgear to the rear of the headgear, the second strip positioned to be spaced apart from a nose of a patient when the headgear is worn on a head of the patient. 2. The device of claim 1, wherein the second strip is positioned adjacent the headgear such that the second strip is level as it extends horizontally from the first end of the second strip to the second end of the second strip, the second strip extending from the first end of the second strip to the second end of the second strip without curvature. 3. The device of claim 1, wherein the second strip is attached to the front of the headgear, the device also comprising: a third strip attached to the rear of the headgear, the third strip having a first end positioned adjacent a right side of the headgear and a second end positioned adjacent a left side of the headgear, the third strip extending linearly and horizontally from the first end of the third strip to the second end of the third strip, the third strip extending linearly and horizontally in a direction that is perpendicular to a direction at which the first strip extends from the front of the headgear to the rear of the headgear. 4. The device of claim 1, wherein the first strip has a first color and the second strip has a second color that is different from the first color. 5. The device of claim 1, wherein the first strip has an arc shape. 6. The device of claim 5, wherein the second strip is positioned to be adjacent a forehead of the patient when the patient wears the headgear on the head of the patient, the second strip also being positioned so that the second strip is between ears of the patient when the patient wears the headgear on the head of the patient; and wherein the second strip is rectangular shaped. 7. The device of claim 1, wherein the second strip is attached to the headgear such that a midpoint of the... | Forest Devices, Inc. | A61B005/00 A61B005/0478 A61B005/0484
US10408749 | B2 | 2019-09-10 | Imaging method, imaging apparatus, imaging system, surgery support system, and a storage medium | 2018-03-16 | An imaging method includes: irradiating breast tissue with infrared light, detecting light in a narrow wavelength band selected from wavelength bands from 1400 nm or more to 1600 nm or less, among light radiated from the tissue irradiated with the infrared light, and generating, based on the detected light in the narrow wavelength band, an image to specify an area in the tissue containing breast cancer cell aggregation or breast cancer tissue. | 1. An imaging method comprising: irradiating breast tissue with infrared light;detecting light in a narrow wavelength band selected from wavelength bands from 1400 nm or more to 1650 nm or less, among light radiated from the tissue irradiated with the infrared light; andgenerating, based on the detected light in the narrow wavelength band, an image to specify an area in the tissue containing breast cancer cell aggregation or breast cancer tissue,wherein a peak wavelength of the infrared light is set to 1400 nm or more to 1650 nm or less,wherein the infrared light has a spectral half width of 100 nm or less. 2. The imaging method of claim 1, wherein the narrow wavelength band is selected based on optical properties of water and optical properties of fat. 3. The imaging method of claim 1, wherein the light in the narrow wavelength band is light having a wavelength of 1400 nm, 1500 nm, or 1600 nm. 4. The imaging method of claim 1, wherein the breast cancer cell aggregation or the breast cancer tissue includes an invasive ductal carcinoma. 5. The imaging method of claim 1, wherein the breast cancer cell aggregation or the breast cancer tissue includes a ductal carcinoma in situ. 6. The imaging method of claim 1, wherein the tissue includes a non-nodular lesion. 7. The imaging method of claim 1, wherein the tissue includes a nodular lesion with adipose tissue as a background. 8. An imaging apparatus comprising: an irradiator that irradiates breast tissue with infrared light;a detector that detects light in a narrow wavelength band selected from wavelength bands from 1400 nm or more to 1650 nm or less, among light radiated from the tissue irradiated with the infrared light; andan image generator that generates, based on detection results from the detector, an image to specify an area in the tissue containing breast cancer cell aggregation or breast cancer tissue,wherein a peak wavelength of the infrared light is set to 1400 nm or more to 1650 nm or less,wherein the infrared light has a spectral half width of 100 nm or less. 9. The imaging apparatus of claim 8, wherein the narrow wavelength band is selected based on optical properties of water and optical properties of fat. 10. The imaging apparatus of claim 8, wherein the light in the narrow wavelength band is light having a wavelength of 1400 nm, 1500 nm, or 1600 nm. 11. The imaging apparatus of claim 8, wherein the irradiator includes a light emitting diode or a laser diode. 12. The imaging apparatus of claim 8, wherein the breast cancer cell aggregation or the breast cancer tissue includes an invasive ductal carcinoma. 13. The imaging apparatus of claim 8, wherein the breast cancer cell aggregation or the breast cancer tissue includes a ductal carcinoma in situ. 14. The imaging apparatus of claim 8, wherein the tissue includes a non-nodular lesion. 15. The imaging apparatus of claim 8, wherein the tissue includes a nodular lesion with adipose tissue as a background. 16. An imaging sys... | JAPAN ORGANIZATION OF OCCUPATIONAL HEALTH AND SAFETY NATIONAL INSTITUTE OF ADVANCED INDUSTRIAL SCIENCE AND TECHNOLOGY NIKON CORPORATION | G01N021/3563 G01N033/483 A61B005/00 G01N021/47 A61B005/117 G01N021/359 A61B010/02
US10402622 | B2 | 2019-09-03 | Authentication apparatus and prism member for authentication | 2014-12-19 | An authentication apparatus comprises a prism member, an imaging unit, and a visible light source configured to radiate visible light to a living body. The prism member has a substantially trapezoidal shape with at least one side face thereof formed in an expanded shape from a living body authentication face against which an authentication portion of the living body is put, toward an imaging face that is parallel to the living body authentication face. The visible light source is disposed below the imaging face and near a side of an expanded side of the imaging face. The imaging unit is disposed below the imaging face. | 1. An authentication apparatus comprising a prism member, an imaging unit, and at least one visible light source that radiates visible light to a living body, wherein: said prism member has a substantially trapezoidal shape with four side faces, a living body authentication face, and an imaging face, wherein said imaging face is parallel to said living body authentication face on which an authentication portion of said living body is put, and a first side face among the four side faces is formed in an expanded shape from said living body authentication face toward said imaging face,said at least one visible light source is disposed below said imaging face and near a side of an expanded side of said imaging face, andsaid imaging unit is disposed below said imaging face parallel to said living body authentication face,wherein said prism member comprises a reflection face, which is a second side face among the four side faces, the reflection face is not opposite the first side face and the reflection face totally reflects light reflected by said living body authentication face toward said imaging face, andwherein said imaging unit captures living-body reflected light in which light radiated from said at least one visible light source is reflected by the authentication portion of said living body in contact with said living body authentication face and reflection face reflected light in which said living-body reflected light is reflected by said reflection face. 2. The authentication apparatus according to claim 1, wherein: said prism member is formed in an expanded shape in the first side face and a third side face from said living body authentication face against which said authentication portion of said living body is put, toward said imaging face that is parallel to said living body authentication face. 3. The authentication apparatus according to claim 1, wherein: an image obtained by capturing said living-body reflected light is a natural image for detecting a counterfeit, andan image obtained by capturing said reflection face reflected light is a contrast image for authentication of said living body. 4. The authentication apparatus according to claim 1, wherein: said prism member comprises a fourth side face among the four side faces, the fourth side face being in perpendicular contact with said living body authentication face and said imaging face, and to be formed at a position opposite to said reflection face, andat least part of the fourth side face is coated with black or attached with a blackboard. 5. The authentication apparatus according to claim 1, wherein: mirror coating is applied to said reflection face. 6. The authentication apparatus according to claim 1, comprising: a second prism member that uses said living body authentication face of said prism member as an imaging face, and uses said imaging face of said prism member as a living body authentication face;an infrared light source; anda second imaging unit, wherein:said pr... | NEC CORPORATION | G06K009/00 A61B005/1172 A61B005/00
US10398356 | B2 | 2019-09-03 | Sleepiness detecting device | 2016-02-04 | There is provided a device which detects sleepiness of a human being based on the opening and closing motion of an eyelid, in which an occurrence of sleepiness of a subject is detectable with accuracy more sufficient than before even for a subject who keeps from blinking intentionally when sleepiness increases. The inventive sleepiness detecting device comprises an eyelid state detector, detecting an opened/closed state of an eyelid of a subject; a transition time interval detector, detecting sequentially a time interval between transitions between an opened state and a closed state of the eyelid; an eyelid characteristic amount computer, computing an eyelid opening/closing characteristic amount from time series data of the time intervals; a sleepiness judging device, judging that the subject feels sleepiness when the eyelid opening/closing characteristic value falls below a first threshold value or exceeds beyond a second threshold value higher than the first threshold value. | 1. A sleepiness detecting device, comprising: a signal processor configured to:detect an opened/closed state of an eyelid of a subject;measure sequentially time intervals from a first transition between a first opened state of the eyelid and a first closed state of the eyelid to a second transition between a second opened state of the eyelid and a second closed state of the eyelid, the measured time intervals including at least a time that the eyelid is open;compute an eyelid opening/closing characteristic statistical amount from a plurality of data of the sequentially measured time intervals, the eyelid opening/closing characteristic statistical amount being a standard deviation of the measured time intervals:judge that the subject feels sleepiness when the eyelid opening/closing characteristic statistical amount falls below a first threshold value;judge that the subject feels sleepiness when the eyelid opening/closing characteristic statistical amount exceeds a second threshold value higher than the first threshold value; andtransmit a judgment result when it is judged that the subject feels sleepiness to a result output portion where the judgement result is informed to the subject. 2. The device of claim 1, the first opened state and the second opened state are the same state,the first transition being a transition of the eyelid from the first closed state to the first opened state, andthe second transition being a transition of the eyelid from the first opened state to the second closed state. 3. The device of claim 1, the first transition being a transition of the eyelid from the first opened state to the first closed state, andthe second transition being transition of the eyelid from the second opened state to the second closed state. 4. The device of claim 1, the first transition being a transition of the eyelid from the first closed state to the first opened state, andthe second transition being a transition of the eyelid from the second closed state to the second opened state. 5. The device of claim 1, the eyelid opening/closing characteristic statistical amount being an index value. 6. The device of claim 1, the first and the second threshold values being determined based on the eyelid opening/closing characteristic statistical amount in a predetermined period before a time of the judgment that the subject feels sleepiness. 7. The device of claim 6, the first and the second threshold values each being values obtained by multiplying a predetermined positive number smaller than 1 and a predetermined positive number larger than 1 to an average value of a plurality of the eyelid opening/closing characteristic statistical amounts in the predetermined period before the time of the judgment that the subject feels sleepiness. 8. The device of claim 1, the signal processor judging the opened/closed state based upon a camera image of the eyelid of the subject. 9. The device of claim 1, the signal processor judging the opened/closed state ... | TOYOTA JIDOSHA KABUSHIKI KAISHA | A61B005/11 A61B005/00
US10408675 | B2 | 2019-09-10 | Enclosed benchtop Raman spectrometry device | 2018-02-15 | An enclosed benchtop analytical device, as well as systems, processes, and techniques related thereto are disclosed. A benchtop analytical device can include an enclosure enclosing a probe and a sample. A compliance component can determine satisfaction of one or more compliance rules, such as a compliance rule relating to an enclosure being in an operable configuration based on a lid of the enclosure being closed. If the compliance rule(s) is determined to be satisfied, the compliance component may enable the release of optical energy for interrogation of the sample via the probe. In some embodiments, the enclosure can enclose a sample plate that can be used to conveniently and accurately retain a sample in a suitable position within the enclosure. | 1. A benchtop analytical device, comprising: an enclosure having a lid and a body, the lid being movable, relative to the body, between an opened position and a closed position, wherein, when the lid is in the closed position, the enclosure encloses: a probe mounted on the body of the enclosure to facilitate performing optical spectroscopy of a sample; anda sample presentation component to receive the sample for the performing of the optical spectroscopy;a processor; anda memory storing executable instructions that, when executed by the processor, cause the benchtop analytical device to: receive an indication that the lid of the enclosure is in the closed position;determine that a rule is satisfied, wherein the rule relates to an operable configuration of the enclosure based on the indication that the lid of the enclosure is in the closed position; andin response to determining that the rule is satisfied, cause emission of optical energy to perform the optical spectroscopy of the sample via the probe. 2. The benchtop analytical device of claim 1, wherein the executable instructions, when executed by the processor, further cause the benchtop analytical device to determine that a group of rules comprising the rule and a second rule is concurrently satisfied, wherein the optical spectroscopy is performed in response to determining that the group of rules is concurrently satisfied. 3. The benchtop analytical device of claim 2, wherein the second rule of the group of rules is related to determining that an operator of the benchtop analytical device has logged into a user account. 4. The benchtop analytical device of claim 1, wherein the sample presentation component comprises a sample plate to receive and support the sample within the enclosure. 5. The benchtop analytical device of claim 4, wherein: a plate retaining area is defined in the body of the enclosure;the probe is mounted within the plate retaining area;the sample plate is removably disposed in the plate retaining area and has at least one of: a sloped surface that slopes from a highest point at a periphery of the sample plate to a lowest point at a location adjacent to the probe when the sample plate is disposed on in the plate retaining area; ora flat surface with a recessed area defined in the flat surface of the sample plate, a portion of the recessed area positioned at a location adjacent to the probe when the sample plate is disposed in the plate retaining area. 6. The benchtop analytical device of claim 5, wherein: an aperture is defined in the sample plate at (i) the lowest point of the sloped surface or (ii) the portion of the recessed area; andthe probe is vertically oriented, pointing in an upward direction, and disposed within the aperture to interrogate the sample from underneath the sample when the sample plate is disposed in the plate retaining area and when the sample is supported on a topside of the sample plate over the aperture. 7. The benchtop analytical device of c... | MarqMetrix, Inc. | G01J003/00 G01J003/02 G01N021/95 G01N021/65 G01N015/02 A61B005/00 G01N033/68 G01J003/44
US10424118 | B2 | 2019-09-24 | Perspective representation of a virtual scene component | 2016-12-27 | A method and a device are disclosed for the perspective representation, via an output image, of at least one virtual scene component arranged within a real scene. In the method, depth image data of the real scene is captured from a first perspective via a depth image sensor, and 2D image data of the real scene is captured from a second perspective via a 2D camera. Further, a virtual three-dimensional scene model of the real scene is created with reference to depth information from the depth image data, and at least one virtual scene component is inserted into the three-dimensional virtual model. Finally, an output image is generated by way of perspective projection of the 2D image data corresponding to the second perspective onto the virtual three-dimensional scene model comprising the virtual scene component. | 1. A method for perspective representation, via an output image, of at least one virtual scene component arranged within a real scene that includes an examination object, the method comprising: capturing depth image data of the real scene including the examination object from a first perspective via a depth image sensor;capturing 2D image data of the real scene including the examination object from a second perspective via a single 2D camera;creating a virtual three-dimensional (3D) surface model of the real scene by converting depth information from the depth image data into the virtual 3D surface model such that the virtual 3D surface model describes a contour of a surface of the examination object, the depth information indicating a depth of the examination object;inserting the at least one virtual scene component into the virtual 3D surface model at a location corresponding to a desired start point for medical imaging the examination object, the at least one virtual scene component being an object or element that is not contained in the real scene and is therefore not imaged via at least one of the depth image sensor and the single 2D camera, the inserting including (i) creating a geometric description of the at least one virtual scene component, the geometric description including a profile curve representing the depth of the examination object, and (ii) inserting the at least one virtual scene component into the virtual 3D surface model based on the profile curve such that a curvature of the at least one virtual scene component in the virtual 3D surface model corresponds to the depth of the examination object;generating the output image using perspective projection to project the 2D image data corresponding to the second perspective along optical rays of the single 2D camera onto the virtual 3D surface model including the at least one virtual scene component such that the output image is a 2D image illustrating a perspectival correct version of the at least one virtual scene component; andsetting a scan region for the medical imaging of the examination object based on the perspectival correct version of the at least one virtual scene component included in the output image. 2. The method of claim 1, wherein the perspective projection is effected via a renderer. 3. The method of claim 2, wherein the perspective projection is effected with reference to at least one of extrinsic and intrinsic camera parameters of at least one of the single 2D camera and the depth image sensor. 4. The method of claim 3, wherein the 2D image data and the depth image data are captured from a same perspective. 5. The method of claim 1, wherein the perspective projection is effected with reference to at least one of extrinsic and intrinsic camera parameters of at least one of the single 2D camera and the depth image sensor. 6. The method of claim 5, wherein the 2D image data and the depth image data are captured from a same perspective. 7. The method of claim ... | Siemens Healthcare GmbH | G06T019/00 G06T007/13 G06T015/04 G06T017/20 A61B006/03 A61B006/00 A61B005/00
US10401445 | B2 | 2019-09-03 | Magnetic resonance transmit and/or receive antenna system and radiotherapy planning computer program product | 2015-09-01 | A magnetic resonance transmit and/or receive antenna system configured for being used in combination with a magnetic resonance radiotherapy system. The antenna system can include at least one antenna for transmitting and/or receiving radio frequency signals and a cover enclosing the antenna components. The antenna can include antenna components and the cover can include a spatially varying thickness and/or density towards an outer edge of the surface and/or next to an antenna component as to make the change in radiation attenuation between the enclosing cover compared to the antenna component and/or air more gradual. | 1. A magnetic resonance imaging (MRI) antenna system configured for use with a magnetic resonance guided radiotherapy system that emits radiation at treatment delivery time during MRI imaging, the antenna system comprising: at least one antenna for transmitting and/or receiving radiofrequency signals during the MRI imaging, wherein the antenna comprises antenna components; anda cover enclosing the antenna components, the cover comprising a center part and an outer edge, wherein a thickness and/or density of the cover decreases in a direction from the center part towards the outer edge to compensate for differences in radiation attenuation of the radiation emitted by the radiotherapy system between the cover and air. 2. The MRI antenna system as claimed in claim 1, wherein the cover comprises a tapered edge tapered in the direction from the center part towards the outer edge. 3. The MRI antenna system as claimed in claim 1, wherein the thickness and/or density of the cover increases near and in a direction towards the antenna components enclosed by the cover. 4. A radiotherapy planning non-transitory computer program product configured for planning magnetic resonance guided radiotherapy using a radiotherapy device for emitting a radiation beam, together with a magnetic resonance imaging (MRI) system having an MRI antenna system, the MRI antenna system comprising an antenna for transmitting and/or receiving radiofrequency signals during MRI imaging by the MRI system, and a cover enclosing components of the antenna and comprising a center part and an outer edge, a thickness and/or density of the cover decreasing in a direction from the center part towards the outer edge to compensate for differences in radiation attenuation of the radiation emitted by the radiotherapy device, the computer program product comprising: a planning module configured for calculating settings for the radiotherapy device such that use of the calculated settings during the guided radiotherapy delivers a fluence distribution that resembles a planned fluence distribution within a predetermined range; andan antenna system information module comprising information regarding variations in the thickness and/or variations in the density of the cover of the antenna system, the thickness and/or the density of the cover decreasing in the direction from the center part towards the outer edge,wherein the planning module is further configured for taking the position and/or spatial variations in thickness and/or density of the antenna system into account and calculating settings to compensate for differences in the radiation attenuation between the cover and radiation coefficients of air. 5. The radiotherapy planning computer program product as claimed in claim 4, wherein the variations in the thickness and/or the density of the cover of the antenna system cause spatial variations of the attenuation of the radiation beam to be gradual. 6. An antenna system in a magnetic resonance ima... | KONINKLIJKE PHILIPS N.V. | G01R033/34 G01R033/00 G01R033/28 H01Q001/22 H01Q007/00 A61N005/10 G01R033/48 A61B005/055
US10398417 | B2 | 2019-09-03 | Systems and methods for manufacturing custom surgical instruments | 2016-06-29 | Systems and methods are disclosed in which customized instruments, e.g., surgical instruments, can be manufactured to provide improved ergonomics, comfort, and accuracy. Instruments can be customized based on various parameters, including a quantitative assessment of the user, desired or intended use of the instrument, user preferences, and so forth. Exemplary instrument properties which can be customized include size, geometry, durometer, mechanical assist, texture, color, markings, modulus of elasticity, sensor inclusion, sensor type, sensor feedback type, balance, finish, and weight. | 1. A method for manufacturing a custom surgical instrument, comprising: capturing an optical image of an exterior of a user's hand using an imaging device;extracting, with a computer system, anthropometric data of the user's hand from the captured image;receiving, with a computer system, a data set representing one or more parameters of the user, the data set including the anthropometric data;generating, with a computer system, a custom instrument handle design based on the data set; andproducing a custom surgical instrument handle by controlling a computer-aided manufacturing system based on the generated instrument handle design. 2. The method of claim 1, wherein the anthropometric data is derived from distances between anatomical landmarks of the user identified in the captured image. 3. The method of claim 1, wherein the anthropometric data comprises at least one of hand length, mid finger length, palm length, palm width, grip diameter, and mid finger span. 4. The method of claim 1, wherein the data set includes force measurements of the user. 5. The method of claim 4, wherein the force measurements are indicative of at least one of the user's grip strength, torque capability, grip shape, grip location, and pressure point locations. 6. The method of claim 4, further comprising obtaining the force measurements from at least one of a pressure sensor and an EMG sensor. 7. The method of claim 1, wherein the data set includes range of motion measurements of the user. 8. The method of claim 1, wherein the data set includes user preference information. 9. The method of claim 8, wherein the user preference information indicates the user's preferences with respect to at least one of texture, modulus of elasticity, sensor inclusion, sensor type, sensor feedback type, bumps, recesses, balance point, weight, flat geometry, shape, color, finish, visual cues, size, geometry, length, diameter, durometer, mechanical assist, handedness, and modularity. 10. The method of claim 1, further comprising receiving surgical technique information and generating the custom instrument design based on the surgical technique information. 11. The method of claim 1, wherein generating the custom instrument design comprises including a mechanical assistance feature in the instrument design based on a comparison between the user's force capability and a force requirement associated with an intended use of the instrument. 12. The method of claim 1, wherein generating the custom instrument design comprises determining general instrument sizing based on anthropometric data of the user included in the data set and based on an intended use of the instrument. 13. The method of claim 1, wherein generating the custom instrument design comprises locating contours along the instrument based on user grip shape information of the data set. 14. The method of claim 1, wherein generating the custom instrument design comprises locating stress-relief features along the instrument... | - | A61B017/00 A61B034/00 A61B090/00 A61B005/0488 G06F017/50 A61B005/11 B33Y080/00
US10398358 | B2 | 2019-09-03 | Dynamic sampling | 2014-05-30 | A wrist-worn athletic performance monitoring system, including an analysis processor, configured to execute an activity recognition processes to recognize a sport or activity being performed by an athlete, and a sampling rate processor, configured to determine a sampling rate at which an analysis processor is to sample data from an accelerometer. The sampling rate processor may determine the sampling rate such that the analysis processor uses a low amount of electrical energy while still being able to carry out an activity classification process to classify an activity being performed. | 1. A non-transitory computer-readable medium comprising computer-executable instructions that when executed by a processor is configured to perform at least: receive acceleration data representing movement of an appendage of a user at a sampling rate processor located on a device configured to be worn on an appendage of a human, wherein the acceleration data was obtained by an accelerometer located on the device while the accelerometer is operating at a first sampling rate;based, at least in part, on the received acceleration data itself, classify the acceleration data into one of a plurality of activity categories representing sporting activity, recognized from a plurality of sporting activities, being performed by the user; andbased upon at least the sporting activity, selecting a second sampling rate of hardware of the accelerometer, from a plurality of sampling rates for operating the accelerometer during the activity being performed by the user,wherein the selection of the first sampling rate and the second sampling rate are selected to prolong a battery life of the device,wherein the accelerometer is a first accelerometer and the medium further comprises computer executable instructions that when executed further perform at least: compare a value of acceleration data obtained from the accelerometer during its operation at the first sampling rate to a plurality of threshold values;determining that the value of acceleration data corresponds to a first threshold value within the plurality the threshold values; andbased upon the correspondence to the first threshold value and a classified activity category, selecting a second threshold value. 2. The non-transitory computer-readable medium of claim 1, wherein the medium further comprises computer-executable instructions that when executed further perform at least: compare, with a processor located on the device, a first value of acceleration data obtained from the accelerometer during operation at the first sampling rate against a plurality of threshold values;determine that the first value of acceleration data corresponds to a first threshold value within the plurality the threshold values; andwherein the selection of the second sampling rate is based upon both the correspondence of the first value of acceleration data to the first threshold value and the classified activity category. 3. The non-transitory computer-readable medium of claim 2, wherein the accelerometer is a first accelerometer and the medium further comprises computer-executable instructions that when executed further perform at least: selecting a second sensor that is not the first accelerometer to capture motion data from the user during performance of the activity based upon at least one of: (a) the correspondence of the first value of acceleration data to the first threshold value and (b) the classified activity category. 4. The non-transitory computer-readable medium of claim 3, wherein after selecting the second sensor,... | NIKE, Inc. | A61B005/11 G06F003/05 G01P001/00 G01P015/00 G01D021/00 G06F017/40 G06F019/00 A61B005/00
US10412515 | B2 | 2019-09-10 | Fitting of hearing devices | 2016-10-24 | The present invention relates to recipient fitting of a hearing device. An embodiment of the present invention determines the transmission loss for sound applied to the recipient by the hearing device. Separate gains are then determined for compensating for the determined transmission loss and the measured hearing loss of the recipient. For example, in an embodiment, the hearing device may compensate for transmission losses in a 1:1 manner (i.e., the transmission loss in 100% compensated for). The hearing device may apply a different gain to compensate for the hearing loss, such as a gain that is a fraction (e.g., 33-55%) of the measured hearing loss. | 1. A method for fitting a hearing device for a recipient, the method comprising: obtaining threshold levels for the recipient unaided by the hearing device;obtaining threshold levels indicative of a minimum signal for the hearing device that causes a hearing percept by the recipient;calculating a transmission loss using the threshold for the recipient unaided by the device and the threshold for the hearing device that causes a hearing percept by the recipient;generating one or more control settings using the calculated transmission loss; andproviding the control settings to the hearing device so that the hearing device applies a gain to sound received by the hearing device that separately compensates for the transmission loss and a hearing loss of the recipient,wherein the transmission loss is at least in part a result of losses at a coupling between the hearing device and the recipient, which coupling has at least a portion that is implanted in the recipient. 2. The method of claim 1, wherein calculating the transmission loss comprises: subtracting a threshold unaided by the device from a threshold for the device. 3. The method of claim 1, wherein the hearing device is a bone conduction hearing device. 4. The method of claim 1, wherein the hearing device is a middle ear mechanical stimulation system. 5. The method of claim 1, wherein the hearing device is an inner ear mechanical stimulation system. 6. The method of claim 1, wherein the hearing device is a hearing aid. 7. A fitting system for determining control settings for a hearing device, the fitting system comprising: a device comprising: a processor;a data storage device; andan interface configured to connect to the hearing device;a user interface connected to the device to enable user interaction with the device;wherein the data storage device has stored therein thresholds for a recipient unaided by the hearing device; andwherein the processor is configured to: determine thresholds indicative of a minimum signal for the hearing device that causes a hearing percept by the recipient, and to calculate a transmission loss using the stored thresholds unaided by the hearing device and the thresholds with the device;to generate one or more control settings using the calculated transmission loss; andto provide the control settings to the hearing device via the interface so that the hearing device applies a gain to sound received by the hearing device that separately compensates for the transmission loss and a hearing loss of the recipient,wherein the transmission loss includes a transmission loss that is at least in part a result of losses at a coupling between the hearing device and the recipient, which coupling has at least a portion that is implanted in the recipient. 8. The fitting system of claim 7, wherein the processor in calculating the transmission loss for a frequency is configured to subtract a threshold unaided by the hearing device from a threshold for the hearing device. 9. T... | Cochlear Limited | H04R029/00 H04R025/00 A61B005/12
US10413155 | B2 | 2019-09-17 | Endoscope system and the method of controlling the endoscope | 2016-08-17 | An endoscope system computes a distal end position of the endoscope or a position of the desired imaging target. An image taken of the desired imaging target is recorded. A position of the desired imaging target is computed and recorded. A current image taken by the imaging unit is compared with the image of the desired imaging target already recorded. A first driving amount for driving the field-of-view adjustment mechanism is computed such that the desired imaging target is positioned on an axis of sighting of the imaging unit. A second driving amount for driving the field-of-view adjustment mechanism is computed in such a way as to include a center of the image of the desired imaging target. The field-of-view adjustment mechanism is driven from either one of the first driving amount or the second driving amount. | 1. An endoscope system comprising: an endoscope comprising: an image sensor configured to take an image of an imaging target;a field-of-view adjustment mechanism configured to vary an orientation of the image sensor; anda driver configured to drive the field-of-view adjustment mechanism to vary the orientation of the image sensor;an endoscopic position sensor configured to detect a position of the endoscope in a body cavity;a distance sensor configured to measure a distance from a distal end of the endoscope to the imaging target; anda processor comprising hardware, wherein the processor is configured to: compute positions of the distal end of the endoscope and the imaging target on the basis of the position of the endoscope in the body cavity detected by the endoscopic position sensor and the distance from the distal end of the endoscope to the imaging target measured by the distance sensor;control one or more storages to store a position of the imaging target computed;compute a first driving amount by which the field-of-view adjustment mechanism is driven by the driver to vary the orientation of the image sensor based on the position of the imaging target computed stored in the one or more storages and the position of the distal end of the endoscope computed;control the one or more storages to store the image of the imaging target taken by the image sensor;perform a comparison of the image of the imaging target stored in the one or more storages with a newly taken image of the imaging target to determine a degree of similarity between the image of the imaging target stored in the one or more storages and the newly taken image of the imaging target;compute a second driving amount by which the field-of-view adjustment mechanism is driven by the driver to vary the orientation of the image sensor based on a result of comparison; andselect one of the first driving amount and the second driving amount by which the field-of-view adjustment mechanism is driven by the driver to vary the orientation of the image sensor based on the degree of similarity determined,wherein the processor is configured to: in response to determining that the degree of similarity is lower than a first predetermined value, determine whether a change with time in the degree of similarity is less than a second predetermined value; andin response to determining that the change with time in the degree of similarity is less than the second predetermined value, control the one or more storages to store the newly taken image of the imaging target as the image of the imaging target,wherein the processor is configured to: correct a position of the endoscope in the body cavity detected by the endoscopic position sensor;compare the first driving amount and the second driving amount to acquire a detection error for the endoscopic position sensor; andupdate a correction parameter by which the position of the endoscope in the body cavity detected by the endoscopic position sensor is correct... | OLYMPUS CORPORATION | A61B001/00 G02B023/24 A61B005/06 A61B001/045 A61B001/313 A61B017/00 G06K009/52 G06K009/62 G06T007/00 G06T007/60 H04N005/232 G06T007/70
US10413901 | B2 | 2019-09-17 | Methods, devices, and systems for microfluidic stress emulation | 2015-08-28 | Provided herein is technology relating to microfluidic devices and particularly, but not exclusively, to devices, methods, systems, and kits for imparting stresses on a fluid flowing through a microfluidic device that is designed to mimic a stress profile of a macrofluidic device or pathology. | 1. A method for monitoring platelet activation state in a subject, the method comprising: a) modeling the shear stress profile of a pathology in a medical device, wherein the pathology is a cardiovascular pathology,wherein the medical device is a mechanical circulatory support device,wherein the modeling comprises one or more of device thrombogenicity emulation, producing a probability density function of the medical device, and determining individual particle trajectories for particles flowing through the medical device;b) reproducing the shear stress profile of the pathology in the device in a microfluidic device;c) flowing a sample from the subject through the microfluidic device, wherein the sample comprises platelets separated from a blood sampled obtained from the subject, wherein the sample has a volume of 1 to 100 nanoliters, 1 to 1000 nanoliters, 1 to 100 microliters, or 1 to 1000 microliters; andd) testing a platelet activation state of the sample. 2. The method of claim 1 wherein the pathology is a deviation from a normal geometry or flow characteristic. 3. The method of claim 1 wherein the pathology is an arterial narrowing, stenosis, outpouching, anurysm or pseudoaneurysm, dissection, flap, fistula, constriction, thrombus, intinal hyperplasia, or tumor. 4. The method of claim 1 wherein the medical device is a ventricular assist device, stent, total artificial heart, or valve. 5. The method of claim 1 further comprising adjusting the dose of a drug or other therapeutic agent administered to the subject and/or adjusting the dose of an anti-thrombosis drug administered to the subject. 6. The method of claim 1 wherein the sample is acquired from the patient 1 to 10 times a day. | ARIZONA BOARD OF REGENTS ON BEHALF OF THE UNIVERSITY OF ARIZONA THE RESEARCH FOUNDATION FOR THE STATE UNIVERSITY OF NEW YORK POLITECNICO DI MILANO | B01L003/00 G01N033/50 G01N015/10 G01N033/569 A61B005/145
US10410062 | B2 | 2019-09-10 | Systems and methods for occupancy monitoring | 2016-07-28 | An apparatus comprises a projector for fixed attachment to a moveable part of an item of furniture, which changes its position and/or orientation relative to a surface in response to a movement of a subject occupying the item of furniture. The projector is arranged to project a pattern onto the surface. At least one camera is arranged to capture sequential images of the surface. A processing unit is arranged to: receive the images from the at least one camera; detect the projected pattern in the received images; detect a change to at least one feature of the projected pattern in the received images; determine whether the detected change satisfies at least one predefined criterion for a subject exit event; and output a signal based on the determining. | 1. Apparatus for monitoring a subject, the apparatus comprising: a projector fixedly attached to a moveable part of an item of furniture such that the projector, when attached to the moveable part, is located beneath a patient supporting surface of the item of furniture, wherein the moveable part is arranged to change its position and/or orientation relative to a surface in response to a movement of the subject occupying the item of furniture, and wherein the projector is arranged to project a first state of a pattern onto the surface;at least one camera arranged to capture sequential images of the surface; anda processing unit arranged to: receive the images from the at least one camera;detect the projected pattern in the received images,detect a change to at least one feature of the projected pattern from the first state to a second state in the received images;determine whether the detected change satisfies at least one predefined criterion for a subject exit event; andoutput a signal based on the determining. 2. The apparatus of claim 1, further comprising an additional projector fixedly attached to the moveable part of the item of furniture, wherein the moveable part is arranged to change its position and/or orientation relative to a surface in response to the movement of a subject occupying the item of furniture, and wherein the additional projector is arranged to project a different pattern onto the surface. 3. The apparatus of claim 2, wherein the projector and the additional projector are both fixedly attached to the same moveable part of the item of furniture, and wherein the projector is arranged to project onto a first region, and the additional projector is arranged to project onto a second region;wherein the at least one camera is arranged to capture sequential images, each of which includes the first region and the second region. 4. The apparatus of claim 3, wherein the first region and the second region are located on opposite sides of the item of furniture. 5. The apparatus of claim 2, wherein the projector is for attachment to a first item of furniture and is arranged to project a first pattern onto a first region, and the additional projector is for attachment to a second item of furniture and is arranged to project a second pattern onto a second region;wherein the at least one camera is arranged to capture sequential images, each of which includes the first region and the second region; andwherein the processing unit is arranged to:detect the first projected pattern and the second projected pattern in the received images,associate the first projected pattern with the first item of furniture and associate the second projected pattern with the second item of furniture;detect a change to at least one feature of the first projected pattern and detect a change to at least one feature of the second projected pattern, in the received images;determine whether the detected change to at least one feature of the first projected patte... | KONINKLIJKE PHILIPS N.V. | A61B005/11 G06K009/00 A61B005/00 G06K009/20 G01B011/25 G01V008/20 H04N005/232
US10398322 | B2 | 2019-09-03 | Biological information measuring apparatus and blood pressure analyzing method | 2015-06-02 | A biological information measuring apparatus includes a blood pressure pulse wave measuring unit configured to measure a blood pressure pulse wave of a subject, a unit pulse wave producing unit configured to produce unit pulse waves of a certain unit from the blood pressure pulse wave based on an analysis of heart beats of the subject, a unit pulse wave extracting unit configured to analyze the unit pulse waves produced by the unit pulse wave producing unit and to extract only necessary unit pulse waves in accordance with the analysis, and an output unit configured to perform an output based on the unit pulse waves extracted by the unit pulse wave extracting unit. | 1. A biological information measuring apparatus comprising: a blood pressure pulse wave measuring unit configured to measure a blood pressure pulse wave of a subject;a unit pulse wave producing unit configured to produce unit pulse waves from the blood pressure pulse wave based on an analysis of heart beats of the subject;a unit pulse wave extracting unit configured to calculate a blood pressure value of each of the unit pulse waves produced by the unit pulse wave producing unit, the blood pressure value being an average blood pressure value, a minimum pressure value or a maximum pressure value, to produce a histogram using the calculated blood pressure values, and to extract only unit pulse waves of a class including a mode value, an average value or a median value of the calculated blood pressure values; andan output unit configured to display at least one of: an average pulse wave, an average blood pressure value, and one or more of the unit pulse waves, based on the unit pulse waves extracted by the unit pulse wave extracting unit. 2. The biological information measuring apparatus according to claim 1, further comprising an electrocardiogram measuring unit configured to measure an electrocardiogram of the subject, wherein the unit pulse wave producing unit is configured to detect QRS waves in the electrocardiogram and to divide the blood pressure pulse waves by an RR interval to produce the unit pulse waves. 3. The biological information measuring apparatus according to claim 1, wherein the unit pulse wave extracting unit is configured to extract only the unit pulse waves of the class including the mode value. 4. The biological information measuring apparatus according to claim 1, wherein the output unit is configured to average the unit pulse waves extracted by the unit pulse wave extracting unit to calculate the average pulse wave, and to display the average pulse wave on a display screen. 5. The biological information measuring apparatus according to claim 1, wherein the output unit is configured to perform a statistical processing on the unit pulse waves extracted by the unit pulse wave extracting unit to calculate the average blood pressure value, and to display the average blood pressure value on a display screen. 6. The biological information measuring apparatus according to claim 1, wherein the output unit is configured to display the unit pulse waves on a display screen, wherein the unit pulse waves extracted by the unit pulse wave extracting unit and unit pulse waves not extracted by the unit pulse wave extracting unit are displayed with different display effects in a superposed manner. 7. The biological information measuring apparatus according to claim 1, wherein the unit pulse wave extracting unit is configured to extract only the unit pulse waves of the class including the mode value of the average blood pressure values. 8. A blood pressure analyzing method comprising: measuring a blood pressure pulse wave of a subject;pr... | NIHON KOHDEN CORPORATION | A61B005/021 A61B005/04 A61B005/0456 A61B005/00 A61B005/0215
US10405834 | B2 | 2019-09-10 | Surface modeling of a segmented echogenic structure for detection and measurement of anatomical anomalies | 2016-05-31 | An anatomical structure is segmented from images generated in an anatomical scan. A user input device is configured for manually identifying two or more seed points on a plurality of the images. An image processor is configured to identify an optimal path through seed points on the plurality of images with a graph search. The optimal path between corresponding seed points on different images defines a boundary contour, and the anatomical structure includes two or more boundary contour. The image processor is further configured to interpolate the boundary contours over a three-dimensional volume using cardinal splines. | 1. A system for segmenting an anatomical structure from a plurality of images generated in an anatomical scan, the system comprising: a user input device configured for manually identifying two or more seed points on a plurality of the images; andan image processor configured to identify an optimal path through seed points on the plurality of images with a graph search, the optimal path between corresponding seed points on different images defining a boundary contour, wherein the anatomical structure includes two or more boundary contours, the image processor further configured to interpolate the boundary contours over a three-dimensional volume. 2. The system of claim 1, wherein the image processor is configured to use cardinal splines to interpolate the boundary contours over the three-dimensional volume. 3. The system of claim 2, wherein the anatomical structure is an acetabulum. 4. The system of claim 3, wherein the image processor is further configured to represent a surface of the three-dimensional volume and define a first vector on the surface corresponding to a lateral iliac wall and a second vector on the surface corresponding to an acetabular roof, the image processor further configured to calculate an acetabular contact angle (ACA) based on an angular separation between the first and second vectors. 5. The system of claim 4, wherein the surface of the three-dimensional volume is represented using a polygonal mesh. 6. A method for segmenting an anatomical structure from a plurality of images generated in an anatomical scan, the method comprising: receiving the anatomical scan images including two or more seed points identified on a plurality of the images;identifying an optimal path through seed points on a plurality of the images with a graph search, the optimal path between corresponding seed points on different images defining a boundary contour, wherein the anatomical structure includes two or more boundary contours; andinterpolating the boundary contours over a three-dimensional volume. 7. The method of claim 6, wherein cardinal splines are used to interpolate the boundary contours over the three-dimensional volume. 8. The method of claim 7, wherein the anatomical structure is an acetabulum. 9. The method of claim 8, the method further comprising: representing a surface of the three-dimensional volume and define a first vector on the surface corresponding to a lateral iliac wall and a second vector on the surface corresponding to an acetabular roof; andcalculating an acetabular contact angle (ACA) based on an angular separation between the first and second vectors. 10. The method of claim 9, wherein the surface of the three-dimensional volume is represented using a polygonal mesh. 11. A method for determining an acetabular contact angle (ACA), the method comprising: segmenting images of a scan of an acetabulum according the method of claim 6;representing a surface of the three-dimensional volume;defining a first vector o... | The Governors of the University of Alberta | A61B008/00 G06T007/00 A61B008/08 G06T017/20 G06T007/162 G06T007/11 A61B005/055 A61B006/03 G06T007/12
US10420870 | B2 | 2019-09-24 | Heart rate determination based on VAD current waveform | 2017-07-28 | The present disclosure provides for methods and systems for determining heart rate of a patient. Based on motor current signals of a ventricular assist device (VAD), each of first, second and third events in the measured current signal may be detected, the first event being indicative of a rise or fall in the current signal, the second event being indicative of a rise or fall in the current signal in the opposite direction as the first event, and the third event being indicative of a rise or fall in the current signal in the same direction as the first event. A timer counter may be initiated upon detection of the first event, and an elapsed time may be measured upon detection of the third event. Heart rate may be determined based on the elapsed time of the timer counter. | 1. A method of determining heart rate of a patient having an implantable blood pump, comprising: measuring a motor current signal of the implantable blood pump, the implantable blood pump being in fluid communication with a ventricle of the patient's heart;detecting a first event in the measured current signal, the first event being indicative of one from the group consisting of a rise in the current signal and a fall in the current signal;initiating a timer counter when detecting the first event;detecting a second event in the measured current signal, the second event being indicative of one from the group consisting of a rise in the current signal and a fall in the current signal in the opposite direction as the first event;detecting a third event in the measured current signal, the third event being indicative of one from the group consisting of a rise in the current signal and a fall in the current signal in the same direction as the first event;measuring an elapsed time of the timer counter when detecting the third event;filtering the motor current signal to create a filtered signal, and having the first, second, and third events be detected using a combination of the unfiltered motor current signal and the filtered signal; anddetermining the heart rate of the patient based on the elapsed time of the timer counter. 2. The method of claim 1, wherein detecting the second event is initiated after the first event is detected, and wherein detecting the third event is initiated after the second event is detected. 3. The method of claim 1, wherein the first event and the third event are rises in current signal and the second event is a fall in current signal. 4. The method of claim 1, wherein detecting the rise in current signal occurs when the unfiltered current signal exceeds the filtered current signal by a first predetermined amount, and wherein detecting the fall in current signal occurs when the unfiltered current signal is less than the filtered current signal by a second predetermined amount. 5. The method of claim 4, wherein the first predetermined amount and the second predetermined amount are equal. 6. The method of claim 1, wherein the filtered signal is a running average of the motor current signal. 7. The method of claim 1, wherein detecting the first, second and third events is repeatedly performed, and wherein the method includes measuring a plurality of elapsed times, and wherein the heart rate is determined based on an average of the plurality of elapsed times. 8. The method of claim 1, further comprising: initiating a second counter timer when detecting the second event;detecting of a fourth event in the measured current signal after detecting the third event, the fourth event being indicative of one from the group consisting of a rise in the current signal and a fall in the current signal in the same direction as the second event; andmeasuring an elapsed time of the second timer counter when detecting the fourth event. 9... | HeartWare, Inc. | A61M001/00 A61M001/12 A61B005/029 A61M001/10 A61B005/024 A61B005/00
US10417513 | B2 | 2019-09-17 | Photosensitive thin film device and biometric information sensing apparatus including the photosensitive thin film device | 2016-08-29 | A photosensitive thin film device includes a substrate that is transparent and insulative; a first electrode on the substrate; a circular semiconductor layer on the substrate and surrounding a perimeter of the first electrode; a circular second electrode on the substrate and surrounding a perimeter of the semiconductor layer; an interlayer insulating layer on the semiconductor layer and the first and second electrodes and having a first aperture exposing the first electrode; and a conductive layer including an upper surface light barrier arranged on the interlayer insulating layer and covering an upper surface of the semiconductor layer, and a contact plug extending from the upper surface light barrier and connected to the first electrode via the first aperture. | 1. A photosensitive thin film device comprising: a substrate that is transparent and insulative;a first electrode on the substrate;a semiconductor layer on the substrate and surrounding a perimeter of the first electrode;a second electrode on the substrate and surrounding a perimeter of the semiconductor layer;an interlayer insulating layer on the semiconductor layer and the first and second electrodes and having a first aperture exposing the first electrode; anda conductive layer comprising an upper surface light barrier arranged on the interlayer insulating layer and covering an upper surface of the semiconductor layer, and a contact plug extending from the upper surface light barrier and connected to the first electrode via the first aperture,wherein the contact plug does not directly contact the semiconductor layer and the second electrode. 2. The photosensitive thin film device of claim 1, wherein the semiconductor layer has a ring-type planar shape having an inner edge and an outer edge,wherein the first electrode is arranged inside the inner edge and contacts the inner edge, andwherein the second electrode contacts the outer edge. 3. The photosensitive thin film device of claim 1, wherein the semiconductor layer has a circular ring-type planar shape having a circular inner edge and a circular outer edge. 4. The photosensitive thin film device of claim 1, wherein the semiconductor layer comprises: a first semiconductor layer on the substrate; andsecond semiconductor layers arranged between the first semiconductor layer and the first and second electrodes, the second semiconductor layers comprising heavily-doped impurities. 5. The photosensitive thin film device of claim 1, wherein the interlayer insulating layer has a second aperture spaced apart from the second electrode and surrounding a portion of a perimeter of the second electrode, andwherein the conductive layer further comprises a lateral surface light barrier extending from the upper surface light barrier along the second aperture and covering a portion of a lateral surface of the semiconductor layer in a lateral direction. 6. The photosensitive thin film device of claim 5, further comprising a connection line that extends from the second electrode in a lateral direction via a hole in the lateral surface light barrier on the substrate, the connection line being insulated from the lateral surface light barrier by the interlayer insulating layer. 7. The photosensitive thin film device of claim 6, wherein the upper and lateral surface light barriers of the conductive layer are configured to block light radiated from above the conductive layer toward the substrate from reaching the semiconductor layer. 8. The photosensitive thin film device of claim 1, wherein as an amount of light radiated from below the substrate onto the semiconductor layer increases, a magnitude of a current flowing between the first and second electrodes via the semiconductor layer increases. 9. A biometric... | Samsung Display Co., Ltd. | H01L027/146 G06K009/00 H01L031/0224 H01L031/0216 A61B005/00 A61B005/117 G06K009/20 H02S040/44
US10420487 | B1 | 2019-09-24 | System of monitoring sports activity and accident and method thereof | 2018-06-04 | The present invention relates to a sports activity and accident risk monitoring system and a method thereof. The system includes a wearable sensing device that is as worn by a user and is capable of sensing an activity state of the user; a terminal capable of processing activity information in conjunction with the wearable sensing device; and a server that is connected to the terminal through a network, grasps a sports activity pattern, personal data for each item, and whether or not an accident occurs by receiving, processing, and analyzing the activity information of the user, and transmits a feedback signal to the terminal. | 1. A sports activity monitoring system comprising: a wearable sensing device that is as worn by a user and is capable of sensing an activity state of the user;a terminal capable of processing activity information data of the user in conjunction with the wearable sensing device; anda server that is connected to the terminal through a network, grasps a sports activity pattern, personal data of the user for a sports event, and whether or not an accident occurs by receiving, processing, and analyzing the activity information data of the user, and transmits grasped result data to the terminal, wherein the server includes: a member authentication unit;a data collection unit that classifies activity information data which is transmitted from the terminal of the user into categories, and is able to store, browse, and manage the activity information data in a database;a data analysis unit that analyzes a pattern of sports activity of the user and checks whether or not there is an accident risk in conjunction with the data collection unit;an artificial intelligence module that processes the activity information data of the user by using machine learning or an artificial neural network in conjunction with the data collection unit and the data analysis unit; andthe database that stores login information, the activity information data, location information. 2. The sports activity monitoring system according to claim 1, wherein the wearable sensing device includes at least one of an acceleration sensor, a gyro sensor, a geomagnetic sensor, a temperature and humidity sensor, and a heartbeat sensor. 3. The sports activity monitoring system according to claim 1, wherein the terminal includes a data processing unit that converts real-time activity data, user information, user location information, user history information, and a sensing period of the wearable sensing device which are received from the wearable sensing device into a predetermined protocol form, filters the converted data, and transmits the filtered data to the server;a control unit that processes a command which is input by the user through a screen of the terminal in conjunction with the data processing unit, or receives or transmits data from or to the wearable sensing device and the server; andan output unit that transmits the data which is processed by the data processing unit to each electronic element in the terminal or transmits the data to the server. 4. The sports activity monitoring system according to claim 1, wherein the server further includes an accident risk detection module that is able to determine an accident or a dangerous state in the activity data of the user, compares a sensed value which is measured by the wearable sensing device with a reference value in the database, and determines that the user is in a dangerous state, when the sensed value is out of the reference value. 5. The sports activity monitoring system according to claim 4, wherein, when determining whether or... | HWASUNG | A61B005/00 A61B005/11 G06F001/16 G01C022/00 G06N020/00 A61B005/024 G06N003/04 A61B005/0205
US10410655 | B2 | 2019-09-10 | Estimating experienced emotions | 2017-12-18 | A method may include obtaining data input including one or more words. The method may include determining a set of expressed emotions and a set of expressed emotion probabilities based on the one or more words. The method may include obtaining a set of likelihood probabilities. Each likelihood probability may correspond to a conditional probability of an expressed emotion given an experienced emotion of a group of experienced emotions. The method may include determining a set of experienced emotions of the group of experienced emotions and a set of experienced emotion probabilities based on the set of expressed emotion probabilities and the set of likelihood probabilities. The method may include selecting an experienced emotion of the set of experienced emotions based on the selected experienced emotion corresponding to the highest experienced emotion probability of the set of experienced emotion probabilities. The method may include presenting the selected experienced emotion. | 1. A method for estimating experienced emotions of a user, comprising: obtaining a text string of a user, the text string including one or more words;obtaining a set of emotions;determining a set of expressed emotions and a set of expressed emotion probabilities based on the one or more words, each expressed emotion of the set of expressed emotions corresponding to a different expressed emotion probability of the set of expressed emotion probabilities, each expressed emotion of the set of expressed emotions corresponding with a different emotion of the set of emotions;obtaining a set of likelihood probabilities, each likelihood probability of the set of likelihood probabilities corresponding to a conditional probability of an expressed emotion of the set of expressed emotions given an experienced emotion of a group of experienced emotions, each experienced emotion of the group of experienced emotions corresponding with a different emotion of the set of emotions;determining a set of experienced emotions of the group of experienced emotions and a set of experienced emotion probabilities based on the set of expressed emotion probabilities and the set of likelihood probabilities, each experienced emotion of the set of experienced emotions corresponding to a different experienced emotion probability of the set of experienced emotion probabilities;selecting an experienced emotion of the set of experienced emotions based on the selected experienced emotion corresponding to the highest experienced emotion probability of the set of experienced emotion probabilities;accessing a database of medications associated with mental health;in response to the selected experienced emotion being different from an expressed emotion of the set of expressed emotions corresponding to the highest expressed emotion probability of the set of expressed emotion probabilities, selecting a medication from the database of medications based on the selected experienced emotion; andnotifying a medical health professional associated with the user about the selected medication. 2. The method of claim 1, wherein determining the set of expressed emotions and the set of expressed emotion probabilities comprises: obtaining an emotion vocabulary including a plurality of emotion words related to each emotion of the set of emotions;comparing the one or more words of the text string with the plurality of emotion words;based on the comparing, identifying an expressed emotion probability for each emotion of the set of emotions;identifying emotions of the set of emotions associated with an identified expressed emotion probability greater than zero as the set of expressed emotions; andidentifying identified expressed emotion probabilities greater than zero as the set of expressed emotion probabilities. 3. The method of claim 1, wherein obtaining the set of likelihood probabilities comprises: obtaining sentiment embeddings associated with each emotion of the set of expressed emotions and the gro... | FUJITSU LIMITED | G10L025/63 G10L017/26 A61B005/16 G06K009/00 A61B005/00
US10398380 | B2 | 2019-09-03 | Drowsiness detection device, drowsiness detection method, and computer-readable recording medium storing program for drowsiness detection | 2016-09-13 | A drowsiness detection device includes a memory; and a processor coupled to the memory and the processor configured to calculate a respiration variation period based on heartbeat interval data which is generated based on data that is obtained from a heartbeat sensor; predict a subsequent period structure of the respiration variation based on the calculated respiration variation period; determine whether or not an abnormal signal is mixed in the heartbeat interval data by comparing the heartbeat interval data during sequential update and the predicted subsequent period structure; and replace the respiration variation period which corresponds to the heartbeat interval data that includes the abnormal signal with the predicted subsequent period structure in a case where it is determined that the abnormal signal is mixed. | 1. A drowsiness detection device comprising: a memory; anda processor coupled to the memory and the processor is configured to: calculate a respiration variation period based on heartbeat interval data which is generated based on data that is obtained from a heartbeat sensor;predict a subsequent period structure of the respiration variation period based on the calculated respiration variation period;determine whether or not an abnormal signal is included in the heartbeat interval data by comparing the heartbeat interval data during a first sequential update and the predicted subsequent period structure; andreplace the respiration variation period which corresponds to the heartbeat interval data that includes the abnormal signal, with the predicted subsequent period structure in a case where it is determined that the abnormal signal is included. 2. The drowsiness detection device according to claim 1, wherein the processor is further configured to:in a case where it is determined that the abnormal signal is not included in the heartbeat interval data, shift the predicted subsequent period structure of the respiration variation period such that a local minimum point or a local maximum point of the shifted predicted subsequent period structure matches the local minimum point or the local maximum point of the respiration variation period based on the heartbeat interval data during the first sequential update; anddetermine whether or not an abnormal signal is included in the heartbeat interval data by comparing the heartbeat interval data during a second sequential update and the shifted predicted subsequent period structure. 3. A drowsiness detection method comprising: calculating, by a processor, a respiration variation period based on heartbeat interval data which is generated based on data that is obtained from a heartbeat sensor;predicting a subsequent period structure of the respiration variation period based on the calculated respiration variation period;determining whether or not an abnormal signal is included in the heartbeat interval data by comparing the heartbeat interval data during a first sequential update and the predicted subsequent period structure; andreplacing the respiration variation period which corresponds to the heartbeat interval data that includes the abnormal signal, with the predicted subsequent period structure in a case where it is determined that the abnormal signal is included. 4. The drowsiness detection method according to claim 3, further comprising: in a case where it is determined that the abnormal signal is not included in the heartbeat interval data, shifting the predicted subsequent period structure such that a local minimum point or a local maximum point of the shifted predicted subsequent period structure matches the local minimum point or the local maximum point of the respiration variation period based on the heartbeat interval data during the first sequential update; anddetermining whether or not an abn... | FUJITSU LIMITED | A61B005/024 A61B005/18 A61B005/00 A61B005/0205 A61B005/08 A61B005/0245
US10413267 | B2 | 2019-09-17 | Method and apparatus for performing co-planar and simultaneous spectral CT and PET imaging | 2017-05-02 | A PET/CT imaging system is provided. The imaging system includes a PET detection system having a plurality of detector rings and an axial gap between at least two adjacent detector rings within the plurality of detector rings. The imaging system includes a CT system having an x-ray generator and a CT detection system positioned within the axial gap between the at least two detector rings. The system is configured to collect PET data and CT data on the same volume of interest substantially simultaneously. | 1. A PET/CT imaging system comprising: a PET detection system comprising a plurality of detector rings, wherein at least two adjacent detector rings within the plurality of detector rings are positioned with an axial space between the at least two adjacent detector rings;a CT system comprising an x-ray generator and a CT detection system, wherein the x-ray generator is positioned and configured to generate an x-ray beam within the axial space between the at least two adjacent detector rings for detection by the CT detection system;a processor operatively coupled to the PET detection system and the CT detection system, wherein in response to simultaneously acquired radiation by the PET detection system and the CT detection system, the processor is configured to process signals received from the PET detection system and the CT detection system independently and/or jointly; anda controller operatively coupled to the CT system, wherein the controller is configured to reduce a flux of the x-ray generator as compared to a flux of an x-ray generator in a standard CT system such that a PET acquisition time and a CT acquisition time are substantially equal. 2. The PET/CT imaging system of claim 1, wherein at least one detector ring of the at least two adjacent detector rings has an axial dimension, and wherein the PET/CT imaging system is configured such that an edge of the x-ray beam generated by the x-ray generator is spaced no more than 5 centimeters from an edge of the at least one ring on the PET detection arrangement along the axial dimension. 3. The PET/CT imaging system of claim 1, wherein the x-ray generator is positioned and configured to generate an x-ray beam between the at least two adjacent detector rings such that the x-ray beam generated by the x-ray generator is spaced no more than 5 centimeters from edges of the at least two adjacent detector rings. 4. The PET/CT imaging system of claim 1, wherein the PET detection arrangement is configured to include time-of-flight (TOF) capability. 5. The PET/CT imaging system of claim 1, wherein the CT system is configured to include energy discriminating, photon counting capability. 6. The PET/CT imaging system of claim 1, wherein the plurality of detector rings of the PET detection system are stationary and the x-ray generator and CT detection system are configured to rotate. 7. The PET/CT imaging system of claim 1, wherein the plurality of detector rings of the PET detection system are configured to rotate together with the x-ray generator and the CT detection system. 8. The PET/CT imaging system of claim 7, wherein at least two adjacent detectors on a first portion of the at least two adjacent detector rings are spaced apart by a first axial distance and two adjacent detectors on a second portion of the at least two adjacent detector rings are spaced apart by a second axial distance that is greater than the first axial distance. 9. The PET/CT imaging system of claim 8, wherein at least one... | - | A61B006/00 A61B006/02 A61B006/03 A61B006/10 A61B005/055 G01T001/161 G01N023/046
US10420879 | B2 | 2019-09-24 | Pairing a medical apparatus with a control unit | 2015-12-07 | The invention provides for method of operating a medical instrument (100, 200, 400, 500, 600, 700) comprising a battery powered medical appliance (104) and a control unit (102). Both have Bluetooth communication modules. A first memory of the medical appliance contains a onetime password (210) and of a password-authenticated key agreement algorithm (212). The control unit has a second memory (223) with an implementation of the password-authenticated key agreement algorithm (212′). The method comprises entering (300) the onetime password into the data entry interface (140, 221, 504, 604) of the control unit. The method further comprises generating (302) a Bluetooth encryption key (218) by the medical appliance and the control unit with the onetime password by exchanging data across the wireless communication channel by executing the password-authenticated key agreement algorithm. The method further comprises storing (304) the Bluetooth encryption key in the first memory. The method further comprises disabling (306) the password-authenticated key agreement algorithm in the first memory after storing the Bluetooth encryption key in the first memory. The method further comprises storing (308) the Bluetooth encryption key in the second memory. The method further comprises establishing (310) an encrypted Bluetooth communication channel using the first Bluetooth communication module and the second Bluetooth communication module. The encrypted Bluetooth communication channel is the wireless communication channel encrypted using the Bluetooth encryption key. | 1. A method of operating a medical instrument, wherein the medical instrument comprises a medical appliance and a control unit, wherein the medical appliance is battery powered by a first battery, wherein the control unit is battery powered by a second battery, wherein the medical appliance comprises an electronic portion and a subcutaneous portion wherein the electronic portion comprises a first processor and a first memory, wherein the first memory contains a onetime password, wherein the first memory further comprises an implementation of a password-authenticated key agreement algorithm;wherein the control unit comprises a second processor and a second memory, wherein the control unit comprises a data entry interface, wherein the second memory contains the implementation of the password-authenticated key agreement algorithm,wherein the medical appliance comprises a first Bluetooth communication module,wherein the control unit further comprises a second Bluetooth communication module, wherein the first Bluetooth communication module and the second Bluetooth communication module are operable for forming a wireless communication channel between the medical appliance and the control unit,wherein the method comprises the steps of: entering the onetime password into the data entry interface;generating a Bluetooth encryption key by the medical appliance and the control unit with the onetime password by exchanging data across the wireless communication channel by executing the password-authenticated key agreement algorithm, wherein the control unit initiates execution of the password-authenticated key agreement algorithm;storing the Bluetooth encryption key in the first memory;disabling the password-authenticated key agreement algorithm in the first memory after storing the Bluetooth encryption key in the first memory;storing the Bluetooth encryption key in the second memory; andestablishing an encrypted Bluetooth communication channel using the first Bluetooth communication module and the second Bluetooth communication module, wherein the encrypted Bluetooth communication channel is the wireless communication channel encrypted using the Bluetooth encryption key. 2. The method of claim 1, wherein the subcutaneous portion comprises a glucose sensor wherein the medical appliance comprises a continuous glucose monitoring system, wherein the method comprises the step of recording a glucose measurement using the continuous glucose monitoring system, wherein the method further comprises the step of transferring the glucose measurement to the control unit using the encrypted Bluetooth communication channel. 3. The method of claim 1, wherein the subcutaneous portion comprises at least one cannula, wherein the medical appliance comprises a pumping system, wherein the pumping system comprises any one of the following: an insulin pump for pumping insulin through the at least one cannula, a glucagon pump for pumping glucagon through the at least one cannula, an... | ROCHE DIABETES CARE, INC. | A61M005/142 A61B005/145 G16H040/63 H04W012/00 A61M005/172 H04W084/18
US10398319 | B2 | 2019-09-03 | Adverse physiological events detection | 2016-11-22 | Systems, methods, and an event detection apparatus, for the detection of an imminent adverse physiological event, such as an epileptic seizure or cardiac event. Physiological state data can be generated based on at least one of pre-processed physiological state data, electrocardiogram (ECG) signals, and motion sensor signals. A plurality of features from the physiological state data can be extracted. The plurality of features can be classified based on a predetermined classifier. Responsive to the plurality of features corresponding to at least one of a plurality of adverse physiological event profiles, an adverse physiological event can be determined to be imminent. | 1. A method for detection of adverse physiological events using a wearable apparatus, the method comprising: receiving, by the wearable apparatus from a device attached to a wearer of the wearable apparatus, electrocardiogram (ECG) signals;receiving, by the wearable apparatus, motion signals;generating, by the wearable apparatus, physiological state data based on the ECG signals, the motion signals, and electroencephalogram (EEG) signals, wherein the physiological state data comprises EEG reconstruction data indicative of correlations between the EEG signals and at least one of the ECG signals and the motion signals, and the EEG reconstruction data is generated using at least one of the ECG signals and the motion signals, the ECG signals including at least one of heart rate data, PQRST cycle data, or stroke volume data;responsive to a plurality of features extracted from the EEG reconstruction data corresponding to at least one of a plurality of adverse physiological event profiles: determining, by the wearable apparatus, that an adverse physiological event is imminent; andalerting, the wearer of the wearable apparatus, that the adverse physiological event is imminent. 2. The method of claim 1, further comprising: detecting, by the wearable apparatus, at least one of ECG noise in the ECG signals and EEG noise in the EEG signals; andgenerating, by the wearable apparatus, filtered ECG signals and filtered EEG signals by respectively filtering the ECG noise from the ECG signals and the EEG noise from the EEG signals, the filtering including at least one of powerline notch filtering, bandpass filtering, wandering baseline removal, adaptive exponential filtering, and adaptive smooth filtering, wherein the physiological state data is further based on the filtered ECG signals and the filtered EEG signals. 3. The method of claim 1, wherein the motion signals include at least one of accelerometer signals and gyroscope signals, and both the motion signals and the ECG signals are used to generate the EEG reconstruction data. 4. The method of claim 1, wherein the physiological state data is further generated based on pre-processed physiological state data, the pre-processed physiological state data includes at least one of: aggregate ECG data based on a plurality of aggregate ECG signals received over a plurality of time intervals, aggregate EEG data based on a plurality of aggregate EEG signals over the plurality of time intervals, and aggregate motion data based on a plurality of aggregate motion signals over the plurality of time intervals. 5. The method of claim 4, further comprising: extracting, by the wearable apparatus, adverse physiological event time-domain features and adverse physiological event frequency domain features based on at least one of a first frequency and a first amplitude of the plurality of aggregate ECG signals, a second frequency and a second amplitude of the plurality of aggregate EEG signals, and a third frequency and a third... | Huami Inc. | A61B005/0205 A61B005/0404 A61B005/0476 A61B005/11 A61B005/04 A61B005/00
US10413211 | B2 | 2019-09-17 | Systems, devices, and methods for mapping organ profiles | 2013-08-26 | Devices, systems, and methods for the localization of body lumen junctions and other intraluminal structure are disclosed. Various embodiments permit clinicians to identify and locate lesions and/or anatomical structures within a lumen and accurately place leads and/or devices within a lumen, through determining the intralumen conductance and/or cross-sectional area at a plurality of locations within the body lumen. | 1. A system comprising: a device having a proximal end and a distal end, the distal end of the device configured for placement into a body lumen, the device comprising an electrode located between the proximal and distal ends of the device, the electrode to detect conductance data at a plurality of locations within the body lumen, the conductance data determined at each of the plurality of locations when the electrode is immersed in a fluid within the body lumen; anda computer operably connected to the electrode of the device, the computer including: a processor to collect conductance data from the device and to determine a profile of the body lumen based upon the conductance data, anda computational program stored on the computer and executed by the processor, the computational program configured to: (1) detect a first spike and a second spike in the conductance data obtained at the plurality of locations,(2) responsive to determining the first spike is greater than a predefined threshold limit, eliminate the first spike from the conductance data to generate a first modified conductance data,(3) determine whether the second spike is due to a bifurcation,(4) apply a smoothing algorithm to the first modified conductance data to eliminate the second spike in the first modified conductance data to generate a second conductance data if the second spike is determined to be due to the bifurcation, and(5) generate a lumen profile based on the second conductance data. 2. The system of claim 1, wherein the smoothing algorithm includes one of linear interpolation or cubic spline interpolation. 3. A system for determining a location within a body lumen, the system comprising: a device having a proximal end and a distal end, the distal end of the device configured for placement into the body lumen, the device comprising an electrode located between the proximal and distal ends of the device, the electrode to detect conductance data at a plurality of locations within the body lumen, the conductance data determined at each of the plurality of locations when the electrode is immersed in a fluid within the body lumen; anda computer operably connected to the electrode, the computer including: a processor to obtain conductance data from the device at a plurality of locations within the body lumen when the electrode is immersed in a fluid within the body lumen; anda computational program that, upon execution by the processor, causes operations capable of detecting a target location in the body lumen based upon the conductance data obtained at the plurality of locations, and configured to: (1) detect a first spike and a second spike in the conductance data,(2) responsive to determining the first spike is greater than a predefined threshold limit, eliminate the first spike from the conductance data to generate a first modified conductance data,(3) determine whether the second spike is due to a bifurcation,(4) apply a smoothing algorithm to the first modified conduc... | 3DT Holdings, LLC | A61B005/053 A61B005/0215
USRE047588 | E1 | 2019-09-03 | Patient positioning system for radiotherapy | 2016-07-28 | A patient positioning system for radiotherapy, comprising a device for positioning a patient within the framework of treatment planning, using image detection and/or carrying out radiation treatment, comprising a patient bed on which a patient is positioned, wherein means are provided by which the same bed may be arranged both on a planning couch for image detection within the framework of treatment planning as well as on a radiotherapy table, and by providing a reference means on the patient bed by which the position of the immobilized patient or of a marked radiation target is determined with respect to the patient bed. Within this framework, a corresponding method is also provided, as well as an adjusting means for the transport and the bed. | 1. A patient positioning device for treatment planning and/or carrying out radiation treatment, comprising: a patient bed on which a patient can lay,; andan adjusting device that supports the patient bed relative to an associated patient couch or table for rotational movement about two axes, the adjusting device includingcomprising: a horizontal base plate connected to awith the associated patient couch or table,a horizontal cover plate connected towith the patient bed, anda three-point bearing support with one point being a ballfirst joint located along a center longitudinal axis and the other two points being adjustable joints that are spaced apart from the ballfirst joint and are vertically height adjustable to vary thea pitch and roll of the patient bed relative to the associated patient couch or table,wherein the ballfirst joint and the adjustable joints are connected directly to the base plate and the horizontal cover plate, and each of the two adjustable joints are configured to transformcomprises a toggle lever that comprises a first link member pivotally connected with the base plate and a second link member pivotally connected with the cover plate wherein the first and second link members are mutually pivotally connected at a toggle lever joint, the toggle levers of each of the two adjustable joints transforming a horizontal activation-movementactivation movement acting on the toggle lever joint to a vertical movement of the cover plate relative to the lower plate for varying the pitch and roll of the patient bed relative to the associated patient couch or table. 2. The device of claim 1, wherein the adjusting deviceassociated patient couch or table is arranged between the patient bed and a supporting device beneathto support the patient bed, and the horizontal base plate and the horizontal cover plate are movably linked together via the three point bearing support. 3. The device of claim 2, wherein the adjusting device includescomprises a guide slot and followera shaft guided in the guide slot to provide two translatory and two rotatory degrees of freedom with respect to one another while preventing the patient bed from shifting laterally with respect to the supporting deviceassociated patient couch or table. 4. The device as set forth in claim 1, further comprising: a position tracking system that can detect the positions of markings arranged on at least one of a patient supported on the patient bed andbed, a reference device attached to the patient bed, or a patient supported on the patient bed and a reference device attached to the patient bed. 5. The device as set forth in claim 1, wherein the axes of the pitch and roll of the patient bed relative to the associated patient couch or table are orthogonal and respectively extend longitudinally and laterally with respect to the patient bed. 6. The device as set forth in claim 1, wherein the adjustable joints are height adjustable pneumatically, hydraulically, piezoelectrically or ... | Brainlab AG | A61G013/04 A61B006/04 A61N005/10 A61B006/00 A61B005/00
US10416265 | B2 | 2019-09-17 | Method and system for generating MR images of a moving object in its environment | 2015-10-01 | MR images (10, 20) of an object in its environment within a region of interest are generated. The object executes motion including a plurality of moving phases within a period of time. The method includes the steps of: generating a first image (10) of a region of interest from the first dataset (S2); identifying a dynamic region (12) and a static region (14) inside the first image (10) (S3); editing the first image (10) by masking out the dynamic region (14) (S4); performing an inverse Fourier transformation of the edited first image (16) showing the remaining static region (14) (S5); subtracting the inverse Fourier transformation of the edited first image (16) with the remaining static region (14) from a second dataset (S7) pertaining to one of the moving phases of the object (S6); performing a Fourier transformation on the subtracted second dataset (18) (S8); and generating a second image (20) of a reduced region of interest with respect to the region of interest of the first image (10), which reduced region of interest includes the dynamic region (12) (S9). | 1. A method for generating magnetic resonance (MR) images of an object, said object executing motion comprising a plurality of moving phases within a period of time, the method comprising the steps of: (a) acquiring a first dataset in k-space by using a plurality of receiver coils pertaining to the object using a SENSE undersampling scheme;(b) reconstructing a first image in image space of a region of interest from the first dataset by means of SENSE reconstruction;(c) identifying a dynamic region and a static region inside the first image in image space, wherein said regions are predominantly dynamic or static respectively within the period of time;(d) editing the first image in image space by masking out the dynamic region;(e) weighing the edited first image by coil sensitivities of multiple MR receive coils;(f) performing an inverse Fourier transformation of the edited and weighed first image showing the remaining static region to transform the edited and weighted first image into k-space;(g) acquiring a second dataset in k-space pertaining to one of the moving phases of the object by using the multiple MR receive coils, wherein the second dataset is provided by means of undersampling during acquisition, resulting in a reduced field of view (rFoV) compared to a field of view of the first dataset and in addition using the same SENSE undersampling scheme as for the acquisition of the first dataset;(h) subtracting in k-space the inverse Fourier transformation of the edited first image with the remaining static region from the second dataset; and(i) reconstructing the second dataset with the edited first dataset subtracted out into a second image of a reduced region of interest with respect to the region of interest of the first image by means of SENSE reconstruction, which reduced region of interest includes the dynamic region. 2. The method according to claim 1, wherein at least one further second image is generated by repeating steps (g)-(i). 3. The method according to claim 1, wherein the first image is a fully sampled image. 4. The method according to claim 1, wherein the edited first image is divided into a plurality of sub-images, and further including inverse Fourier transforming each of the plurality of sub-images in the k-space domain. 5. A non-transitory computer-readable medium carrying a computer program which controls a computer processor of a magnetic resonance imaging system to execute the method according to claim 1. 6. A method of magnetic resonance (MR) cardiac imaging for generating a plurality of cardiac MR images of a patient in each of a plurality of cardiac phases, the method comprising: acquiring a plurality of k-space datasets of a chest region of a patient using SENSE undersampling, each of the plurality of k-space datasets being in one of the plurality of cardiac phases;reconstructing a chest image using one of the plurality of k-space datasets using SENSE reconstruction, the chest image including a dynamic region ... | KONINKLIJKE PHILIPS N.V. CENTRO NACIONAL DE INVESTIGACIONES CARDIOVASCULARES CARLOS III (CNIC) | G01V003/00 G01R033/561 A61B005/055 G01R033/563 G06F017/14
US10420388 | B2 | 2019-09-24 | Smart shoe, smart device and method for switching functional areas | 2017-06-29 | Provided are a smart shoe, a smart device and a method for switching functional area. The smart shoe includes a shoe body and a smart device provided on a surface of the shoe body. The smart device includes a processing unit, a locating unit, a communication unit, a solar energy receiving unit and a power supply unit. The locating unit is configured to acquire current position information of the smart shoe and send it to the processing unit. The processing unit sends the received position information to a user terminal or a remote server via the communication unit. The solar energy receiving unit is configured to receive solar energy and converting it into electrical energy which is transferred to the power supply unit. The power supply unit is connected with individual functional units of the smart device to supply the electrical energy to the smart device. | 1. A smart shoe, comprising a shoe body and a smart device, wherein the smart device is provided on a surface of the shoe body; the smart device comprises a processing unit, a locating unit, a communication unit, a solar energy receiving unit and a power supply unit;the locating unit is electrically connected with the processing unit, and is configured to acquire current position information of the smart shoe and send the current position information to the processing unit;the communication unit is electrically connected with the processing unit, and the processing unit is configured to send the received position information to a user terminal or a remote server via the communication unit;the solar energy receiving unit is electrically connected with the power supply unit, and is configured to receive solar energy and convert the solar energy into electrical energy which is transferred to the power supply unit; andthe power supply unit is connected with individual functional units of the smart device, and is configured to supply the electrical energy to the smart device,wherein the smart device further comprises a housing, a switching unit, a lighting unit and a trigger unit;the housing is of a hollow structure, and the housing is provided with an opening;the switching unit is provided in the housing and is electrically connected with the processing unit, the switching unit is provided thereon with a plurality of functional areas, and the solar energy receiving unit and the lighting unit are provided at different functional areas of the plurality of functional areas;the lighting unit is connected with the power supply unit, and is configured to provide safety lighting for sports at night; andthe trigger unit is electrically connected with the processing unit, and is configured to receive a switching trigger signal and send a switching signal to the processing unit and the processing unit is configured to control, according to the switching signal sent by the trigger unit, the switching unit to make a different functional area of the plurality of functional areas face the opening. 2. The smart shoe according to claim 1, wherein the switching unit comprises an inner core, a first magnet and a second magnet; the inner core is of a cylinder structure, the inner core is provided thereon with an axial rotation shaft, and the rotation shaft is connected with the housing so that the inner core is rotatable within the housing; the plurality of functional areas are provided on the inner core, and as the inner core rotates, a different functional areas of the plurality of functional areas is made to face the opening; andthe first magnet is provided on the inner core, the second magnet is provided within the housing, and the processing unit is configured to control the first magnet and the second magnet to attract each other, so as to drive the inner core to rotate in the housing. 3. The smart shoe according to claim 2, wherein the first magnet is a perman... | SHENZHEN HENGTE INTELLECTUAL NETWORKING TECHNOLOGY CO., LTD. | A43B007/04 H02J007/35 A43B003/00 A61B005/11 G06F021/32 A61B005/00
US10405750 | B2 | 2019-09-10 | Nonradiative voltage-sensitive dye for imaging neuronal action potential | 2015-10-01 | A method for fast high-resolution deep photoacoustic tomography of action potentials in brains is provided herein. The method may utilize a high-speed, high-spatial-resolution, deep-penetration photoacoustic computed tomography (PACT) system for real-time imaging of action potentials. | 1. A method of performing photoacoustic tomography of at least one electrically-active cell of a subject, the method comprising: contacting the at least one electrically-active cell within a target area with a voltage-responsive dye;illuminating the target area with a light pulse;detecting at least one photoacoustic signal produced by the voltage-responsive dye, wherein the voltage-responsive dye is selected from a merocyanine-rhodanine dye; an aminonaphthylethenylpyridinium dye including Di-4-ANEPPS, di-8-ANEPPS, Di-2-ANEPEQ, Di-8-ANEPPQ and Di-12-ANEPPQ, a dialkylaminophenylpolyenylpyridinium dye including RH 160, RH 237, RH 414, RH 421, and RH 795; an oxonol dye including RH 155, RH 482, RH 1691, RH 1692, and RH 1838; and dipicrylamine (DPA);comparing a time-of-arrival of the at least one photoacoustic signal to determine a position of the at least one electrically-active cell; andtransforming at least one characteristic of each photoacoustic signal according to a calibration rule to determine a membrane voltage of the at least one electrically-active cell contacted with the voltage-responsive dye, the calibration rule comprising a relationship between the at least one characteristic of each photoacoustic signal and the membrane voltage of the at least one electrically-active cell, wherein the at least one characteristic is chosen from: amplitude, duration, temporal profile, frequency, and any combination thereof. 2. The method of claim 1, wherein the light pulse comprises a pulse wavelength corresponding to a maximum absorption wavelength of the voltage-responsive dye. 3. The method of claim 2, wherein the pulse wavelength ranges from 400 nm to 920 nm. 4. The method of claim 3, wherein the light pulse further comprises a pulse frequency of at least 1 kHz. 5. The method of claim 4, wherein the target area is illuminated using at least one illumination scheme chosen from: directing the light pulse through a diffuser to produce planar top Illumination;directing the light pulse through at least two optic fibers and through one or more diffusers to produce illumination from two or more directions;directing the light pulse through a side-firing optical fiber into an external cavity of a subject chosen from a mouth, a nasal cavity, an ear canal, a gastrointestinal tract, a urethra, or a vagina;directing the light pulse through an optical fiber implanted within the subject; and any combination thereof. 6. The method of claim 5, wherein the at least one electrically-active cell is chosen from at least one of: a brain neuron, a spinal neuron, a peripheral neuron, a sensory neuron, a voluntary muscle cell, a smooth muscle cell, a cardiac muscle cell, and any combination thereof. 7. The method of claim 6, wherein the at least one photoacoustic signal is detected at a depth up to 50 mm. 8. The method of claim 7, wherein the at least one photoacoustic signal is detected within a detection time of less than 5 μs. 9. The method of claim 8, wherein th... | Washington University | A61B005/00 A61B008/00 A61B008/13 A61M005/00 A61B008/08
US10420495 | B2 | 2019-09-24 | Enclosed desorption electrospray ionization probes and method of use thereof | 2019-01-15 | The invention generally relates to enclosed desorption electrospray ionization probes, systems, and methods. In certain embodiments, the invention provides a source of DESI-active spray, in which a distal portion of the source is enclosed within a transfer member such that the DESI-active spray is produced within the transfer member. | 1. A method for analyzing a tissue section, the method comprising: providing a tissue section;directing a liquid droplet spray discharge from a desorption electrospray ionization probe onto the tissue section, wherein the liquid droplet spray discharge from the desorption electrospray ionization probe desorbs and ionizes one or more analytes from the tissue section in a manner that preserves the tissue section for further analysis;transferring the ions of the one or more analytes to a mass spectrometer; anddetermining a distribution of the one or more analytes within the tissue section, thereby analyzing the tissue section. 2. The method according to claim 1, wherein the method is repeated at least a second time on the same tissue section. 3. The method according to claim 1, wherein the discharge is water. 4. The method according to claim 1, wherein the desorption electrospray ionization probe operates without voltage. 5. The method according to claim 1, wherein the transferring step comprises sending the ions of the analyte through a transfer member that is operably coupled to the mass spectrometer. 6. The method according to claim 5, wherein the method further comprises generating a gas flow in the transfer member via a pump in a direction opposite that of a first direction with enough counter-flow to reduce a velocity of the discharge. 7. The method accordingly to claim 6, wherein a distal portion of the desorption electrospray ionization probe is sealed within the transfer member. 8. The method according to claim 7, wherein the distal portion of the transfer member is configured to sealably interact with the tissue section. 9. The method according to claim 1, wherein the mass spectrometer is a bench top mass spectrometer or a handheld mass spectrometer. 10. The method according to claim 1, wherein the tissue section is a brain tissue section. 11. A method for analyzing a tissue section, the method comprising: providing a tissue section;directing a liquid droplet spray discharge from a desorption electrospray ionization probe onto the tissue section, wherein the liquid droplet spray discharge from the desorption electrospray ionization probe desorbs and ionizes one or more lipids from the tissue section in a manner that preserves the tissue section for further analysis;transferring the ions of the one or more lipids to a mass spectrometer; anddetermining a distribution of the one or more lipids within the tissue section, thereby analyzing the tissue section. 12. The method according to claim 11, wherein the method is repeated at least a second time on the same tissue section. 13. The method according to claim 11, wherein the discharge is water. 14. The method according to claim 11, wherein the desorption electrospray ionization probe operates without voltage. 15. The method according to claim 11, wherein the transferring step comprises sending the ions of the analyte through a transfer member that is operably coupled to the mass ... | PURDUE RESEARCH FOUNDATION | H01J049/00 A61B005/1477 H01J049/34 A61M011/00 A61M025/00 G01N033/483 H01J049/04 H01J049/16 A61B010/00 G01N001/02 A61B005/15 A61B005/145 A61B005/157
US10398233 | B2 | 2019-09-03 | System architecture for office productivity structure communications | 2015-12-29 | A furniture system includes a chair having a seat, a backrest coupled to the seat, and a base supporting the backrest and the seat. The furniture system also includes a plurality of sensors and a processor. Each sensor is operable to detect a physical force imparted by a user on the chair, and generate an output signal indicative of the physical force. The processor is coupled to the plurality of sensors, and is operable to receive the output signals generated by the plurality of sensors, and determine, based on at least one of the output signals, a current posture of the user sitting in the chair. | 1. A furniture system comprising: a chair including a seat,a backrest coupled to the seat, anda base supporting the backrest and the seat;a plurality of sensors coupled to the chair, each sensor operable to detect a physical force imparted by a user on the chair, and generate an output signal indicative of the physical force; anda processor coupled to the plurality of sensors, and the processor operable to receive the output signals generated by the plurality of sensors, determine, based on at least one of the output signals, a current posture of the user sitting in the chair,determine, based on at least one of the output signals, a focus profile of the user;determine a period of time that the user remains in the current posture,generate a notification for the user to change postures when the period of time exceeds a time threshold, andgenerate a notification for the user to change postures when the focus profile of the user indicates the user is distracted. 2. The furniture system of claim 1, wherein the processor is operable to determine, based on the at least one of the output signals, a position parameter of the chair, the position parameter corresponding to a tilt of the seat relative to the base, a distribution of weight on the backrest, or a tilt of the seat relative to a horizontal level, and wherein the current posture and the focus profile of the user are determined based on the position parameter. 3. The furniture system of claim 1, wherein the chair further includes a first armrest and a second armrest, wherein a first sensor of the plurality of sensors is coupled to the first armrest and operable to determine a first force vector acting on the first armrest, andwherein the processor is operable to determine the current posture and the focus profile of the user based on the first force vector. 4. The furniture system of claim 3, wherein a second sensor of the plurality of sensors is coupled to the second armrest and operable to determine a second force vector acting on the second armrest, and wherein the processor is operable to determine a difference between the first force vector and the second force vector anddetermine the current posture and the focus profile of the user based on the difference. 5. The furniture system of claim 1, wherein the processor is operable to periodically store the current posture of the user,generate a report including information regarding stored postures of the user, and transmit the report to a display. 6. The furniture system of claim 5, wherein the report includes a length of time spent in each of the stored postures. 7. The furniture system of claim 5, wherein the report includes information regarding a time spent standing by the user and a time spent sitting by the user, and wherein the time spent sitting is subdivided into the time spent sitting in different postures. 8. The furniture system of claim 1, wherein the processor is operable to indicate a target posture to the user, anddetermine... | HERMAN MILLER, INC. | A47C001/03 A47C007/56 A47C007/62 A61B005/00 A61B005/11 A47C031/12 A61B005/103
US10405760 | B2 | 2019-09-10 | Heart rate monitor system | 2015-02-27 | A heart rate monitor system having at least one primary heart rate sensor (110) for measuring or determining a heart rate of a user and for outputting an output signal (HR) is provided. The output signal (HR) is based at least on measured heart beats and/or artifacts. The heart rate monitor system also comprises a model unit (132) for estimating or predicting a heart rate (HRM) of a user based on a model stored in the model unit (132) and the information received from at least one secondary sensor (120) measuring at least one physiological factor influencing heart rate of a user. The heart rate monitor system furthermore comprises a processing unit (131) for correlating the output signal (HR) received from the primary sensor (110) with the estimated or predicted hear rate (HRM) received from the model unit (132) to differentiate the measured heart beats from the artifacts. | 1. A heart rate monitor system, comprising: at least one primary optical heart rate sensor configured to measure a heart rate of a user and generate output signals (HR), wherein the output signals (HR) are based at least on measured heart beats and measured artefacts;a model unit configured to predict an estimated heart rate (HRM) of the user based on a model stored in the model unit and information received from at least one secondary sensor measuring at least one physiological factor influencing the heart rate of the user, the model representative of a relationship between physical activity of the user and the heart rate of the user, anda processor configured to compare the output signals (HR) received from the at least one primary optical heart rate sensor with the estimated heart rate (HRM) received from the model unit to differentiate the measured heart beats from the measured artefacts and output a determined heart rate. 2. The heart rate monitor system according to claim 1, wherein the measured artifacts are motion artifacts created by a relative motion between the at least one primary optical heart rate sensor and the user. 3. The heart rate monitor system according to claim 1, wherein the at least one primary optical heart rate sensor comprises a green light emitting diode. 4. The heart rate monitor system according to claim 1, wherein the at least one physiological factor influencing the heart rate measured by the at least one secondary sensor comprises breath of the user, speed of the user, acceleration of the user, humidity on skin of the user, altitude of the user and/or temperature of the user. 5. The heart rate monitor system according to claim 1, wherein the at least one primary optical heart rate sensor is arranged at a wrist of the user, at a forearm of the user, or behind an ear of the user. 6. Computer A computer program for monitoring a heart rate of a user in the heart rate monitor system as defined in claim 1, the computer program comprising program code means for causing the heart rate monitor system to carry out the steps of: measuring a heart rate of a user by a primary optical heart rate sensor and outputting output signals (HR), wherein the output signals are based at least on measured heart beats and measured artefacts; predicting an estimated heart rate (HRM) of the user based on a model stored in a model unit and information received from at least one secondary sensor measuring at least one physiological factor influencing the heart rate of the user, the model representative of a relationship between physical activity of the user and the heart rate of the user; and comparing the output signals (HR) received from the at least one primary optical heart rate sensor with the estimated heart rate (HRM) received from the model unit to differentiate the measured heart beats from the measured artifacts and outputting a determined heart rate, when the computer program is run on a computer controlling the heart rate moni... | KONINKLIJKE PHILIPS N.V. | A61B005/00 A61B005/08 A61B005/024 A61B005/01 A61B005/11
US10422705 | B2 | 2019-09-24 | Apparatus and method for measuring body temperature of a human body | 2017-02-21 | The invention relates to an apparatus for measuring the human body temperature. It comprises of an infrared temperature sensor for performing temperature sampling on a plurality M×N of sampling points, M≥3, N≥3. The temperatures of the sampling points with temperatures within the effective temperature range of the human body are averaged to obtain the body temperature of the human body. By collecting the temperatures of a plurality of sampling points of the measured object, the invention effectively avoids the errors that measurement of single point may produce (as may be caused by factors such as the environment); by screening for temperatures within the effective temperature range of the human body, the invention effectively avoids errors or interference produced by factors such as clothing or the environment. The improved accuracy and real-time measurement of body temperature bring convenience to people's lives. | 1. An apparatus for measuring human body temperature, comprising: a camera and an infrared temperature sensor arranged within a single unit;wherein the infrared temperature sensor has an effective temperature collection distance of 1.5 meters or more and collects temperature information at each of 64 sampling points distributed as a rectangular matrix within the imaging area of the camera;the apparatus being configured to calculate a measured human body temperature from the temperature information of sampling points which have temperature information that falls within an effective human body temperature range, andthe apparatus being configured to transmit a camera image and the measured human body temperature to a remote device in real-time. 2. The apparatus for measuring human body temperature of claim 1, wherein the apparatus is configured to use a temperature range of 35° C. to 42° C. as the effective human body temperature range. 3. A method for measuring the body temperature of a human being, comprising: providing a camera and an infrared temperature sensor within a single unit, the infrared temperature sensor having 64 sampling points distributed as a rectangular matrix in the camera imaging area and an effective temperature collection distance of 1.5 meters or more;collecting, using the infrared temperature sensor, temperature information at each of 64 sampling points distributed as a rectangular matrix;determining whether the temperature information of each sampling point falls into an effective human body temperature range,determining a measured human body temperature using only the temperature information from sampling points which fall within the effective human body temperature range, andtransmitting a camera image and the measured human body temperature to a remote device in real-time. 4. The method of measuring the body temperature of claim 3, wherein a temperature range of 35° C. to 42° C. is used as the effective human body temperature range. | - | G01K003/06 G01K013/00 A61B005/01 A61B005/00
US10420480 | B1 | 2019-09-24 | Systems and methods for performing neurophysiologic monitoring | 2015-09-16 | The present invention relates to a system and methods generally aimed at surgery. More particularly, the present invention is directed at a system and related methods for performing surgical procedures and assessments involving the use of neurophysiology. | 1. A system for performing somatosensory evoked potential monitoring during surgery, comprising: a stimulator configured to deliver a plurality of electrical stimulation signals to a peripheral nerve of a patient;at least one sensor configured to detect somatosensory response data evoked by said electrical stimulation signals to said peripheral nerve; anda control unit in communication with said stimulator and said at least one sensor, said control unit being configured to:direct transmission of the stimulation signals,receive the evoked somatosensory response data based on the directed transmission of the stimulation signals from said at least one sensor, determine a rejection rate of the evoked somatosensory response data that are outside an optimal noise rejection threshold,determine that the rejection rate exceeds a predetermined rejection rate value,wherein the predetermined rejection rate value corresponds to a first number of evoked somatosensory responses inside the optimal noise rejection threshold, based on the determination that the rejection rate exceeds the predetermined rejection rate value, modify the optimal noise rejection threshold until the evoked somatosensory response data have a rejection rate that is less than the predetermined rejection rate value, wherein modification of the optimal noise rejection threshold corresponds to a second number of evoked somatosensory responses inside the optimal noise rejection threshold, wherein the second number of evoked somatosensory responses is greater than the first number of evoked somatosensory responses,evaluate a plurality of latency values corresponding to the evoked somatosensory response data that have a rejection rate less than the predetermined rejection rate value,based on (i) the evaluation satisfying a stability threshold and (ii) a comparison of an amplitude value of the evoked somatosensory response data to an amplitude value of the modified optimal noise rejection threshold, optimize at least one stimulation signal parameter that corresponds to at least one of the plurality of electrical stimulation signals, wherein satisfying the stability threshold is based on a measurement in movement between at least two waveforms generated on a graphical user interface, wherein the at least two waveforms correspond to a subset of the evaluated plurality of latency values, anddirect transmission of new stimulation signals using the at least one optimized stimulation signal parameter. 2. The system of claim 1, wherein said at least one sensor is further configured to detect cortical and subcortical responses and wherein the control unit is further configured to determine a latency difference and an amplitude difference for each of the cortical and subcortical responses. 3. The system of claim 1, wherein the control unit is further configured to receive instructions from the user to modify at least one stimulation signal parameter. 4. The system of claim 1, wherein the at least one s... | NuVasive, Inc. | A61B005/04
US10398345 | B2 | 2019-09-03 | Method and system to reposition an imager based on the orientation of a medical intervention device | 2011-01-31 | System for registering a first image with a second image, the system including a first medical positioning system for detecting a first position and orientation of the body of a patient, a second medical positioning system for detecting a second position and orientation of the body, and a registering module coupled with a second imager and with the second medical positioning system, the first medical positioning system being associated with and coupled with a first imager, the first imager acquiring the first image from the body, the first imager producing the first image by associating the first image with the first position and orientation, the second medical positioning system being associated with and coupled with the second imager, the second imager acquiring the second image and associating the second image with the second position and orientation, the registering module registering the first image with the second image, according to the first position and orientation and the second position and orientation. | 1. A system for adjusting an imager, by means of a moving mechanism, to a desired orientation with respect to a section of the body of a patient to acquire a visual representation of said section, the visual representation including an optimal representation of a portion of interest of a medical intervention device when inserted into said section, the system comprising: a medical positioning system associated with a coordinate system, said medical positioning system including a transmitter configured to transmit an electromagnetic field;a processor coupled with said medical positioning system and with said moving mechanism; anda device position and orientation detector coupled at a distal end of said medical intervention device at said portion of interest that is configured for insertion into said section of the body of the patient, said device detector comprising a first electromagnetic field sensor configured to detect said electromagnetic field and produce a first signal respective of the device position and orientation, said device detector being further coupled with said medical positioning system,an imager position and orientation detector coupled with said imager and with said medical positioning system, said imager detector comprising a second electromagnetic field sensor configured to detect said electromagnetic field and produce a second signal respective of the imager position and orientation,wherein said medical positioning system is configured to detect a device position and orientation of said device position and orientation detector in said coordinate system based on said first signal, said medical positioning system is configured to provide said device position and orientation to said processor, wherein said medical positioning system is configured to detect an imager position and orientation of said imager position and orientation detector in said coordinate system based on said second signal, said medical positioning system is configured to provide said imager position and orientation to said processor,wherein said processor is configured to determine a vector indicative of an orientation of said medical intervention device in said coordinate system according to said device position and orientation;wherein said processor is configured to determine said desired orientation of said imager according to said device position and orientation and said vector in said coordinate system, andwherein said processor according to the detected position and orientation of said imager position and orientation detector is configured to direct said moving mechanism to move said imager to said desired orientation in which an imaging axis associated with said imager is in a desired relationship with said determined vector wherein said desired relationship comprises said imaging axis being normal to said vector and wherein when alignment of said imaging axis of said imager normal to said vector is not possible, said imager is directed to an orientati... | St. Jude Medical Internation Holding S.à.r.l. | A61B005/055 A61B005/06 A61B005/00 A61N005/10 A61B034/20 G06T007/33 A61B034/00 A61B090/00
US10398299 | B2 | 2019-09-03 | Surgical retractors | 2015-07-13 | The present disclosure relates to methods and devices for surgically manipulating tissue. In general, the methods and devices can include an elongate retractor shaft having a distal retractor tip that is configured to manipulate tissue, for example the tip can be configured to separate muscle and nerve fibers surrounding a vertebra. The elongate retractor shaft can include an illumination source such that at least a portion of the surgical field is illuminated by the device when the device is used in the body. A sensor can also or alternatively be included on the elongate retractor shaft, for example on the blunt retraction tip, such that the sensor can monitor physiological parameters of the tissue in or adjacent to the surgical field. | 1. A surgical retractor device, comprising: an elongate retractor shaft having a proximal end with a handle portion and a distal end having a blunt retraction tip configured to manipulate tissue within a body;a lumen extending at least partially through the distal end of the elongate retractor shaft, wherein the lumen extends into at least one aperture formed at a convex surface of the elongate retractor shaft;an illumination source disposed in the at least one aperture and configured to illuminate tissue;a sensor disposed on the retraction tip and configured to sense at least one physiological parameter of tissue being manipulated by the retraction tip; anda signal processor disposed in the elongate retractor shaft;wherein, when a parameter monitored by the sensor is outside a preset range, the signal processor is configured to activate the illumination source to alert a user. 2. The device of claim 1, further comprising an internal power source disposed within the handle portion and configured to provide power to at least one of the illumination source and the sensor. 3. The device of claim 1, wherein the blunt retraction tip has a concave surface configured to conform to a bone surface. 4. The device of claim 1, wherein the elongate retractor shaft is non-linear with at least one bend formed therein such that the blunt retraction tip extends along a central longitudinal axis that is transverse to a central longitudinal axis of the handle portion. 5. The device of claim 1, wherein the sensor is at least partially disposed within the lumen. 6. The device of claim 1, wherein the illumination source includes a fiber optic lighting system. 7. The device of claim 1, wherein the illumination source includes a light emitting diode. 8. The device of claim 1, wherein the blunt retraction tip is configured to anchor into bone. 9. The device of claim 1, wherein the sensor is configured to sense at least one physiological parameter selected from the group consisting of a temperature, a pressure, a blood oxygen level, neuro conductivity, or combinations thereof. 10. The device of claim 1, wherein at least a portion of the elongate retraction shaft is malleable. 11. The device of claim 1, wherein the sensor is laminated to an external surface of the elongate retractor shaft. 12. The device of claim 1, where the illumination source is configured to alert the user by flashing, blinking, turning off, or changing color. 13. The device of claim 1, wherein the illumination source is disposed on an opposite side of the retraction tip than the sensor. 14. The device of claim 1, wherein the illumination source produces a diffuse light field to light a general working area in the body including a deep access portal in the body through which the device is disposed. 15. The device of claim 1, wherein: the illumination source is disposed on an opposite side of the retraction tip than the sensor, and is partially disposed within the lumen, andthe elongate sh... | DePuy Synthes Products, Inc. | A61B001/32 A61B001/06 A61B017/02 A61B001/07 A61B005/04 A61B005/00 A61B005/01 A61B005/145 A61B090/00 A61B017/00 A61B090/30
US10402990 | B2 | 2019-09-03 | Medical viewing system with a viewing plane determination | 2015-03-11 | A medical viewing system (10) determines a viewing plane and provides medical images with the determined viewing plane. The medical viewing system (10) includes an X-ray image acquisition device (1), an echocardiographic image acquisition device (2) and a processing unit (3). The X-ray image acquisition device (1) is adapted to acquire an X-ray image in an X-ray imaging plane. The echocardiographic image acquisition device (2) is adapted to acquire a plurality of echocardiographic images. The processing unit (3) is adapted for a determination of an indicator in the X-ray image indicating a viewing plane for an echocardiographic image. The indicator may be an indicator line (41) in the X-ray image indicating the viewing plane perpendicular to the X-ray imaging plane. The processing unit (3) is further adapted for registering or fusing the X-ray image and the plurality of echocardiographic images together, and for then providing an echocardiographic image in the identified viewing plane. The identified viewing plane may be related to specific plane of a device (valve clips, plugs. . .) or of a specific anatomical structure. | 1. A medical viewing system comprising: an X-ray image acquisition device adapted to acquire an X-ray image in an X-ray imaging plane, the X-ray image including an interventional device;an echocardiographic image acquisition device adapted to acquire an echocardiographic image;a processing unit; anda user interface for providing, in the X-ray image, an indicator for indicating a viewing plane comprising the interventional device;wherein the processing unit is adapted to register the X-ray image and the echocardiographic image, to provide a view of the echocardiographic image in accordance with the indicated viewing plane, and to determine an additional indication in the echocardiographic image to define the viewing plane together with the indicator in the X-ray image, the defined viewing plane being non-perpendicular to the X-ray imaging plane. 2. The medical viewing system according to claim 1, wherein the indicator is an indicator point in the X-ray image defining a projection line extending through the indicator point perpendicular to the X-ray imaging plane, wherein the user interface is further adapted to allow a rotation of the echocardiographic image about the projection line. 3. The medical viewing system according to claim 1, wherein the processing unit is further adapted to expand the identified viewing plane into a viewing volume. 4. The medical viewing system according to claim 1, wherein the processing unit is further adapted for a determination of indicators in different X-ray images in different X-ray imaging planes. 5. The medical viewing system according to claim 1, wherein the determination of the indicator is controlled by a user and/or the processing unit. 6. The medical viewing system according to claim 5, wherein the processing unit is further adapted to provide an echocardiographic preparation image in the X-ray imaging plane presenting the defined indicator. 7. The medical viewing system according to claim 6, wherein the processing unit is further adapted to present an imaging scope of the echocardiographic image acquisition device in the X-ray image. 8. The medical viewing system according to claim 1, wherein the echocardiographic image acquisition device is a 3D trans-esophageal echocardiographic (TEE) image acquisition device. 9. A medical viewing system comprising: an X-ray image acquisition device configured to acquire an X-ray image in an X-ray imaging plane, the X-ray image including an interventional device;an echocardiographic image acquisition device configured to acquire an echocardiographic image;wherein the X-ray image acquisition device and the echocardiographic image acquisition device are configured to acquire live images;a user interface configured to provide, in the X-ray image, an indicator for indicating a viewing plane comprising the interventional device;at least one computer processor configured to register the live X-ray and echocardiographic images with near real-time frame rates and automa... | KONINKLIJKE PHILIPS N.V. | A61B005/00 A61B006/00 G06T007/30 G06T019/00 A61B005/04 A61B005/0402 G06F003/048 G06T007/00
US10420509 | B2 | 2019-09-24 | Sealed package and method of forming same | 2018-10-12 | Various embodiments of a sealed package and a method of forming such package are disclosed. The package can include a non-conductive substrate that includes a cavity disposed in a first major surface. A cover layer can be disposed over the cavity and attached to the first major surface of the non-conductive substrate to form a sealed enclosure. The sealed package can also include a feedthrough that includes a via between a recessed surface of the cavity and a second major surface of the substrate, and a conductive material disposed in the via. An external contact can be disposed over the via on the second major surface of the non-conductive substrate, where the external contact is electrically connected to the conductive material disposed in the via. The sealed package can also include an electronic device disposed within the sealed enclosure that is electrically connected to the external contact. | 1. A hermetically-sealed package, comprising: a non-conductive substrate comprising a first major surface, a second major surface, and a cavity disposed in the first major surface, wherein the cavity comprises a recessed surface;a cover layer disposed over the cavity and attached to the first major surface of the non-conductive substrate to form a hermetically-sealed enclosure;a feedthrough comprising: a via between the recessed surface of the cavity and the second major surface of the substrate;a conductive material disposed in the via; andan external contact disposed over the via on the second major surface of the non-conductive substrate, wherein the external contact is electrically connected to the conductive material disposed in the via, and wherein the external contact is hermetically sealed to the second major surface of the non-conductive substrate by a laser bond surrounding the via;a second feedthrough disposed in the cover layer and adapted to provide an electrical pathway between an outer surface of the cover layer and the hermetically-sealed enclosure; andan electronic device disposed within the hermetically-sealed enclosure, wherein the electronic device is electrically connected to at least one of the feedthrough or the second feedthrough. 2. The package of claim 1, wherein the feedthrough further comprises an internal contact disposed over the via on the recessed surface of the cavity of the non-conductive substrate, wherein the internal contact is electrically connected to the conductive material in the via, and further wherein the device contact is electrically connected to the internal contact. 3. The package of claim 1, wherein the cover layer is hermetically sealed to the first major surface of the non-conductive substrate by a laser bond. 4. The package of claim 3, wherein the laser bond comprises an interfacial layer disposed between the inner surface of the cover layer and the first major surface of the non-conductive substrate. 5. The package of claim 1, further comprising a conductor disposed on the second major surface of the non-conductive substrate and electrically connected to the external contact of the feedthrough. 6. The package of claim 1, further comprising a power source disposed in the cavity and electrically connected to the electronic device. 7. An implantable medical device system that comprises a lead comprising a lead body and the hermetically-sealed package of claim 1 disposed in a distal portion of the lead body. 8. The implantable medical device system of claim 7, wherein the external contact of the feedthrough of the hermetically-sealed package is electrically connected to a conductor of the lead. 9. The package of claim 1, further comprising an antenna disposed on the second major surface of the non-conductive substrate. 10. The package of claim 1, wherein the cover layer comprises a non-planar cover layer. 11. The package of claim 1, wherein the second feedthrough comprises: a via disposed... | Medtronic, Inc. | H05K005/06 H05K005/02 A61B005/00 A61B005/0245 A61N001/05 H05K001/11 H05K001/18 H05K003/00 H05K003/32 H05K003/40 H05K005/03 A61N001/375 A61N001/372
US10420499 | B2 | 2019-09-24 | Method and system of detecting seizures | 2013-06-11 | A system and method for detecting and analyzing the characteristics of seizures, such as tonic-clonic seizures, comprising at least one processor unit capable of recording a signal from a sensor unit, one or more analysis modules configured to analyze the recorded signal, one or more evaluation modules configured to evaluate the output signals from the analysis modules. A first analysis module is configured to analyze the recorded signal within a first frequency band, and a second analysis module is configured to analyze the recorded signal within a second frequency band, and the evaluation module is configured to calculate the ratio between the two output signals from the analysis modules. The system includes a seizure detection module configured to detect a seizure and a time-point extraction module configured to determine at least one starting point and an end point of the seizure. | 1. A system for detecting seizures, such as tonic-clonic seizures, and generating an alarm signal in response to a detected seizure, the system comprising: a portable electromyography sensor unit including surface electrodes;at least one processor unit capable of recording an electromyography signal from said portable electromyography sensor unit, the at least one processor unit including a filter module, a first analysis module, a second analysis module, an evaluation module, and a seizure detection module;the filter module configured to select each of a first frequency band and a second frequency band, the bandwidth of the first frequency band selected to collect muscle related signals in the tonic phase of a generalized tonic-clonic seizure, the bandwidth of the second frequency band selected to collect muscle related signals in the clonic phase of a generalized tonic-clonic seizure;said first analysis module configured to analyze the recorded electromyography signal within said first frequency band over a range of 32-512 Hz to provide a first output signal, and said second analysis module configured to analyze the recorded electromyography signal within said second frequency band over a range of 2-16 Hz to provide a second output signal;said evaluation module configured to calculate a ratio (HF/LF) between said first output signal of the first analysis module and said second output signal of the second analysis module; andsaid seizure detection module configured to compare the ratio (HF/LF) to a first threshold value and to generate an alarm signal if the ratio (HF/LF) exceeds the first threshold value. 2. A system according to claim 1, wherein the seizure detection module is configured to further compare one of the first or second output signals to a second threshold value and to generate the alarm signal if the first or second output signal exceeds the second threshold value. 3. A system for determining the dynamics of seizures, such as tonic-clonic seizures, the system comprising: a portable electromyography sensor unit including surface electrodes;at least one processor unit capable of recording an electromyography signal from said portable electromyography sensor unit, the at least one processor unit including a filter module, a first analysis module, a second analysis module, and a time-point extraction module;the filter module configured to select each of a first frequency band and a second frequency band, the bandwidth of the first frequency band selected to collect muscle related signals in the tonic phase of a generalized tonic-clonic seizure, the bandwidth of the second frequency band selected to collect muscle related signals in the clonic phase of a generalized tonic-clonic seizure;said first analysis module configured to analyze the recorded electromyography signal within said first frequency band over a range of 32-512 Hz to provide a first output signal, and said second analysis module configured to analyze the recorded elec... | Brain Sentinel, Inc. | A61B005/00 A61B005/0488 A61B005/04
US10420953 | B2 | 2019-09-24 | RTMS pulse frequency optimization | 2016-08-27 | Repetitive Transcranial Magnetic Stimulation (rTMS) is administered at a pulse frequency that is optimized with respect to settling time of the EEG oscillations, measured at the pulse frequency. Pulse frequency is adjusted following each pulse train to achieve a maximum settling time. A device is disclosed which is configured to allow for magnetic pulse frequency optimization. | 1. A method of treating a person using repetitive Transcranial Magnetic Stimulation, which has a magnetic pulse frequency, comprising the following steps: a. setting the magnetic pulse frequency to an initial magnetic pulse frequency value;b. recording a baseline EEG of the person, which contains oscillations;c. administering a magnetic field pulse train to a head of the person;d. recording an EEG of the person following the magnetic field pulse train, which contains oscillations;e. measuring the settling time of the EEG oscillations of the person following administration of the magnetic field pulse train to the head of the person;f. adjusting the magnetic pulse frequency value using a gradient optimization technique; andg. proceeding back to step (b) for a number of magnetic field pulse trains over a treatment session in order to achieve a local maximum settling time. 2. The method of claim 1 wherein the settling time is the time period from the end of the administered magnetic field pulse train until an energy value of an EEG oscillation of the EEG oscillations of the person reduces to a target energy value. 3. The method of claim 2 wherein the target energy value is about ten percent of an initial energy value of an EEG oscillation after administration of the magnetic field pulse train. 4. The method of claim 3 wherein the initial energy value is a value of an energy of an EEG oscillation recorded about ten milliseconds after the end of the magnetic field pulse train. 5. The method of claim 2 wherein the target energy value is directly proportional to an energy of an oscillation of the recorded baseline EEG. 6. The method of claim 1 wherein the initial magnetic pulse frequency value is set to about 10 Hz. 7. The method of claim 1 wherein the initial magnetic pulse frequency value is set to the person's intrinsic alpha frequency. 8. The method of claim 1 wherein the initial magnetic pulse frequency value is set to a harmonic of a non-EEG biological metric that is closest to the person's intrinsic alpha frequency. 9. The method of claim 1 wherein the initial magnetic field pulse frequency value is set to a final magnetic pulse frequency value from a previous treatment session of the person. 10. The method of claim 1 wherein the treatment is provided in order to improve symptoms of Autism Spectrum Disorder, Alzheimer's disease, ADHD, schizophrenia, anxiety, depression, coma, Parkinson's disease, substance abuse, bipolar disorder, sleep disorder, eating disorder, tinnitus, traumatic brain injury, post-traumatic stress disorder, or fibromyalgia. 11. The method of claim 1 wherein the treatment is provided in order to improve concentration, sleep, alertness, memory, blood pressure, stress, libido, speech, motor function, physical performance, cognitive function, intelligence, or weight. | WAVE NEUROSCIENCE, INC. | A61N002/00 A61N002/02 A61B005/0476 A61B005/00 A61B005/048
US10398326 | B2 | 2019-09-03 | System and method of identifying sources associated with biological rhythm disorders | 2014-08-29 | An example system and method associated with identifying and treating a source of a heart rhythm disorder are disclosed. In accordance with therewith, a spatial element associated with a region of the heart is selected. Progressive rotational activations or progressive focal activations are determined in relation to the selected spatial element. A plurality of indexes of progressive rotational activations or progressive focal activations over time is formed. One or more indexes are selected from the plurality of indexes that indicate consistency of the successive rotational activations or the progressive focal activations in relation to a portion of the region of the heart. | 1. A method associated with identifying one or more sources of a heart rhythm disorder, the method comprising a computing device: selecting a spatial element associated with a region of a heart;determining progressive rotational activations or progressive focal activations in relation to the selected spatial element;forming a plurality of indexes of successive rotational activations or successive focal activations over time;selecting from the plurality of indexes one or more indexes that indicate consistency of the successive rotational activations or successive focal activations;generating a representation associated with the successive rotational activations or successive focal activations in relation to a portion of the region of the heart; andidentifying, using the generated representation, one or more sources associated with the heart rhythm disorder. 2. The method of claim 1, wherein an index of a successive rotational activation is a progressive angular displacement in relation to the selected spatial element. 3. The method of claim 1, wherein an index of a successive focal activation is a progressive angular displacement in relation to the selected spatial element. 4. The method of claim 1, wherein an index of a successive rotational activation is a polar analysis of rotation in relation to the selected spatial element. 5. The method of claim 1, wherein an index of a successive focal activation is a polar analysis of rotation in relation to the selected spatial element. 6. The method of claim 1, wherein the selecting, determining, forming, and selecting are performed for a plurality of regions of the heart. 7. The method of claim 1, wherein a successive rotational activation is measured by progressively increasing or decreasing angular deviation. 8. The method of claim 1, wherein a successive rotational activation is measured in a polar coordinate system. 9. The method of claim 1, wherein a successive rotational activation is measured by progressively increasing or decreasing activation time. 10. The method of claim 1, wherein a successive rotational activation is measured by progressive change in phase. 11. The method of claim 1, wherein a successive rotational activation is measured as periodic activity with one or more superimposed non-periodic components. 12. The method of claim 1, wherein a successive rotational activation is determined using a measure of regularity or a measure of irregularity. 13. The method of claim 1, wherein a successive rotational activation is determined using Shannon entropy, Kolmogorov disorder, or other indexes of disorganization. 14. The method of claim 1, wherein deviations from the successive rotational activations or the successive focal activations represent disorganized breakdown from the one or more sources associated with the heart rhythm disorder. 15. The method of claim 1, wherein activations that are not part of the successive rotational activations are determined by disruption of s... | THE REGENTS OF THE UNIVERSITY OF CALIFORNIA THE UNITED STATES OF AMERICA AS REPRESENTED BY THE DEPARTMENT OF VETERANS AFFAIRE TOPERA, INC. | A61B005/024 A61B018/12 A61N001/32 A61N001/368 A61B005/00 A61B005/042 A61B018/00
US10398314 | B2 | 2019-09-03 | Method and system for non-invasively monitoring biological or biochemical parameters of individual | 2017-04-10 | A system and method monitoring conditions of a subject's body including a control unit receiving image data and data indicative of an external stimulation applied to the body during collection of the image data therefrom, a memory utility, and a processor utility. The image data is indicative of a sequence of speckle patterns generated by the body according to a certain sampling time pattern. The processor utility performs processing the image data utilizing the data indicative of the applied external field(s), including determining a spatial correlation function between successive speckle patterns in the sequence, and determining a time varying spatial correlation function in the form of a time-varying function of a feature of the correlation function indicative of a change of the speckle pattern over time; selecting a parameter of the time-varying spatial correlation function, and applying a model to the parameter to determine a corresponding body condition; and generating output data indicative of the corresponding body condition. | 1. A system for use in monitoring intra ocular pressure (IOP) of a subject, the system comprising: a measurement unit comprising: a pressure field generator configured and controllably operable to generate a pressure field of a predetermined profile and apply said pressure field to each of one or more portions of a cornea surface of the subject during a certain time period as an external stimulation; and an imaging device configured and operable to perform one or more measurement sessions on said one or more portions of the subject's cornea surface and obtain defocused images of secondary speckle pattern responses of each of said one or more portions to coherent illumination during said certain time period of the application of the pressure field, and generating measured image data in the form of a sequence of speckle patterns; anda control unit configured for data communication with the measurement unit to receive the measured image data and data indicative of the pressure field, the control unit comprising a processor utility configured to carry out the following: translating each of said sequences of the speckle patterns into a time varying spatial correlation function, being a time-varying function of at least one spatial feature of a correlation peak characterizing a spatial correlation function between successive speckle patterns in the sequence and being indicative of the change of the speckle pattern over time;analyzing said time varying spatial correlation function to determine, from said change of the speckle pattern over time, motion data indicative of movement of each of said one or more portions of the cornea surface occurring due to the external stimulation by said pressure field of the predetermined profile, and determining the IOP of the subject; andgenerating output data indicative of said determined IOP of the subject. 2. The system according to claim 1, wherein said analyzing of the time varying spatial correlation function to determine the IOP comprises: applying to said time varying spatial correlation function at least one predetermined model comprising model data indicative of a relation between one or more measurable parameters and one or more conditions of a subject including IOP condition, said applying of the at least one predetermined model comprising selecting at least one spatial feature of the time varying spatial correlation function corresponding to a parameter of the pressure field profile, and using said at least one selected spatial feature as the measurable parameter in the model to determine the IOP of the subject. 3. The system according to claim 1, wherein said pressure field comprises an acoustic field. 4. The system according to claim 1, wherein said translating of said sequence of the speckle patterns into the time varying spatial correlation function comprises: determining the spatial correlation function between each two successive speckle patterns, thereby obtaining a sequence of two or more spatia... | BAR ILAN UNIVERSITY UNIVERSITAT DE VALENCIA | A61B003/16 A61B005/00 A61B005/024 A61B005/1455 A61B003/10 A61B003/00 A61B005/021 A61B005/026 A61B005/145 A61B005/02
US10405813 | B2 | 2019-09-10 | Panoramic imaging using multi-spectral X-ray source | 2015-02-04 | Systems and methods for obtaining a panoramic image are provided. One system includes a gantry, an x-ray source, a receptor, and at least one controller. The x-ray source is mounted on the gantry and is configured to alternatively output x-ray radiation at a first energy level and x-ray radiation at a second energy level. The receptor is mounted on the gantry so that x-ray radiation from the x-ray source impinges on the receptor. The receptor is configured to output a plurality of frames of data including a first frame and a second frame sequential to the first frame. The controller is configured to control the x-ray source so that data in the first frame is generated based on x-ray radiation of the first energy level and data in the second frame is based on x-ray radiation of the second energy level. | 1. A panoramic x-ray system comprising: a gantry;at least one x-ray source mounted on the gantry and configured to selectively output x-ray radiation having a first energy characteristic and x-ray radiation having a second energy characteristic, the second energy characteristic being different from the first energy characteristic;a controller configured to control the at least one x-ray source to produce x-ray radiation having the first energy characteristic during a first time period and to produce x-ray radiation having the second energy characteristic during a second time period temporally adjacent to the first time period; anda receptor configured to generate an image data set comprising a plurality of image frames including a first frame and a second frame, the receptor mounted on the gantry and positioned to receive x-ray radiation from the at least one x-ray source, wherein the receptor is configured to output the first frame of the image data set based on x-ray radiation received during the first time period at a first gantry position and the second frame of the image data set based on x-ray radiation received during the second time period at a second gantry position successive to the first position,wherein the x-ray source selectively switches outputting x-ray radiation having the first energy characteristic and the second energy characteristic at a rate of at least 100 times per second andwherein the gantry is controlled to move the x-ray source and the receptor along a path so that the image data set includes a panoramic image data set that has a curved plane centered on a patient's anatomy. 2. A panoramic x-ray system as claimed in claim 1, wherein the at least one x-ray source comprises a cathode and an anode configured to be selectively coupled to a first voltage source and a second voltage source, the at least one x-ray source configured to output x-ray radiation having the first energy characteristic when the anode is coupled to the first voltage source, the at least one x-ray source further configured to output x-ray radiation having the second energy characteristic when the anode is coupled to the second voltage source. 3. A panoramic x-ray system as claimed in claim 1, wherein the at least one x-ray source comprises: a cathode;an anode configured to be selectively coupled to a first voltage source and a second voltage source, the at least one x-ray source configured to output x-ray radiation having the first energy characteristic when the anode is coupled to the first voltage source, the at least one x-ray source further configured to output x-ray radiation having the second energy characteristic when the anode is coupled to the second voltage source; anda switching arrangement including at least one high voltage switch, the switching arrangement configured to alternatingly couple the anode to the first and second voltage sources. 4. A panoramic x-ray system as claimed in claim 1, wherein the x-ray source comprises: a cathod... | Dental Imaging Technologies Corporation PaloDEx Group OY | A61B006/14 A61B006/00 A61C019/04 A61B005/00
US10403397 | B2 | 2019-09-03 | Subcutaneous outpatient management | 2018-09-06 | A method of administering insulin includes receiving subcutaneous information for a patient at a computing device and executing a subcutaneous outpatient program for determining recommended insulin dosages. The subcutaneous outpatient program includes obtaining blood glucose data of the patient from a glucometer in communication with the computing device, aggregating blood glucose measurements to determine a representative aggregate blood glucose measurement associated with at least one scheduled blood glucose time interval, and determining a next recommended insulin dosage for the patient based on the representative aggregate blood glucose measurement and the subcutaneous information. The method also includes transmitting the next recommended insulin dosage to a portable device associated with the patient. The portable device displays the next recommended insulin dosage. | 1. A method comprising: receiving, at data processing hardware, sequential scheduled blood glucose time intervals throughout a day from a healthcare provider computing device in communication with the data processing hardware, each scheduled blood glucose time interval associated with a corresponding adjustable time boundary that does not overlap with other time boundaries associated with the other scheduled blood glucose time intervals;obtaining, at the data processing hardware, blood glucose data of the patient, the blood glucose data including blood glucose measurements of the patient and blood glucose times associated with the blood glucose measurements;for each scheduled blood glucose time interval, aggregating, by the data processing hardware, the blood glucose measurements associated with the corresponding scheduled blood glucose time interval based on the blood glucose times to determine a corresponding representative aggregate blood glucose measurement associated with the corresponding scheduled blood glucose time interval;determining, by the data processing hardware, a next recommended carbohydrate-to-insulin ratio for the patient during a selected time interval based on the representative aggregate blood glucose measurement associated with the scheduled blood glucose time interval that occurs immediately after the selected time interval; andtransmitting the next recommended carbohydrate-to-insulin ratio for the patient during the selected time interval from the data processing hardware to a patient device, the patient device executing a mobile application configured to: receive a number of carbohydrates consumed by the patient during the selected time interval;determine a recommended meal bolus for the patient based on the number of carbohydrates consumed by the patient and the next recommended carbohydrate-to-insulin ratio for the patient during the selected time; andtransmit the recommended meal bolus to an administration device in communication with the patient device, the administration device configured to automatically dial in a number of units of insulin for the recommended meal bolus and administer the number of units of insulin for the recommended meal bolus. 2. The method of claim 1, wherein the mobile application is further configured to display the number of carbohydrates consumed by the patient during the selected time interval on a screen of the patient device. 3. The method of claim 1, wherein the mobile application is further configured to display the recommended meal bolus for the patient on the screen of the patient device. 4. The method of claim 1, wherein obtaining the blood glucose data comprises receiving the blood glucose data from a remote computing device in communication with the data processing hardware during a batch download process, the remote computing device executing a download program for downloading the blood glucose data from a glucometer or a continuous glucose monitoring system associated with t... | Aseko, Inc. | G01N033/48 G16H020/17 G06F019/00 A61M005/172 A61B005/00 A61B005/145 G16H010/60 G16H010/40 G16H040/67 G16H020/60 G16H050/20
US10398329 | B2 | 2019-09-03 | Biological state analyzer and computer program | 2013-05-30 | A novel technique for analyzing a biological state is provided. A body trunk biological signal (aortic pulse wave) extracted from the back of a body trunk is differentiated twice. By using a resultant second derivative waveform, a waveform component of a maximum amplitude of a low frequency appearing as a result of switch of an amplitude from attenuation to amplification in transition from a contracting phase to a diastolic phase of a ventricle is specified in each period of the second derivative waveform. Inflection points are specified that appear before and after the maximum amplitude waveform component. A biological state is analyzed using information about each of the inflection points. The two inflection points obtained from a reference form of the second derivative waveform of the aortic pulse wave substantially agree in time phase with first heart sound and second heart sound (or an R wave and a T wave in an electrocardiogram) indicating the dynamic state of a cardiovascular system. This enables analysis of a biological state. | 1. A biological state analyzer comprising: processing circuitry configured to second differentiate a time-series waveform of a body trunk biological signal extracted from a back of a body trunk of a body by a body trunk biological signal measuring device to obtain a second derivative waveform of the body trunk biological signal in a time-series manner;specify a maximum amplitude waveform component, which is a waveform component of a maximum amplitude of a low frequency appearing as a result of switch of an amplitude from attenuation to amplification in transition from a contracting phase to a diastolic phase of a ventricle, using a reference form of the second derivative waveform of the body trunk biological signal, the maximum amplitude waveform component being specified in each period of the second derivative waveform of the body trunk biological signal;specify an inflection point where an amplitude switches from attenuation to amplification as a ventricle initial contracting phase responsive wave (Eα wave), and specify an inflection point where the amplitude switches from amplification to attenuation as a ventricle initial diastolic phase responsive wave (Eβ wave), the ventricle initial contracting phase responsive wave (Eα wave) and the ventricle initial diastolic phase responsive wave (Eβ wave) being arranged in this order along the temporal axis with the maximum amplitude waveform component placed in therebetween;second differentiate a time-series waveform of a peripheral biological signal extracted from a periphery of the body by a peripheral biological signal measuring device to obtain a second derivative waveform of the peripheral biological signal in a time-series manner;analyze a biological state of the body, using an initial contracting phase positive wave (a wave) and an initial diastolic phase positive wave (e wave) of the peripheral biological signal obtained from the second derivative waveform of the peripheral biological signal, and using the ventricle initial contracting phase responsive wave (Eα wave) and the ventricle initial diastolic phase responsive wave (Eβ wave); andoutput an analysis result of the biological state of the body,wherein the processing circuitry is further configured to analyze a state of a sympathetic nervous system using a time phase difference of heart-to-fingertip propagation time (a−Eα) between the initial contracting phase positive wave (a wave) of the peripheral biological signal and the ventricle initial contracting phase responsive wave (Eα wave) of the body trunk biological signal, and using a time phase difference of heart-to-fingertip propagation time (e−Eβ) between the initial diastolic phase positive wave (e wave) of the peripheral biological signal and the ventricle initial diastolic phase responsive wave (Eβ wave) of the body trunk biological signal,wherein the processing circuitry is further configured to analyze the biological state by using a relation between vascular information and infor... | DELTA TOOLING CO., LTD. | A61B005/00 A61B005/18 A61B005/024 A61B005/0205 A61B005/0245 A61B005/11 A61B005/026
US10406306 | B2 | 2019-09-10 | Distinguishing between central and obstructive sleep apnea | 2014-04-17 | Apparatuses and methods for detecting sleep apnea and classifying the events as obstructive sleep apnea (OSA) and/or central sleep apnea (CSA) are disclosed herein. The apparatuses can include respiratory treatment devices that have an auto adjusting algorithm that is able to classify a sleep apnea as CSA or OSA so that an appropriate pressure can be applied to the patient depending on the type of sleep apnea detected. The apparatuses and methods can use characteristics of at least one breath preceding the apnea event in classifying the event. | 1. A respiratory treatment apparatus comprising: a blower;a sensor for measuring a respiratory airflow rate or pressure; anda control system configured to: control the blower,receive an output of the sensor,detect the presence of an apnea event based on the output of the sensor,measure one or more characteristics of at least one breath preceding the apnea event, andclassify the apnea event as central sleep apnea or obstructive sleep apnea based on at least one of the characteristics and upon a determination that the apnea has ended. 2. The respiratory treatment apparatus of claim 1, wherein the control system is configured to increase the pressure if the apnea event is classified as obstructive sleep apnea. 3. The respiratory treatment apparatus of claim 1, wherein the control system is configured to maintain or decrease the pressure if the apnea event is classified as central sleep apnea. 4. The respiratory treatment apparatus of claim 1, wherein the control system is configured to increase the pressure if the apnea event is classified as central sleep apnea and a current pressure is below a central sleep apnea pressure limit. 5. The respiratory treatment apparatus of claim 1, wherein the at least one of the characteristics is derived from an average of multiple breaths. 6. The respiratory treatment apparatus of claim 1, wherein the control system is configured to normalize the at least one of the characteristics. 7. The respiratory treatment apparatus of claim 6, wherein the control system is configured to normalize the at least one of the characteristics relative to a standard characteristic. 8. The respiratory treatment apparatus of claim 7, wherein the standard characteristic is derived from empirically determined data. 9. The respiratory treatment apparatus of claim 1, wherein the control system is configured to classify the apnea event by using a trained classifier. 10. The respiratory treatment apparatus of claim 9, wherein the trained classifier is a simple logistics model. 11. The respiratory treatment apparatus of claim 9, wherein the trained classifier is a logistics model. 12. The respiratory treatment apparatus of claim 9, wherein the trained classifier is configured to use one or more of a neural network model, logistics model, multiple perceptron model or support vector machine. 13. The respiratory treatment apparatus of claim 9, wherein the control system is configured to classify the apnea by determining a probability distribution and comparing the probability distribution to a threshold value. 14. The respiratory treatment apparatus of claim 1, wherein the control system is configured to classify the apnea only after at least one post-apnea breath is sensed. 15. The respiratory treatment apparatus of claim 1, wherein the characteristic is one or more of flow index, max inspiration amplitude, breath duration, inspiration duration, expiration duration, maximum expiration amplitude, time of maximum expiration amplitu... | Fisher & Paykel Healthcare Limited | A61M016/00 A61B005/00 A61B005/087
US10413248 | B2 | 2019-09-17 | Non-contact method for detecting physiological signal and motion in real time | 2016-06-27 | A method includes: sensing a portion of a human body to generate a series of image frames by an optical sensing element; determining a complexion region from each of the image frames; then calculating a central coordinate of the complexion region; determining a sample block by expanding a surrounding range from the central coordinate, for getting a complexion fluctuation waveform; comparing the central coordinate with a central coordinate of a later image frame, to calculate a displacement in a unit time for determining whether the portion of the human body is in a static state. In the static state, an operating unit performs noise filter and peak detecting for complexion fluctuation waveform, and calculates a physiological signal. The method can reduce the amount of data required to be processed in physiological signal detection, and improve the accuracy of the detection. | 1. A non-contact method for detecting physiological signal and motion in real time, comprising steps of: sensing a portion of a human body to generate a first image frame and a second image frame by an optical sensing element, wherein the second image frame is generated later than the first image frame;providing a complexion judging mechanism by an operating unit for determining a first complexion region from the first image frame, and calculating a first central coordinate of the first complexion region;the operating unit determining a first sampling block by acquiring a specific surrounding range expanded with the first central coordinate as an expanding center;the operating unit determining a second complexion region from the second image frame by executing the complexion judging mechanism, and calculating a second central coordinate of the second complexion region;determining a second sampling block by acquiring another specific surrounding range expanded with the second central coordinate as another expanding center;the operating unit comparing the first central coordinate with the second central coordinate, to calculate a displacement in a unit time;the operating unit discriminating whether a motion state of the portion of the human body is in a static state according to the displacement;the operating unit calculating a physiological signal formed as a complexion fluctuation waveform in accordance with a complexion fluctuation between the first sampling block and the second sampling block if the motion state of the portion of the human body is in the static state; andtransmitting the physiological signal to a relevant receiving device. 2. The non-contact method for detecting physiological signal and motion in real time as claimed in the claim 1, further comprising: the operating unit calculating an area of the first complexion region;judging whether the area of the first complexion region is larger than a preset area or not;displaying the first sampling block in a succeeding image frame following the first image frame on a display unit, and the operating unit determining the portion of the human body is really sensed by the optical sensing element if the area of the first complexion region is larger than a preset area threshold; andthe operating unit generating and sending a warning signal to the relevant receiving device to alert a user if the area of the first complexion region is smaller than the preset area threshold. 3. The non-contact method for detecting physiological signal and motion in real time as claimed in the claim 2, further comprising: determining the portion of the human body is not really sensed by the optical sensing element, and generating an alerting signal by an alarm unit if the area of the first complexion region is less than the preset area threshold. 4. The non-contact method for detecting physiological signal and motion in real time as claimed in the claim 1, further comprising: the operating unit executing a m... | NATIONAL TAIWAN UNIVERSITY OF SCIENCE AND TECHNOLOGY | A61B005/00 A61B005/11 A61B005/103 A61B005/024
US10410538 | B2 | 2019-09-10 | System and method for educating users, including responding to patterns | 2016-05-06 | Provided are systems and methods using which users may learn and become familiar with the effects of various aspects of their lifestyle on their health, e.g., users may learn about how food and/or exercise affects their glucose level and other physiological parameters, as well as overall health. In some cases the user selects a program to try; in other cases, a computing environment embodying the system suggests programs to try, including on the basis of pattern recognition, i.e., by the computing environment determining how a user could improve a detected pattern in some way. In this way, users such as type II diabetics or even users who are only prediabetic or non-diabetic may learn healthy habits to benefit their health. | 1. A method of optimizing a diabetes therapy involving a medicament, comprising: receiving data about a first medicament to be ingested by a user in a first regimen, wherein the first regimen indicates a course of treatment for the user including ingestion of the first medicament;monitoring and storing glucose concentration data of the user;receiving data from a cloud connected source, the data pertaining to medicaments and/or regimens attempted by a plurality of other users, the plurality of other users determined by having similar demographics to the user;analyzing the monitored and stored glucose concentration data of the user, wherein the analyzing is based at least in part on the data pertaining to medicaments and/or regimens attempted by the plurality of users;evaluating the analyzed glucose concentration data of the user against the first regimen; anddisplaying an output responsive to the evaluating. 2. The method of claim 1, the similar demographics including one or more similar demographic parameters selected from the group consisting of: age, ethnicity, weight, BMI, and type of diabetes. 3. The method of claim 1, wherein the evaluating includes determining either the first medicament or the first regimen to be non-optimal for the user, and further comprising: determining a second medicament or a second regimen, or both, for the user; anddisplaying an output indicating the second medicament, or the second regimen, or both. 4. The method of claim 1, wherein the regimen includes data about a dosage of a respective medicament and the timing of ingestion of the respective medicament. 5. The method of claim 1, further comprising monitoring other data about the user, and wherein the analyzing or evaluating steps, or both, are based on the glucose concentration data and the other data. 6. The method of claim 5, wherein the other data includes activity data. 7. The method of claim 5, wherein the other data include data about other analytes. 8. The method of claim 5, wherein the other data include meal data. 9. The method of claim 8, wherein the meal data is received from: a social network;user entry;a food app; orphotographic data. 10. The method of claim 1, further comprising determining user compliance with the regimen. 11. The method of claim 1, further comprising transmitting an indication of the output to a cloud connected entity, along with demographic data about the user. | DexCom, Inc. | A61B005/1495 A61B005/145 G09B019/00 G16H050/50 G16H015/00 G06F019/00 A61B005/11 A61B005/00
US10425814 | B2 | 2019-09-24 | Control of wireless communication device capability in a mobile device with a biometric key | 2015-09-24 | An iris biometric recognition module includes technology for capturing images of an iris of an eye of a person, whether the person is moving or stationary. The iris biometric recognition technology can perform an iris matching procedure for, e.g., authentication or identity purposes, by comparing a digital iris image to a reference iris image and, if the digital and reference iris images match, authenticating a person as authorized to access a first device and transmitting a wireless communication from the first device to a second device. | 1. A biometric access control device comprising: a camera having a field of view;an illuminator device comprising one or more illuminators that emit light into the field of view;a client device enabled to authenticate a person to access a wireless communication capability to transmit a wireless communication to a second device;an input device;memory storing program instructions; anda processor communicatively coupled to the illuminator device, the camera, the client device, the input device, and the memory, and further communicatively coupled to a database storing a reference iris image for a user validated to access the client device, the processor executing the program instructions to: receive an input signal from the input device;determine that the input signal comprises a permission to scan an iris of a person in proximity to the client device;align the camera with the iris of the person;send a first control signal to the illuminator device, the first control signal activating a synchronous emission of light by the one or more illuminators;send a second control signal to the camera, the second control signal activating a capture of a plurality of digital images by the camera, the capture being synchronous with the synchronous emission of light;receive the plurality of digital images from the camera;access the database and retrieve the reference iris image;determine that a first digital image of the plurality of digital images matches the reference iris image, wherein the first digital image is a low resolution image selected from a plurality of resolutions, and wherein determining the match comprises selecting a low frequency component corresponding to said low resolution image, said low resolution image and said low frequency component being the lowest sufficient to identify coarse iris features;authenticate the person as authorized to access the wireless communication capability; andtransmit the wireless communication from the client device to the second device. 2. The biometric access control device of claim 1, wherein: the client device comprises mobile software application;the wireless communication capability comprises a financial transaction performed by the mobile software application; andthe second device comprises an automated teller machine configured to complete the financial transaction responsive to receiving the wireless communication. 3. The biometric access control device of claim 1, wherein the processor executing the program instructions to: determine that the first digital image of the plurality of digital images does not match the reference iris image; anddeny the person access to the wireless communication capability on the client device. 4. The biometric access control device of claim 1, wherein the camera, the illuminator device, the input device, the memory and the processor are incorporated into the client device. 5. The biometric access control device of claim 1, wherein: the illuminator device comprises at leas... | Princeton Identity, Inc. | H04W012/06 G06F021/32 G06F021/83 A61B003/12 A61B005/1171 H04L029/06 G06Q020/10 G07F019/00 G06Q020/32 G06Q020/40 H04W012/08 A61B003/11 A61B005/117 G06K009/00 G06K009/20 H04W088/02 G07C009/00 H04W012/00
US10401296 | B1 | 2019-09-03 | Horizontally-scalable microcavity-enhanced raman scattering integrated platform for multigas chemical analysis | 2016-03-09 | An integrated approach to optical sensing (˜cm3 excluding electronics) at concentrations of parts-per-million or less (ppm). The invention enables the trace detection of chemicals in fluids (gas or liquid) in a highly integrated package. The simultaneous detection of any number of Raman active molecular species (including isotopes) may be achieved in a scalable, low-cost manner. | 1. A horizontally-scaled Raman sensor for chemical analysis of a fluid, where the concentration of multiple chemical species of interest in a sample can be detected simultaneously, said sensor comprising: a first high-reflector micromirror having a substantially planar surface;an array of second high-reflector micromirrors each having a curved concave surface,wherein a longitudinal extent of said substantially planar surface is substantially parallel to a longitudinal extent of said curved surface,a channel formed between said first high-reflector micromirror and said array of second high-reflector micromirrors, said sample following a path of travel through said channel and along said substantially planar and curved surfaces;an array of ultrahigh finesse microcavities formed between said substantially planar surface and each concave micromirror, said array of microcavities each having a microcavity length equal to the distance between said substantially planar surface of said first high-reflector micromirror and said curved surface of said each second high-reflector micromirror;an excitation laser positioned to emit a light beam incident upon said first high-reflector micromirror and said each second high-reflector micromirror;a Raman emission signal detector positioned to receive an array of Raman shifted emission signals in order to detect a concentration of a species of interest within said sample that is disposed between said substantially planar surface of said first high-reflector micromirror and said curved surface of said array of second high-reflector micromirrors, wherein said microcavities enhance a magnitude of said Raman shifted emission signals,said first high-reflector micromirror and said each second high-reflector micromirror each exhibiting a high reflectivity of greater than about 99.9% both at a frequency of said light beam emitted by said excitation laser and at a frequency of a Raman-shifted signal of said species of interest,whereby at least one of said array of second high-reflector micromirrors is resonant with a frequency of said excitation laser frequency and doubly-resonant with said Raman-shifted signal of said species of interest,whereby said species of interest can be detected at concentrations of parts-per-million or less. 2. A sensor as in claim 1, wherein said first high-reflector micromirror is a semiconductor mirror. 3. A sensor as in claim 2, wherein said first high-reflector micromirror and said each second high-reflector micromirror are dielectrically coated. 4. A sensor as in claim 2, further comprising gain layers, including quantum wells or quantum dots, are present within said semiconductor micromirror. 5. A sensor as in claim 1, further comprising a laser focusing component positioned between said excitation laser and said first high-reflector micromirror to focus or mode match said light through said microcavities. 6. A sensor as in claim 5, wherein said laser focusing component is a microlens ar... | University of South Florida | G01N021/65 G01J003/02 G01J003/44 A61B005/00 A61B005/1455
US10420397 | B2 | 2019-09-24 | Foot measuring and sizing application | 2017-09-08 | Systems and processes for measuring and sizing a foot are provided. In one exemplary process, at least one image of a foot and a horizontal reference object from a first point of view is captured. A portion of the foot may be disposed against a vertical reference object. The at least one image may be displayed, where one or more camera guides are overlaid on the at least one displayed image. In response to aligning the one or more camera guides with one or more of the horizontal reference object and the vertical reference object, a measurement of the foot based on the at least one captured image from the first point of view is determined. | 1. A computer implemented method for measuring a foot with an electronic device having a processor, camera, and display screen, the method comprising: capturing at least one image of a foot and a horizontal reference object from a first point of view, wherein a portion of the foot is disposed directly against a vertical reference object;displaying the at least one image including the foot, the horizontal reference object, and the vertical reference object, wherein one or more camera guides are overlaid on the at least one displayed image; andin response to aligning the one or more camera guides with one or more of the horizontal reference object and the vertical reference object, determining a measurement of the foot based on the at least one captured image from the first point of view. 2. The method of claim 1, wherein the vertical reference object includes a wall. 3. The method of claim 1, wherein the horizontal reference object includes at least one of a square object or rectangular object. 4. The method of claim 3, further comprising: performing a corner detection algorithm on the horizontal reference object in order to detect each corner of the horizontal reference object. 5. The method of claim 4, further comprising: calculating at least one angle based on corner vertices corresponding to the detected corners of the horizontal reference object. 6. The method of claim 1, further comprising: generating a squared reference frame based on the at least one captured image; andperforming edge detection on the generated reference frame to establish edges of the foot. 7. The method of claim 6, wherein performing edge detection further comprises: utilizing a successively varying gradient threshold to delineate between the foot and at least one shadow associated with the foot. 8. The method of claim 1, wherein the horizontal reference object is selected from the group consisting of a sheet of paper, credit card, and debit card. 9. The method of claim 1, further comprising: storing at least one size associated with one or more known horizontal reference objects. 10. The method of claim 1, wherein determining a measurement of the foot further comprises: performing edge detection on the at least one captured image to detect a foot object;generating an object frame based on the detected foot object; andperforming size analysis based on a size of the object frame to obtain at least one measurement. 11. The method of claim 10, wherein the at least one measurement includes at least one length of the object frame and at least one width of the object frame. 12. The computer implemented method of claim 1, further comprising, wherein both the horizontal reference object and a portion of the foot are disposed directly against the vertical reference object. 13. A non-transitory computer-readable medium having instructions stored thereon, the instructions, when executed by one or more processors, cause the one or more processors to: capture at least one... | BLACK BRASS, INC. | A61B005/107 A43D001/02 G06T007/13 A61B005/00 G06T007/62
US10405777 | B2 | 2019-09-10 | Apparatuses, systems and methods for detection of an ingested battery or magnet | 2017-12-04 | Representative apparatus, method, and system embodiments are disclosed for non-invasive detection an ingested battery or magnet in a human or other animal subject. The various apparatus embodiments include one or more Hall effect sensors, arranged in a hand-held embodiment or arranged along a flexible strip having an adhesive. A calibration may be determined or reference or calibration field measurements may be generated. A flexible strip is arranged, or the hand-held embodiment is moved, over the esophagus of the subject to generate target magnetic field measurements. The presence of an ingested battery or magnet is detected when one or more target magnetic field measurements (or gradient) is or are greater than or equal to a first predetermined threshold, or when a sign reversal occurs for a difference between target and reference measurements. The various apparatus and system embodiments may also include a monitor for signal processing and display of results. | 1. A system for detection of an ingested battery or magnet, the system comprising: a detection apparatus comprising:a plurality of Hall effect sensors to generate a corresponding plurality of Hall effect voltage signals; andan amplifier coupled to the plurality of Hall effect sensors to amplify the plurality of Hall effect voltage signals, and generate at least one first amplified Hall effect voltage signal provided as a calibration or reference magnetic field measurement and generate a second plurality of amplified Hall effect voltage signals provided as target magnetic field measurements. 2. The system of claim 1, further comprising: a monitor comprising:an analog-to-digital converter to receive the at least one first amplified Hall effect voltage signal and the second plurality of amplified Hall effect voltage signals and respectively convert the first amplified Hall effect voltage signal and second plurality of amplified Hall effect voltage signals to a corresponding calibration or reference magnetic field digital value and to corresponding target magnetic field digital values; anda processor coupled to the analog-to-digital converter, the processor adapted to compare one or more target magnetic field digital values with a first predetermined threshold, and when one or more target magnetic field digital values is greater than or equal to the first predetermined threshold, to generate a detection signal indicating the presence of an ingested battery or magnet. 3. The system of claim 2, wherein the processor is further adapted to compare the one or more target magnetic field digital values with the first predetermined threshold and with a second predetermined threshold, and when one or more target magnetic field digital values is greater than or equal to the first predetermined threshold and less than the second predetermined threshold, to generate a detection signal indicating the presence of an ingested battery. 4. The system of claim 3, wherein the processor is further adapted, when one or more target magnetic field digital values is greater than or equal to the second predetermined threshold, to generate a detection signal indicating the presence of an ingested magnet. 5. The system of claim 2, wherein the processor is further adapted to use at least one maximum or gradient of the one or more target magnetic field digital values to compare the one or more target magnetic field digital values with the first predetermined threshold. 6. The system of claim 2, wherein the system is portable. 7. The system of claim 2, wherein the monitor has a hand-held form factor. 8. The system of claim 2, wherein the monitor is embodied in a computer, a tablet computer, or a smartphone. 9. The system of claim 1, further comprising: a monitor comprising:an analog-to-digital converter to receive the at least one first amplified Hall effect voltage signal and the second plurality of amplified Hall effect voltage signals and respectively convert the first... | Northwestern University Ann and Robert H. Lurie Children's Hospital of Chicago | G01R033/00 A61B005/06 G01R033/07 G01V003/08
US10398399 | B2 | 2019-09-03 | Decision support for disease characterization and treatment response with disease and peri-disease radiomics | 2018-03-27 | Methods, apparatus, and other embodiments associated with classifying a region of tissue using textural analysis are described. One example apparatus includes an image acquisition logic that acquires an image of a region of tissue demonstrating cancerous pathology, a delineation logic that distinguishes nodule tissue within the image from the background of the image, a perinodular zone logic that defines a perinodular zone based on the nodule, a feature extraction logic that extracts a set of features from the image, a probability logic that computes a probability that the nodule is benign or that the nodule will respond to a treatment, and a classification logic that classifies the nodule tissue based, at least in part, on the set of features or the probability. A prognosis or treatment plan may be provided based on the classification of the image. | 1. A non-transitory computer-readable storage device storing instructions that when executed by a processor control the processor to perform operations, the operations including: accessing a radiological image of a region of tissue demonstrating lung nodules;segmenting a nodule in the image from the background of the image by automatically distinguishing nodule tissue in the image from the background of the image using a spectral embedding gradient vector flow active contour (SEGvAC) approach, the SEGvAC approach comprising: generating an initial lung mask by separating a lung region represented in the image from surrounding lung anatomy;generating a refined image by removing a non-granuloma structure from the initial lung mask using a rule-based classifier;generating a spectral embedding (SE) representation by projecting at least one refined image into a three dimensional (3D) SE space; andextracting a nodule boundary from the SE representation;defining a perinodular region by: segmenting a breast wall from the image;removing the breast wall from the image;generating an outer perinodular boundary by dilating the nodule boundary a threshold amount;generating a perinodular region by subtracting the nodule from the region defined by the outer perinodular boundary;selecting a first set of texture features from the perinodular region;selecting a second set of texture features or a set of shape features from the nodule;computing a probability that the nodule is benign based, at least in part, on the first set of texture features, the second set of texture features, or the set of shape features; andproviding a prognosis prediction based on the probability. 2. The non-transitory computer-readable storage device of claim 1, where the rule-based classifier selects the non-granuloma structure to remove from the initial lung mask based on a convexity measure of the non-granuloma structure, or an elongation measure of the non-granuloma structure. 3. The non-transitory computer-readable storage device of claim 1 where extracting a nodule boundary from the SE representation includes extracting the nodule boundary using a gradient vector flow field (GVF) active contour model. 4. The non-transitory computer-readable storage device of claim 3, where the GVF force drives the active contour. 5. A non-transitory computer-readable storage device storing computer executable instructions that when executed by a computer control the computer to perform a method, the method comprising: acquiring an image of a region of tissue demonstrating cancerous pathology;distinguishing nodule tissue represented in the image from the background of the image by defining a nodule boundary using a spectral embedding gradient vector flow active contour (SEGvAC) approach;defining a perinodular zone by: segmenting a breast wall from the image;removing the breast wall from the image;generating an outer perinodular boundary by dilating the nodule boundary a threshold amount;generating a ... | Case Western Reserve University | A61B006/00 G06T011/00 G06K009/46 G06K009/00 A61B006/03 A61B005/08 A61B005/055 A61B005/00 A61B010/00 G01R033/56 G06K009/62 G06T007/00 G06T007/40 G06T007/11 G06T007/136 G06T007/62 A61B034/10 A61B006/12
US10405803 | B2 | 2019-09-10 | Method for low-power-consumption, robust estimation of cardiovascular periodicity, contour analysis, and heart rate | 2015-10-30 | A computer-implemented method for estimating a cardiovascular feature, such as heart interbeat intervals, using time-delay embedding includes receiving a quasiperiodic observational data stream from a biophysiological sensor, selecting a first delay value, and generating a first vector with a first dimensionality in a multidimensional coordinate space from the observational data stream through time-delay embedding. The method also includes selecting a first plane with a second dimensionality equal to one less than the first dimensionality and which passes through an origin of the coordinate space, identifying a plurality of crossings of the first vector through the first plane in one direction, and correlating a time value corresponding to each of the crossings. The method further includes calculating a plurality of periods between the time values corresponding to consecutive crossings, where the periods represent a stream of interbeat intervals. | 1. A device operable for estimating cardiovascular periodicity, the device comprising: a memory having machine instructions stored therein;a processor coupled to the memory;a biophysiological sensor coupled to the processor and operable for detecting a cardiovascular periodic signal; andan input/output device coupled to the processor;wherein the processor executes the machine instructions to determine the cardiovascular periodicity, wherein the processor executes the machine instructions to: generate, from a data stream comprising the cardiovascular periodic signal, a first coordinate corresponding to a first time along a first dimension of coordinate space comprising N dimensions, where N is an integer,generate, from the data stream, a second coordinate corresponding to a second time along a second dimension of the coordinate space, wherein the second time varies from the first time by a time delay value,generate a first vector trajectory based on the first coordinate and the second coordinate,determine the cardiovascular periodicity based on determining a plurality of crossing points of the vector trajectory intersecting a geometric element in the coordinate space, the geometric element having N−1 dimensions; andoutput a biophysiological feature based on the cardiovascular periodicity to the input/output device. 2. The device of claim 1, wherein the biophysiological sensor comprises a photoplethysmogram (PPG) sensor. 3. The device of claim 1, wherein N is set equal to two and the geometric element is a line, wherein the processor further executes the machine instructions to: determine a plurality of primary crossing points of the vector trajectory intersecting the line in a direction, wherein the line passes through an origin of the coordinate space;correlate a plurality of primary time values with the primary crossing points, each primary time value corresponding to a respective primary crossing point; andcalculate a plurality of primary periods between the primary time values corresponding to consecutive primary crossing points, wherein the plurality of primary periods represents a primary stream of interbeat intervals comprising the biophysiological feature. 4. The device of claim 3, wherein N is set equal to three and the geometric element is a plane, wherein the processor further executes the machine instructions to: generate, from the data stream, a third coordinate corresponding to a third time along a third dimension of the coordinate space, wherein the third time varies from the second time by the time delay value;generate a second vector trajectory based on the first coordinate, the second coordinate, and the third coordinate;determine a plurality of secondary crossing points of the second vector trajectory through the plane in a direction,correlate a plurality of secondary time values with the plurality of secondary crossing points, each secondary time value corresponding to a respective secondary crossing point, andcalculate a pl... | Samsung Electronics Co., Ltd. | A61B005/00 A61B005/024 A61B005/0402 A61B005/08 A61B005/1455 G01N033/483
US10398317 | B2 | 2019-09-03 | Livestock health monitoring system and method of use | 2017-02-23 | An animal wellness notification system includes an attachment body configured to securely engage with an ear of the animal; an elongated temperature probe secured to the attachment body and configured to extend within the ear of the animal; a housing secured to the attachment body; a computer disposed within the housing and operably associated with the temperature probe; and a notification device in data communication with the computer, the notification device being configured to provide notice if a temperature of the animal goes beyond a determined threshold. | 1. An animal wellness notification system, comprising: an attachment body configured to securely engage with an ear of the animal;an elongated temperature probe secured to the attachment body and configured to extend within the ear of the animal; a housing secured to the attachment body;a computer disposed within the housing; anda notification device in data communication with the computer, wherein the notification device is configured to provide notice,wherein the computer is configured to: receive a selection of a temperature threshold along with a time duration;record animal's core temperature for the selected duration and time;determine whether the animal's core temperature remains above the temperature threshold for the time duration; andcause the notification device to provide the notice, after the time duration, if the animal's core temperature exceeds the temperature threshold for the time duration. 2. The system of claim 1, further comprising: a switch secured to the housing and operably associated with computer. 3. The system of claim 2, wherein the switch is configured to reset the computer. 4. The system of claim 1, wherein the notification device is a light. 5. The system of claim 1, wherein the notification device is a speaker. 6. The system of claim 1, the notification device having: a transmitter configured to wirelessly communicate with a portable computer. 7. The system of claim 6, further comprising: a database in communication with the computer;wherein the database is configured to store data from the notification device. 8. An animal wellness notification system, comprising: a temperature probe configured to extend within and secure to an ear of an animal and to generate temperature data; anda notification device secured to the temperature probe, wherein the animal wellness notification system is configured to:receive a selection of a temperature threshold along with a time duration;record animal's core temperature for the selected duration and time;determine whether the animal's core temperature remains above the temperature threshold for the time duration; andcause the notification device to provide notice, after the time duration, if the temperature data indicates that the animal's core temperature exceeds the temperature threshold for the time duration. 9. The system of claim 8, further comprising: an attachment body configured to securely engage with the ear of the animal;wherein the temperature probe is secured to the attachment body. 10. The system of claim 9, further comprising: a housing secured to the attachment body. 11. The system of claim 10, further comprising: a computer disposed within the housing and operably associated with the temperature probe. 12. The system of claim 11, further comprising: a switch secured to the housing and operably associated with computer. 13. The system of claim 12, wherein the switch is configured to reset the computer. 14. The system of claim 8, wherein the notificatio... | FEVERTAGS LLC | A01K029/00 A61B005/00 G08B021/18 A61B005/01 A01K011/00 G01K001/02 G01K003/00 G01K013/00
US10413200 | B2 | 2019-09-17 | Implantable vital sign sensor | 2016-03-29 | An implantable vital sign sensor including a housing including a first portion, the first portion defining a first open end, a second open end opposite the first end, and a lumen there through, the first portion being sized to be implanted substantially entirely within the blood vessel wall of the patient. A sensor module configured to measure a blood vessel blood pressure waveform is included, the sensor module having a proximal portion and a distal portion, the distal portion being insertable within the lumen and the proximal portion extending outward from the first open end. | 1. An implantable vital signs measurement device for a patient having a blood vessel with a blood vessel wall, comprising: a housing including a first portion, the first portion defining a first open end, a second open end opposite the first end, and a lumen there through, the first portion being sized and configured to be implanted transmurally within the blood vessel wall of the patient;a sensor module configured to measure a blood vessel blood pressure waveform, the sensor module having a proximal portion and a distal portion, the distal portion being insertable within the lumen and the proximal portion extending outward from the first open end; anda sensor module retaining element coupled to the sensor module, the sensor module retaining element configured to retain the sensor module within the first portion and including a plurality of connected and spaced apart links configured to in conjunction with the sensor module, surround an outer circumference of the blood vessel when the distal portion is inserted within the first portion. 2. The device of claim 1, wherein the sensor module includes a pressure transducer having a diaphragm disposed in the distal portion, and wherein the diaphragm is substantially co-planar with the second open end of the housing when the distal portion is inserted within the lumen. 3. The device of claim 1, wherein the housing further includes a second portion orthogonal to the first portion, the second portion being sized to be entirely disposed on an exterior surface of the blood vessel wall when the first portion of the sensor module is implanted within the blood vessel wall. 4. The device of claim 3, wherein the proximal portion of the sensor module is configured to be pressed against the second portion of the housing when the distal portion of the sensor module is inserted within the lumen. 5. The device of claim 1, wherein at least a portion of the proximal portion is configured to seal the first open end and to provide for a predetermined insertion depth when distal portion of the sensor module is inserted within the lumen. 6. The device of claim 1, wherein the first portion of the housing is cylindrical in shape, and wherein the length of the first portion is between 100-1500 microns. 7. The device of claim 6, wherein the length of the first portion is approximately equal to the thickness of at least one of the internal thoracic (mammary) artery, long thoracic artery, aorta, carotid artery, brachial artery, ulnar artery, radial artery, renal artery, splenic artery, iliac artery, and femoral artery of the patient; or one of the internal thoracic vein, jugular vein, vena cava, renal vein, splenic vein, iliac vein, and femoral vein. 8. The device of claim 1, wherein the proximal portion of the sensor module has a first side and a second side opposite the first side, and the sensor module retaining element has a first end and a second end, and wherein the first end of the sensor module retaining element i... | Thomas Jefferson University | A61B005/1455 A61B005/02 A61B005/0215 A61B005/07 A61B005/00
US10422765 | B2 | 2019-09-24 | Diffusion layer for an enzymatic in vivo sensor | 2013-09-16 | Electrode systems are disclosed for measuring the concentration of an analyte under in vivo conditions, where the systems includes an electrode with immobilized enzyme molecules and an improved diffusion barrier that controls diffusion of the analyte from body fluid surrounding the electrode system to the enzyme molecules. Methods of making and using the system also are disclosed. | 1. An electrode system for measuring the concentration of an analyte under in vivo conditions, the system comprising: an electrode with immobilized enzyme molecules; anda diffusion barrier that controls diffusion of the analyte from an exterior of the electrode system to the immobilized enzyme molecules, wherein the diffusion barrier comprises a block copolymer having at least one hydrophilic block and at least one hydrophobic block, wherein the at least one hydrophilic block is made from hydrophilic monomeric units selected from the group consisting of hydrophilic (meth)acrylesters with a polar —OH, —OCH3 or —OC2H2 group, hydrophilic (meth)acrylamides, (meth)acrylic acid, and combinations thereof, wherein the at least one hydrophilic block and the at least one hydrophobic block are covalently linked to one another, and wherein the at least one hydrophobic block has a glass transition temperature between 40° C. and 100° C. 2. The electrode system of claim 1, wherein: (i) the at least one hydrophilic block of the block copolymer has a length selected from the group consisting of from about 50 to about 200 monomeric units, from about 150 to about 300 monomeric units, from about 100 to about 150 monomeric units, and from about 200 to about 250 monomeric units; and/or(ii) the at least one hydrophobic block of the block copolymer has a length selected from the group consisting of from about 50 to about 200 monomeric units, from about 150 to about 250 monomeric units, from about 80 to about 150 monomeric units, and from about 170 to about 200 monomeric units. 3. The electrode system of claim 1, wherein (i) if the hydrophilic monomeric units for the at least one hydrophilic block are hydrophilic (meth)acrylesters with a polar —OH, —OCH3 or —OC2H2 group, they are selected from the group consisting of 2-hydroxyethyl acrylate, 2-hydroxyethyl methacrylate (HEMA), 2-methoxyethyl acrylate, 2-methoxyethyl methacrylate, 2-ethoxyethyl acrylate, 2-ethoxyethyl methacrylate, 2- or 3-hydroxypropyl acrylate, 2- or 3-hydroxypropyl methacrylate (2- or 3-HPMA), 2- or 3-methoxypropyl acrylate, 2- or 3-methoxypropyl methacrylate, 2- or 3-ethoxypropyl acrylate, 2- or 3-ethoxypropyl methacrylate, 1- or 2-glycerol acrylate, 1- or 2-glycerol methacrylate, (ii) if the hydrophilic monomeric units for the at least one hydrophilic block are hydrophilic (meth)acrylamides, then they are selected from the group consisting of acrylamide, methacrylamide, an N-alkyl- or N,N-dialkyl acrylamide, and an N-alkyl- or N,N-dialkyl methylamide wherein the alkyl comprises 1-3 C-atoms, (iii) if the hydrophilic monomeric units for the at least one hydrophilic block are (meth)acrylic acid, they are selected from the group consisting of acrylic acid, methacrylic acid, and (iv) combinations of (i) to (iii). 4. The electrode system of claim 1, wherein the at least one hydrophilic block comprises at least two different hydrophilic monomeric units, wherein at least one of the hydrophilic monomeric u... | ROCHE DIABETES CARE, INC. | C12Q001/00 A61B005/145 A61B005/1486 G01N027/327
US10413245 | B2 | 2019-09-17 | Detection apparatus of vital parameters on steering wheel | 2016-09-15 | A detection apparatus of vital parameters on a steering wheel is provided. The apparatus includes a horn switch, remote control switches configured to operate devices within a vehicle and a vital signal detector configured to detect a vital signal of an operator. The vital signal detector includes a detection sensor that is configured to detect the vital signal of the operator and a photo sensor that is mounted on the remote control switch. Accordingly, the separate space for the assembling portion of the vital signal detector is not required and the volume of the apparatus and the number of components are reduced. The mountability and the aesthetics are improved. | 1. A detection apparatus of vital parameters on a steering wheel, comprising: a horn switch;a plurality of remote control switches configured to operate devices within a vehicle; anda vital signal detector configured to detect a vital signal of an operator, the vital signal detector mounted on a remote control switch of the plurality of remote control switches, whereinthe vital signal detector includes a detection sensor configured to detect the vital signal of the operator, a photo sensor, and a printed circuit board coupled to the detection sensor and the photo sensor,the printed circuit board has bolting bores through which a bolt fixing the detection sensor and the photo sensor penetrates,the printed circuit board has apertures that abut the bolting bores,the detection sensor has a solder portion inserted into an aperture of the printed circuit board,the printed circuit board includes a bead that connects between the apertures,the bead is disposed to pass through at least one of the bolting bores, andthe bead is formed with a bead aperture through which the bolt penetrates. 2. The detection apparatus according to claim 1, wherein the photo sensor further includes an optical lens and limits a contact area to a predetermined length and width to reduce a transmission of exterior light the optical lens. 3. The detection apparatus according to claim 2, wherein the detection sensor includes a plurality of conductors and the optical lens is disposed between the plurality of conductors. 4. The detection apparatus according to claim 3, wherein the optical lens is disposed between a printed circuit board and the detection sensor to be fixed to the printed circuit board by a coupling with the detection sensor. 5. The detection apparatus according to claim 2, wherein the photo sensor includes a light receiving element configured to absorb light and a light emitting element configured to emit light, and wherein the optical lens maintains a distance between the light receiving element and the light emitting element and is coupled with the printed circuit board. 6. The detection apparatus according to claim 1, wherein the vital signal detector includes a portion of the detection sensor and the photo sensor is exposed to the exterior of the remote control switch. 7. The detection apparatus according to claim 6, wherein the remote control switches are disposed in the horn switch adjacent to each other and each include the vital signal detector. 8. The detection apparatus according to claim 1, wherein the vital signal detector is disposed to abut to the steering wheel. 9. The detection apparatus according to claim 1, wherein the detection sensor and the photo sensor have a concave shape based on a predetermined curvature. 10. The detection apparatus according to claim 1, wherein the vital signal detector is configured to detect at least one of galvanic skin reflex, bioelectrical impedance analysis, photoplethysmography, and body mass index by a touch ... | Hyundai Motor Company LS Automotive Technologies Co., Ltd. | A61B005/00 A61B005/0205 B62D001/04 B60K028/02 A61B005/024 A61B005/053 A61B005/1455
US10420937 | B2 | 2019-09-24 | Method and apparatus to determine optimal brain stimulation to induce desired behavior | 2018-04-23 | Described is a system for inducing a desired behavioral effect using an electrical current stimulation. A brain monitoring subsystem includes monitoring electrodes for sensing brain activity, and a brain stimulation subsystem includes stimulating electrodes for applying an electrical current stimulation. Multi-scale distributed data is registered into a graphical representation. The system identifies a sub-graph in the graphical representation and maps the sub-graph onto concept features, generating a concept lattice which relates the concept features to a behavioral effect. Finally, an electrical current stimulation to be applied to produce the behavioral effect is determined. | 1. A system for determining a brain stimulation to induce a desired behavior, the system comprising: a brain monitoring subsystem comprising a set of monitoring electrodes for sensing brain activity;a brain stimulation subsystem comprising a set of stimulating electrodes for applying an electrical current stimulation; andone or more processors and a non-transitory computer-readable medium having executable instructions encoded thereon such that when executed, the one or more processors perform operations of: registering a set of multi-scale distributed data into a graphical representation, wherein at least a subset of the set of multi-scale distributed data is sensed brain activity, wherein the graphical representation comprises a plurality of nodes, each node representing a data item in the set of multi-scale distributed data, and edges between the plurality of nodes representing relationships between data items, wherein the relationships are at least one of topological, statistical, and causal relationships;identifying a sub-graph in the graphical representation;mapping the sub-graph onto a set of concept features, generating a concept lattice which relates the set of concept features to a behavioral effect;determining an electrical current stimulation to be applied to produce the behavioral effect; andcausing the electrical current stimulation to be applied via the set of stimulating electrodes. 2. The system as set forth in claim 1, wherein the set of multi-scale distributed data comprises electroencephalogram data recorded from the set of monitoring electrodes as a result of the stimulation montage applied via the set of stimulating electrodes. 3. The system as set forth in claim 1, wherein the one or more processors further perform operations of: transforming the set of multi-scale distributed data through a forward simulation into currents in voxels of brain volume; andintegrating the currents into the graphical representation. 4. The system as set forth in claim 1, wherein the one or more processors further perform an operation of identifying a set of stimulating electrode placements and parameters that can recreate the behavioral effect. 5. The system as set forth in claim 4, wherein the identified set of stimulating electrode placements and parameters are applied via the brain stimulation subsystem, and wherein the brain monitoring subsystem monitors the behavioral effect, wherein if the behavioral effect is unsatisfactory, then the brain monitoring subsystem updates the graphical representation and the one or more processors perform an operation of determining a new electrical current stimulation to be applied to produce a satisfactory behavioral effect. 6. The system as set forth in claim 1, wherein the one or more processors further perform an operation of using self-organized criticality (SOC) to search for electrode locations or settings for brain stimulation. 7. The system as set forth in claim 1, wherein the one or more pro... | HRL Laboratories, LLC | A61N001/36 A61B005/0478 A61B005/0484 A61B005/00 A61B005/04 A61B005/16 A61N001/02 A61N001/04 A61N001/05
US10405769 | B2 | 2019-09-10 | Electrical stimulation and bio-potential measurement device | 2017-12-05 | An electrical stimulation and bio-potential measurement device is provided. The electrical stimulation and bio-potential measurement device comprises at least one electrode module which comes into contact with the scalp of a user, a current supply unit, connected to the at least one electrode module, for supplying a current to the at least one electrode module so that the at least one electrode module can apply electrical stimulation to the user, and a signal processing unit, connected to the at least one electrode module, for processing bio-potential signals detected by the at least one electrode module, wherein the current supply unit comprises at least one switch which is arranged between the at least one electrode module and a voltage source for supplying the current. | 1. An electrical stimulation and bio-potential measurement device, the device comprising: a plurality of electrode modules including a first electrode module including at least one electrode configured to come into contact with a scalp of a user when the device is worn by the user, and a second electrode module including at least one electrode configured to come into contact with the scalp of the user when the device is worn by the user;a current supplier connected with the first electrode module and configured to supply current to the first electrode module such that the first electrode module provides electrical stimulation to the user; anda signal processor connected with the first electrode module and the second electrode module, and configured to process a bio-potential signal detected by each of the first electrode module and the second electrode module,wherein the current supplier comprises:at least one switch located between a voltage source for supplying the current and the first electrode module, andwherein the at least one switch is configured to be turned on when operated in an electrical stimulation mode and turned off when operated in a bio-potential measurement mode, andwherein, when the at least one switch is turned on, the first electrode module is configured to provide electrical stimulation to the user and not to detect the bio-potential signal from the user, and the second electrode module is configured to detect the bio-potential signal from the user. 2. The device of claim 1, wherein the at least one switch comprises: a first switch configured to be turned on or off according to an electrical stimulation enable signal;a second switch configured to be located between the voltage source and the first electrode module and be turned on or off as the first switch is turned on; anda resistor configured to be located between the voltage source and the first switch. 3. The device of claim 1, wherein the signal processing unit comprises: at least one high pass filter (HPF) configured to filter the bio-potential signal received from at least one of the first electrode module and the second electrode module. 4. The device of claim 1, wherein the signal processing unit further comprises: at least one amplifier configured to amplify the signal filtered by the at least one HPF. 5. The device of claim 4, wherein the signal processing unit further comprises: at least one low pass filter (LPF) configured to filter the signal amplified by the at least one amplifier. 6. The device of claim 1, wherein the electrical stimulation comprises at least one of transcranial direct current stimulation (tDCS), transcranial alternating current stimulation (tACS), or transcranial random-noise stimulation (tRNS). 7. The device of claim 1, wherein the bio-potential signal comprises at least one of electroencephalogram (EEG), electrocardiogram (ECG), electromyogram (EMG), or electrooculography (EOG). 8. An electrical stimulation and bio-potential measu... | Y-BRAIN INC. | A61N001/04 A61B005/04 A61B005/0472 A61B005/0476 A61N001/36 A61B005/0408 A61N001/20 A61B005/0478 A61B005/0492 A61B005/0496 A61B005/0448 A61B005/053
US10418605 | B2 | 2019-09-17 | Embedded formation of wearable and flexible batteries | 2017-03-31 | An apparatus system is provided which comprises: a fabric; a self-assembled monolayer (SAM) material formed on the fabric; and a battery cell formed on the fabric, wherein a current collector of the battery cell is at least in part formed on the SAM material. | 1. An apparatus comprising: a fabric;a layer on the fabric, wherein the layer comprises self-assembled monolayer (SAM) material; anda battery cell on the fabric, wherein the battery cell comprises a current collector on the layer. 2. The apparatus of claim 1, wherein the layer has a thickness between about 0.5 nanometer (nm) to about 2.5 nm. 3. The apparatus of claim 1, further comprising: a cathode layer of the battery cell on the fabric and stacked on the current collector; andan anode layer of the battery cell on the fabric and stacked on the cathode layer. 4. The apparatus of claim 3, wherein the battery cell further comprises: a separation layer between the anode layer and the cathode layer. 5. The apparatus of claim 1, wherein the current collector comprises metal. 6. The apparatus of claim 1, wherein: the fabric comprises functional group molecules; andthe layer on the fabric applies functional group molecules as active sites and anchor points for molecules of the layer to chemically adhere to. 7. The apparatus of claim 1, wherein the battery cell is a first battery cell, wherein the battery cell is on a first surface of a first side of the fabric, and wherein the apparatus further comprises: a second battery cell on a second surface of a second side of the fabric. 8. The apparatus of claim 7, wherein the current collector of the first battery cell is a first current collector, wherein the second battery cell comprises: a second current collector on the second surface of the second side of the fabric. 9. The apparatus of claim 1, wherein the battery cell is a first battery cell, wherein the battery cell is on a first section of the fabric, and wherein the apparatus further comprises: a second battery cell on a second section of the fabric. 10. The apparatus of claim 9, wherein the first and second battery cells comprise: the current collector that is common to both the first battery cell and the second battery cell. 11. The apparatus of claim 9, wherein the first battery cell and the second battery cell are coupled in one of a parallel configuration or a series configuration. 12. The apparatus of claim 1, wherein the apparatus comprises a wearable apparel to measure a body parameter and/or to provide actuation. 13. An apparatus comprising: a fabric;a layer on the fabric; anda battery cell on the fabric, wherein a current collector of the battery cell is at least in part on the layer,wherein the layer comprises at least one of: amine group (—NH2), thiol (—SH), carboxylic acid (—COOH), or Pyridyl. 14. An apparatus comprising: a fabric;a layer on the fabric; anda battery cell on the fabric,wherein a current collector of the battery cell is at least in part on the layer,wherein the fabric comprises functional group molecules; andwherein the layer on the fabric applies the functional group molecules as active sites and anchor points for molecules of the layer to chemically adhere to. 15. The apparatus of claim 14, wherein the laye... | Intel Corporation | H01M002/10 H01M004/04 C23C018/38 C23C018/16 B32B005/24 G06F001/16 H01L023/538 C23C018/20 C23C018/30 H01M004/66 H01M010/04 A41D001/00 A61B005/00 H05K001/03 A61B005/01 A61B005/024 A61B005/145
US10413240 | B2 | 2019-09-17 | Membrane and balloon systems and designs for conduits | 2015-12-09 | An electronic device includes a balloon configured to contact a surface of a human conduit and one or more a biometric sensors operatively coupled to or on or in or within the balloon for detecting a biometric signal. The electronic device in some examples is a biometric sensor or measuring device. In other examples, the electronic device is an integrated device such as an earpiece having biometric sensors. In yet other examples, the electronic device can be operatively coupled to other device and other biometric sensors. Other embodiments are disclosed. | 1. An electronic device, comprising: an earpiece;a balloon of the earpiece configured to contact a surface of an ear canal and seal or partially seal the ear canal forming a partially or fully occluded ear canal cavity, wherein the balloon comprises a balloon first side that forms a portion of the partially or fully occluded ear canal cavity and a balloon second side that is exterior to the partially or fully occluded ear canal cavity;an ear canal microphone that receives acoustic content within the partially or fully occluded ear canal;one or more a biometric sensors located at and integrated within the balloon first side that forms a portion of the partially or fully occluded ear canal cavity to sense a biometric signal from the partially or fully occluded ear canal, wherein the one or more biometric sensors are configured to sense one of pulse, blood pressure, blood oxygenation, heart rate, respiratory rate, perspiration, humidity, pulse waves, pulse arrival times, acceleration, electrocardiograms, photoplehtysmograms, a bioimpedance characteristic or a combination thereof;a memory having computer instructions; andone or more processors operatively coupled to the memory that execute the computer instructions to perform operations based on a sensed biometric signal. 2. The electronic device of claim 1, wherein the one or more biometric sensors are configured to sense temperature and at least one of pulse, blood pressure, blood oxygenation, heart rate, respiratory rate, perspiration, humidity, or acceleration. 3. The electronic device of claim 1, wherein the one or more biometric sensors include a biometric sensor layer embedded on or in the balloon or encapsulated on or in the balloon. 4. The electronic device of claim 1, wherein the one or more biometric sensors include a biometric sensor layer embedded on or in the balloon and the biometric sensor layer is capacitive, resistive, or optical based. 5. The electronic device of claim 1, wherein the electronic device is coupled to an earpiece and the balloon is configured to make contact with walls of the cartilaginous tissue or area of an external auditory canal (EAC). 6. The electronic device of claim 1, wherein the one or more biometric sensors include a material layer that is configured to sense changes in at least one of balloon size, balloon pressure, or balloon shape. 7. The electronic device of claim 1, wherein the one or more biometric sensors include an infrared thermometer configured to take accurate temperature readings near a user's skull. 8. The electronic device of claim 1, wherein the one or more biometric sensors are configured to measure one or more of pulse waves, pulse arrival times, electrocardiograms, or photoplehtysmograms. 9. The electronic device of claim 1, wherein the one or more biometric sensors are configured to perform bioimpedance measurements. 10. The electronic device of claim 1, wherein the one or more processors, responsive to executing the computer ins... | Staton Techiya, LLC | A61B005/00 A61B005/0205 A61B005/021 A61B005/024 A61B005/053 A61B005/0402 A61B005/1455 A61B005/08
US10410041 | B2 | 2019-09-10 | Kinematic and morpometric analysis of digitized handwriting tracings | 2015-05-12 | The present invention is directed to a computer application for analyzing handwriting. The handwriting is digitized by being captured by a computing device such as a tablet. The application analyzes four components of the digitized handwriting. The initial component provides real-time writing speed feedback to the subject. The second fully automated component computes a variety of kinematic measures based on periods of time when the subject is writing versus the pen being off the tablet. A third component is able to concatenate pen strokes into user defined characters and assesses character and/or word spacing based on preset distances. For the fourth component, a 2-dimensional version of the large deformation diffeomorphic metric mapping (LDDMM) method is used to compare each character to a template character. Together, these components can be used to assess handwriting for a broad range of applications. | 1. A non-transitory computer readable medium storing instructions comprising: one or more instructions that, when executed by one or more processors, cause the one or more processors to: provide, via an interface of a device, a worksheet to a subject, the worksheet including one or more template writing characters;provide instructions to the subject to reproduce the one or more template writing characters provided in the worksheet to produce one or more reproduced writing characters;collect data related to the one or more reproduced writing characters, the data including morphometric data related to the one or more reproduced writing characters: the morphometric data related to the one or more writing characters including: an overall form associated with the one or more reproduced writing characters, a size associated with the one or more reproduced writing characters, and a pitch associated with the one or more reproduced writing characters;analyze the morphometric data related to the one or more reproduced writing characters, the morphometric data related to the one or more reproduced writing characters being compared to data associated with a corresponding predefined template character, the overall form associated with the one or more reproduced writing characters being analyzed based upon large deformation diffeomorphic metric mapping (LDDMM) to determine a degree of letter deformation to match the one or more reproduced writing characters to the corresponding predefined template character; andtransmit an assessment of the one or more reproduced writing characters based upon analyzing the morphometric data, the assessment including results of the analysis compared to population normalized measures. 2. The non-transitory computer readable medium of claim 1, where the one or more instructions, when executed by the one or more processors, further cause the one or more processors to: set a user defined speed threshold at which the subject is to reproduce the one or more reproduced writing characters; andnotify the subject when a speed at which the subject reproduces the one or more reproduced writing characters exceeds the user defined speed threshold. 3. The non-transitory computer readable medium of claim 1, where the data related to the one or more reproduced writing characters includes kinematics data, and where the one or more instructions, when executed by the one or more processors, further cause the one or more processors to:analyze the kinematics data related to the one or more reproduced writing characters. 4. The non-transitory computer readable medium of claim 3, where the kinematics data related to the one or more reproduced writing characters includes: speed of producing the one or more reproduced writing characters,one or more velocity inflections,an acceleration to deceleration ratio,ballisticity, anda spectral power. 5. The non-transitory computer readable medium of claim 1, where the one or more instructions, when executed b... | The Johns Hopkins University | G06K009/00 A61B005/16 A61B005/00 A61B005/11 G09B005/00 G09B011/04
US10409953 | B2 | 2019-09-10 | Bio-sample collection kits, systems and methods for generating biomarker data for use in determining an insurance score | 2014-04-23 | The present disclosure generally relates to bio-sample, such as a dried blood spot (DBS) sample, a breath sample, an endothelial sample, saliva sample, etc., collection kits and identity authenticating mechanisms for the sample donors. The present disclosure further relates to systems and methods for generating biomarker data using bio-sample analysis information and authenticating information. The biomarker data may be used to determine an insurance score. | 1. A computerized method for automatically associating an individual with a bio-sample provided by the individual, the method comprising: receiving, from the individual, a completed insurance policy application, wherein the completed insurance policy application includes a face-to-face verification between the individual with an approved form of identification;providing a bio-sample collection kit to the individual in response to the individual completing the insurance policy application, wherein the bio-sample collection kit includes a lancet, a dried blood spot sample card having filter paper for receiving a bio-sample, and an envelope made from a low gas-permeability material for receiving the dried blood spot sample card, wherein the bio-sample collection kit is for obtaining capillary blood from the individual;receiving a bio-sample from the individual using the bio-sample collection kit, wherein the bio-sample includes the capillary blood that is blotted onto filter paper and air dried on the filter paper;automatically receiving, using at least one sensor, identifying characteristic data, wherein the identifying characteristic data is representative of at least one identifying characteristic of the individual that provided the bio-sample at a time when the bio-sample is received from the individual, wherein the at least one sensor is selected from: a fingerprint sensor, a hand print sensor, a deoxyribonucleic acid (DNA) sensor, a heart rate electrocardiogram (ECG) sensor, an audio sensor, or an image sensor;automatically generating, at a processor of a computing device, identity authenticating data, based on the identifying characteristic data, in response to the processor executing an identity authenticating module, wherein the identity authenticating module includes at least one of: automatic fingerprint identification, automatic handprint identification, automatic deoxyribonucleic acid (DNA) identification, automatic heart rate/electrocardiogram identification, automatic retinal identification, automatic voice recognition, automatic image recognition; and wherein the identity authenticating data associates the individual with the bio-sample; andautomatically authenticating, using a processor of a computing device, an identity of the individual that provided the bio-sample based on a match between the face-to-face verification and the identity authenticating data. 2. The method of claim 1, wherein the bio-sample collection kit is provided via one of: mailing the bio-sample collection kit to the individual; mailing the bio-sample collection kit to an insurance Agent; dispensing the bio-sample collection kit to the individual via a kiosk; or delivering the bio-sample collection kit to the individual at a retail outlet. 3. The method of claim 1, wherein the bio-sample collection kit is used to collect at least one of: a dried blood spot (DBS) sample; a breath sample; an endothelial sample; or a saliva sample. 4. The method of claim 1, whe... | STATE FARM MUTUAL AUTOMOBILE INSURANCE COMPANY | G06F019/00 G06Q040/08 A61B005/15 G06Q050/22 G16H010/40 A61B005/1171 A61B005/151 A61B005/117 G01N001/00 A61B010/00
US10413219 | B2 | 2019-09-17 | Wearable architecture and methods for performance monitoring, analysis, and feedback | 2016-10-23 | The present application relates generally to computer software, mobile electronics, wireless communication links, and wearable monitoring systems. More specifically, techniques, fabrics, materials, systems, sensors, EMG sensors, circuitry, algorithms and methods for wearable monitoring devices and associated exercise apparatus are described. A garment borne sensor system may generate data on a user's performance during exercise, for example, and the data may be analyzed in real time and feedback may be provided to the user based on the analysis. A piece of exercise equipment may be instrumented and in communication with the sensor system or other system and may be controlled in real time to adjust its settings to affect the user during the exercise routine. Communication between the sensor system and other systems may be wireless. Conductive structures formed directly in a fabric of the garment may integrally include sensors, circuitry, controllers, conductive traces, and sensor electronics. | 1. An apparatus for monitoring physical activity of a user, comprising: a controller;a garment configured to be worn on a portion of a body of the user, the garment including:a set of electrode bases such that a fabric of the garment is configured to cause each of the set of electrode bases to forcibly abut a skin of the user when the user wears the garment,a set of electromyography sensors, each electromyography sensor coupled to one of the set of electrode bases, each of the set of electromyography sensors configured to acquire bio-potential signals indicative of muscle activation, anda set of conductive leads, each conductive lead coupled with an electrode base and configured to couple to the controller; anda processing system including a first module configured to receive information characterizing physical properties of the user, a second module configured to receive signals from the set of electromyography sensors, and a third module comprising a calibration architecture configured to calibrate the set of electromyography sensors, and a fourth module comprising architecture implementing logic for monitoring user performance and generating user feedback based upon: the physical properties of the user, signals received from the calibrated set of electromyography sensors when the user performs an exercise, and a system schema representing reference muscle exertion and comprising relative muscle exertion levels of a plurality of muscles. 2. The apparatus of claim 1, wherein the set of electromyography sensors is substantially waterproof. 3. The apparatus of claim 1, wherein the set of electromyography sensors is configured to sense bio-potential signal differences representative of activity of a set of muscles of the user, and wherein the set of electromyography sensors is coupled to circuitry comprising a differential amplifier coupled to a filter block having architecture for isolating a frequency spectrum of the bio-potential signal differences. 4. The apparatus of claim 3, wherein the set of electrode bases is configured to abut a portion of a body of the user corresponding to the set of muscles when the user wears the garment. 5. The apparatus of claim 4, wherein the fabric includes at least one of an alignment mark and a designed structure operative to aid the user in correct placement of the set of electrode bases relative to the set of muscles when the user dons the garment. 6. The apparatus of claim 1, wherein the controller comprises: an equipment detector including a first wireless communication link configured to wirelessly communicate with a communication device of an exercise apparatus with which the user is interacting during muscle activation, wherein the fourth module is further configured to detect a weight-lifting form of the user, during performance of a weight-lifting activity, and operable to generate instructions for control of the exercise apparatus based upon the weight-lifting form of the user. 7. The apparatus o... | Mad Apparel, Inc. | A61B005/11 A61B005/00 A61B005/0488 A61B005/0402 A61B005/0492 A41D001/04 G06F019/00 G16H040/67 G09B019/00 A63B024/00 A61B005/0205 A61B005/04
US10405989 | B2 | 2019-09-10 | Lateral spondylolisthesis reduction cage | 2017-01-25 | An intervertebral fusion device comprising inferior and superior fusion cage devices that provide an ability to correct spondylolisthesis via in-situ adjustment. | 1. A method of installing an intervertebral fusion device, wherein the device comprises: a) an upper endplate having an anterior wall, a posterior wall, an upper surface for contacting an upper vertebral body of a patient, teeth extending from the upper surface for enhancing securement, a lower surface, and a throughhole running from the upper surface to the lower surface and adapted for promoting fusion,b) a lower endplate having an anterior wall, a posterior wall, a lower surface for contacting a lower vertebral body of the patient, teeth extending from the lower surface for enhancing securement, an upper surface, and a throughhole running from the lower surface to the upper surface and adapted for promoting fusion,c) a first core component having an upper endportion engaged with the upper endplate and a lower endportion engaged with the lower endplate, andd) a second core component having an upper endportion engaged with the upper endplate and a lower endportion engaged with the lower endplate,wherein the device has a collapsed configuration and an expanded configuration,wherein the upper endplate does not contact the lower endplate in the expanded configuration,wherein each of the upper endplate, the upper endportion of the first core, and the upper end portion of the second core moves away from the lower surface of the lower endplate during expansion from the collapsed configuration to the expanded configuration,wherein the method comprises: inserting the device into a disc space so that the anterior wall of the upper endplate faces anteriorly relative to the patient and the posterior wall of the upper endplate faces posteriorly relative to the patient, andexpanding the inserted device from the collapsed configuration to the expanded configuration,wherein each of the anterior and posterior walls of the upper endplate moves posteriorly during expansion from the collapsed configuration to the expanded configuration. 2. The method of claim 1, wherein the first core component is unitary and the second core component is unitary. 3. The method of claim 1, further comprising e) at least one screw extending through an opening formed in a proximal end of the device and substantially parallel to a longitudinal axis of the upper endplate. 4. The method of claim 1, wherein the upper surface of the upper endplate and the lower surface of the lower endplate are domed. 5. The method of claim 1, wherein the upper and lower endplates are tapered for ease of insertion into the disc space. 6. The method of claim 1, wherein the upper and lower endplates are formed from titanium or a titanium alloy. 7. The method of claim 1, wherein at least one of the first core component and the second core component is disposed on a proximal surface of the upper endplate or a proximal surface of the lower endplate. | DePuy Synthes Products, Inc. | A61F002/44 A61F002/46 A61M029/02 A61B017/17 A61B017/16 A61F002/30 A61M025/01 A61M025/00 A61B017/34 A61B017/02 A61B005/00
US10413192 | B2 | 2019-09-17 | Object information acquiring apparatus and control method thereof | 2013-06-26 | Provided is an object information acquiring apparatus, including: a light source; a detecting unit that detects an acoustic wave generated from an object which has received an irradiation light from the light source; a processing unit that generates characteristic information on the inside of the object by using the acoustic wave; and a memory unit that records the characteristic information in association with information on the irradiation light. | 1. An object information acquiring apparatus comprising: at least one CPU; andmemory,wherein said at least one CPU and said memory cooperate to function as: a processing unit configured to generate a DICOM image representing characteristic information on an object based on an acoustic wave generated from the object which has received irradiation light;a data generating unit configured to generate, in a DICOM data format, a recording data by storing information of the irradiation light in a tag and attaching the tag to the DICOM image representing the characteristic information and configured to transmit the recording data to a data recording unit configured to record the recording data. 2. The object information acquiring apparatus according to claim 1, wherein said processing unit segments the object into a plurality of unit regions, and generates the DICOM image representing characteristic information for each unit region, and said data generating unit generates the recording data by storing the information of the irradiation light in the tag and attaching the tag to the DICOM image representing the characteristic information for each unit region. 3. The object information acquiring apparatus according to claim 1, wherein the information of the irradiation light includes information of an angle of the irradiation light with respect to the object. 4. The object information acquiring apparatus according to claim 1, wherein the information of the irradiation light includes information of wavelength of the irradiation light. 5. The object information acquiring apparatus according to claim 1, wherein the information of the irradiation light includes information of a number of times photo-irradiation is executed. 6. The object information acquiring apparatus according to claim 2, wherein said processing unit determines information on an image quality in each of the unit regions based on the information of the irradiation light included in the recording data and causes a display unit to display the DICOM image with the information on the image quality. 7. An object information acquiring method comprising: a step of generating a DICOM image representing characteristic information on an object based on an acoustic wave generated from the object which has received irradiation light;a step of generating, in a DICOM data format, a recording data by storing information of the irradiation light in a tag and attaching the tag to the DICOM image representing the characteristic information; anda step of transmitting the recording data to a data recording unit configured to record the recording data,said steps being performed by at least a CPU and memory acting in cooperation to perform said steps. 8. The object information acquiring apparatus according to claim 1, wherein said processing unit is configured to generate the DICOM image representing the characteristic information in a reconstruction region, said data generating unit generates the recording ... | CANON KABUSHIKI KAISHA | A61B005/00 A61B005/145 A61B008/08 A61B008/00 G06F019/00
US10401477 | B2 | 2019-09-03 | Method and apparatus for doppler radar signal recovery of target displacement | 2015-02-25 | Method and apparatus for detecting a movement, such as two or more periodic vibrations, of a target, by sending a radar signal, e.g., near 60 GHz, at the target and processing the signal reflected by the target. One or more components of the movement can have a predominant frequency, such as a frequency of vibration, and two or more components can have different frequencies and, optionally, different magnitudes. A quadrature receiver processes the received signal to produce a base band output signal having in-phase (I) and quadrature-phase (Q) outputs. The in-phase (I) and quadrature-phase (Q) outputs are cross-referenced and real target movement frequency recovered directly in the time domain. System nonlinearity, which does not occur simultaneously on the I and Q channels, is identified and removed. Radar signals having wavelengths near one or more of the target movement magnitudes can be used. | 1. A method of determining a vibration rate of a target, comprising: transmitting a transmit signal from a transmitting antenna of a radar transceiver at the target such that the transmit signal is reflected by the target to create a reflected signal, wherein the target has at least a first side and second side, wherein the transmit signal and the reflected signal are electromagnetic signals having a wavelength, λ, the transmit signal is directed to the first side of the target and the reflected signal is reflected by the first side of the target,where the transmit signal is represented as T(t)=cos(2πft+ϕvco),wherein the reflected signal is based, at least in part, on a first vibration of the target having a first frequency, fr, and a first amplitude, mr, and a second vibration of the target having a second frequency, fh, and a second amplitude, mh;receiving the reflected signal via a receiving antenna of the radar transceiver to create a receive signal, where the receiving antenna, the transmitting antenna, at least one processing circuitry, and the radar transceiver are disposed on a common substrate;demodulating the receive signal by the at least one processing circuitry of the radar transceiver to produce a baseband output B(t), whereB⁡(t)≈cos⁡(4⁢π⁢⁢x⁡(t)λ+ϕt),where ϕt is a total accumulated residual phase, and x(t)=mr sin(2πfrt)+mh sin(2πfht),where S(t)=BI(t)+jBQ(t),whereBI⁡(t)≈cos⁢{4⁢π⁢⁢x⁡(t)λ+ϕt}=cos⁢{4⁢π⁡[mr⁢sin⁡(2⁢⁢π⁢⁢fr⁢t)+mh⁢sin⁡(2⁢π⁢⁢fh⁢t)]λ+ϕt}BQ⁡(t)≈sin⁢{4⁢π⁢⁢x⁡(t)λ+ϕt}=sin⁢{4⁢π⁡[mr⁢sin⁡(2⁢⁢π⁢⁢fr⁢t)+mh⁢sin⁡(2⁢π⁢⁢fh⁢t)]λ+ϕt};identifying, by the at least one processing circuitry, distorted portions of BI(t) or distorted portions of BQ(t), where the distorted portions of BI(t) or the distorted portions of BQ(t) are portions of BI(t) or portions of BQ(t) that are distorted by system nonlinearity, respectively;producing, by the at least one processing circuitry, recovered portions of BI(t) or recovered portions of BQ(t) that correspond to the distorted portions of BI(t) or the distorted portions of BQ(t), respectively;replacing, by the at least one processing circuitry, the distorted portions of BI(t) or the distorted portions of BQ(t) with the recovered portions of BI(t) or the recovered portions of BQ(t) to produce a recovered BI(t) or a recovered BQ(t), respectively;applying a Fourier transform, by the at least one processing circuitry, to S(t) to produce a frequency spectrum of S(t); anddetermining, by the at least one processing circuitry, the second frequency fh from the frequency spectrum of S(t). 2. The method according to claim 1, wherein identifying the distorted portions of BI(t) or the distorted portions of BQ(t) comprises: identifying peaks in BI(t) or peaks in BQ(t), where a peak is a location in BI(t) or a location in BQ(t) where a slope of BI(t) or a slope of BQ(t) changes sign from positive to negative or from negative to positive, respectively; andidentifying whether each peak of the peaks in BI(t) or the peaks in BQ(t... | UNIVERSITY OF FLORIDA RESEARCH FOUNDATION, INC. | A61B005/00 A61B005/05 A61B005/08 G01S007/41 A61B005/024 G01S013/50 A61B005/0205
US10417901 | B2 | 2019-09-17 | Electronic device and control method thereof | 2016-11-14 | An electronic device includes: a first sensor configured to generate a movement signal corresponding to a user movement; a second sensor configured to physically contact the user to generate a user bio-signal; a processor configured to determine a user sleeping state using the generated movement signal and the generated user bio-signal in each of time periods, and determine an operation state of another electronic device based on the determined sleeping state in respective time periods; and a communicator configured to transmit a control command corresponding to the determined operation state to the another electronic device. | 1. An electronic device comprising: a first sensor for generating a movement signal corresponding to a user movement;a second sensor configured to physically contact a user to generate a photoplethysmography (PPG) signal, the second sensor comprising: a light emitter for emitting light for generating the PPG signal, anda light receiver for receiving light reflected from the user;a communicator; anda processor configured to: set a plurality of preset time periods which are consecutive time periods for analyzing a sleep of the user, each of the plurality of preset time periods being a predetermined amount of time to determine one sleeping state of the user,set a first part of the predetermined amount of time in each of the plurality of preset time periods to emit the light, and set a remaining part of the predetermined amount of time in each of the plurality of preset time periods to not emit the light,control the light emitter to emit the light in the first part of a first time period of the plurality of preset time periods and to not emit the light in the remaining part of the first time period,determine, for the first time period, the one sleeping state of the user as a first sleeping state, based on the movement signal and the PPG signal that are generated for the first time period,control the light emitter to emit the light in the first part of a second time period of the plurality of preset time periods and to not emit the light in the remaining part of the second time period,determine, for the second time period, the one sleeping state of the user as a second sleeping state, based on the movement signal and the PPG signal that are generated for the second time period, andcontrol the communicator to transmit a control command corresponding to at least one from among the first sleeping state and the second sleeping state to another electronic device to cause the another electronic device to operate in correspondence with the at least one from among the first sleeping state and the second sleeping state, of the user. 2. The electronic device as claimed in claim 1, wherein the processor is further configured to determine each of the first sleeping state and the second sleeping state of the user as any one of an awakening stage, a non-rapid eye movement (NREM) sleeping stage, and a rapid eye movement (REM) sleeping stage using the movement signal and the PPG signal. 3. The electronic device as claimed in claim 1, wherein the processor is further configured to smooth the PPG signal generated for second time period using the PPG signal generated for the first time period prior to the second time period, and compare the smoothed PPG signal with a certain value to determine the second sleeping state of the user. 4. The electronic device as claimed in claim 1, further comprising a touch screen for receiving a sleep analysis start command, wherein the processor is further configured to control the first sensor and the second sensor to generate the m... | SAMSUNG ELECTRONICS CO., LTD. | G08C019/16 G08C017/02 A61B005/024 A61B005/00
US10419053 | B2 | 2019-09-17 | Smart aviation communication headset and peripheral components | 2017-04-24 | In one embodiment, an aviation communication headset includes, but is not limited to, at least one microphone; one or more speakers; one or more docks configured to interface with one or more eyepieces; and at least one control unit operable to perform operations including at least: detecting a presence of one or more eyepieces at the one or more docks; and outputting aviation flight information via the one or more docks for display on the one or more eyepieces. | 1. A system for use with an aviation communication headset, the system comprising: a camera;a sensor including at least one of an oximeter or a carbon monoxide detector; andat least one control unit configured to perform operations including at least: obtaining one or more values of carbon monoxide or blood oxygen using the sensor;obtaining image data of one or more aircraft instruments using the camera;determining existence of an abnormal condition based on evaluation of the one or more values of carbon monoxide or blood oxygen, and the image data of the one or more aircraft instruments;requesting a response from an individual via the aviation communication headset based on the existence of the abnormal condition; andinitiating an automated action based on the response from the individual being inadequate or incoherent. 2. The system of claim 1, wherein the sensor is incorporated within the aviation communication headset. 3. The system of claim 1, wherein the sensor comprises: an oximeter incorporated on or within a cushion of an earcup of the aviation communication headset. 4. The system of claim 1, wherein the obtaining one or more values comprises: obtaining via a hotspot the one or more values. 5. The system of claim 1, wherein the at least one control unit is further configured to perform an operation comprising: pairing with at least one smartphone, tablet, or avionics system to display the one or more values. 6. The system of claim 1, wherein the at least one control unit is further configured to perform an operation comprising: controlling an oxygen dispenser to release supplemental oxygen based at least partly on the one or more values. 7. The system of claim 1, wherein the at least one control unit is further configured to perform an operation comprising: controlling an autopilot based at least partly on the one or more values. 8. The system of claim 1, wherein the at least one control unit is further configured to perform an operation comprising: obtaining a speech request originating from a microphone of the aviation communication headset, the speech request usable to initiate sampling of the one or more values. 9. The system of claim 1, wherein the at least one control unit is further configured to perform an operation comprising: obtaining a speech request originating from a microphone of the aviation communication headset, the speech request usable to calibrate a threshold for the abnormal condition. 10. The system of claim 1, wherein the at least one control unit is further configured to perform an operation comprising: outputting one or more alerts via at least one of augmented reality glasses, heads up display, or synthetic vision goggles linked to the aviation communication headset at least partly in response to the existence of the abnormal condition. 11. The system of claim 1, wherein the at least one control unit is further configured to perform an operation including analyzing the image data obtained from the cam... | Seabeck Holdings, LLC James J. Ruttler | A61B005/18 H04B001/3827 A61B005/024 A61B005/1455 A61B005/00 A61B005/11 A61B005/145 A61B005/0205 H04W076/14 H04N021/422 A61B005/16 G06F003/16 H04W004/80
US10420469 | B2 | 2019-09-24 | Optical detection system for determining neural activity in brain based on water concentration | 2017-12-15 | A non-invasive system and method. Sample light is delivered into an anatomical structure, such that a portion of the sample light passes through a target voxel comprising brain matter in the head and is scattered by the head as signal light. The signal light is detected, changes in the level of water concentration or relative water concentration of the target voxel are detected based on the detected signal light, and a level of neural activity is determined within the target voxel based on the determined changes level of the water concentration or relative water concentration of the target voxel. | 1. A non-invasive detection system, comprising: an optical source configured for delivering sample light into a head, such that a portion of the sample light passes through a target voxel comprising brain matter in the head and is scattered by the head as signal light, wherein the wavelength of the sample light is in the range of 950-1080 nanometers, such that the signal light is encoded with a time-varying optical absorption of the target voxel;at least one detector configured for detecting the signal light; anda processor configured for determining changes in the level of water concentration or relative water concentration of the target voxel based on the time-varying optical absorption of the target voxel encoded within the detected signal light, and determining whether or not neural activity exists within the target voxel based on the determined changes level of the water concentration or relative water concentration of the target voxel. 2. The system of claim 1, wherein another portion of the sample light not passing through the target voxel is scattered by the brain matter as background light that combines with the signal light to create a sample light pattern, the system further comprising an interferometer comprising the optical source, the interferometer configured for combining reference light with the sample light pattern to generate an interference light pattern, wherein the at least one detector is configured for detecting the signal light within the interference light pattern. 3. The system of claim 2, further comprising an acoustic assembly configured for delivering ultrasound into the target voxel in the brain matter, such that the signal light is frequency shifted by the ultrasound. 4. The system of claim 3, further comprising a controller configured for operating the acoustic assembly and the interferometer to pulse the ultrasound and the sample light in synchrony, such that only the signal light is frequency shifted by the ultrasound. 5. The system of claim 4, wherein the controller is further configured for operating the interferometer to sequentially modulate the interference light pattern to generate a plurality of different interference light patterns, wherein the at least one detector is configured for detecting the different interference light patterns, and the processor is configured for determining changes in the level of water concentration or relative water concentration of the brain matter based on the detected interference light patterns. 6. The system of claim 5, wherein the at least one detector comprises an array of detectors configured for detecting spatial components of each different interference light pattern, wherein the processor is configured for determining the changes in the level of water concentration or relative water concentration of the target voxel based on the detected spatial components. 7. The system of claim 6, wherein each detector is configured for respectively storing a plurality of va... | HI LLC | A61B005/00 G01N021/17 G01N021/45 A61B005/1455 G01B009/02 G01N029/24
US10408905 | B2 | 2019-09-10 | Magnetic resonance imaging apparatus and transmission control method | 2017-11-22 | According to one embodiment, a magnetic resonance imaging apparatus provided with a plurality of transmission channels includes a signal processing unit and a control unit. The signal processing unit acquires a radio frequency magnetic field emitted from each of the plurality of transmission channels through a receiver coil mounted on an object and measure a phase of the radio frequency magnetic field. The control unit determines a phase difference between the plurality of transmission channels based on the phase of the radio frequency magnetic field of each of the plurality of transmission channels measured by the signal processing unit. The control unit controls a phase of a radio frequency pulse inputted to each of the plurality of transmission channels, based on the phase difference. | 1. A magnetic resonance imaging (MRI) apparatus comprising: a receiver coil configured to receive a radio frequency (RF) magnetic field emitted from a transmitter coil while an RF pulse is supplied to the transmitter coil even though the receiver coil is in a de-coupled state from the transmitter coil; andat least one processing circuitry configured to process at least one of an amplitude and a phase of the RF magnetic field based on an output from the de-coupled receiver coil while the RF pulse is being supplied to the transmitter coil. 2. The apparatus according to claim 1, wherein the at least one processing circuitry is further configured to control at least one of an amplitude and a phase of the RF pulse supplied to the transmitter coil based on at least one of the processed amplitude and the processed phase of the RF magnetic field. 3. The apparatus according to claim 2, wherein the at least one processing circuitry is further configured to put the receiver coil in a coupled state while the receiver coil receives an MR signal from an object upon elapse of a predetermined time after the transmitter coil emits the RF magnetic field. 4. A magnetic resonance imaging (MRI) radio frequency (RF) transmission control method comprising: receiving, via an RF coil, a magnetic field emitted from an RF transmitter coil while an RF pulse is supplied to the RF transmitter coil even though the receiver coil is in a de-coupled state from the transmitter coil; andprocessing, using at least one processing circuitry, at least one of an amplitude and a phase of the RF magnetic field based on an output from the de-coupled RF receiver coil while the RF pulse is being supplied to the transmitter coil. 5. The method according to claim 4, further comprising controlling at least one of an amplitude and a phase of the RF pulse supplied to the RF transmitter coil based on at least one of the processed amplitude and the measured phase of the RF magnetic field. 6. The method according to claim 5, further comprising putting the receiver coil in a coupled state while the RF receiver coil receives an MR signal from an object upon elapse of a predetermined time after the RF transmitter coil emits the RF magnetic field. | TOSHIBA MEDICAL SYSTEMS CORPORATION | G01V003/00 G01R033/54 A61B005/055 G01R033/36 G01R033/561 A61B005/00
US10413724 | B2 | 2019-09-17 | Method for low latency automated closed-loop synchronization of neurostimulation interventions to neurophysiological activity | 2018-04-06 | Described is a system for synchronization of neurostimulation interventions. The system continuously monitors incoming neurophysiological signals. Latencies present in the monitoring of the incoming neurophysiological signals are measured. Based on the measured latencies, the timing of targeted neurostimulation interventions is determined, resulting in a neurostimulation intervention protocol. The neurostimulation intervention protocol is adjusted in real time for administration of neurostimulation during temporal regions of interest. The system then triggers administration of the neurostimulation during the temporal regions of interest. | 1. A system for synchronization of neurostimulation interventions, the system comprising: one or more processors and a non-transitory computer-readable medium having executable instructions encoded thereon such that when executed, the one or more processors perform operations of: continuously monitoring incoming neurophysiological signals;measuring latencies present in the monitoring of the incoming neurophysiological signals;based on the measured latencies, determining timing of targeted neurostimulation interventions, resulting in a neurostimulation intervention protocol;adjusting the neurostimulation intervention protocol in real time for administration of neurostimulation during temporal regions of interest;replicating properties of the incoming neurophysiological signals at the time of neurostimulation; andadministering the neurostimulation during the temporal regions of interest. 2. The system as set forth in claim 1, wherein the one or more processors further perform operations of classifying the incoming neurophysiological signals and adapting the administered neurostimulation according to the classified incoming neurophysiological signals. 3. The system as set forth in claim 1, wherein the one or more processors further perform an operation of verifying that the administered neurostimulation replicates the properties of the incoming neurophysiological signals. 4. The system as set forth in claim 1, wherein the one or more processors further perform an operation of calibrating the triggering of the administration of the neurostimulation to a set of predetermined neurophysiological signals. 5. The system as set forth in claim 1, wherein the one or more processors further perform an operation of determining potential time points of neurostimulation during which the administered neurostimulation matches predicted neurophysiological signals for slow-wave sleep augmentation. 6. A computer implemented method for synchronization of neurostimulation interventions, the method comprising an act of: causing one or more processers to execute instructions encoded on a non-transitory computer-readable medium, such that upon execution, the one or more processors perform operations of: continuously monitoring incoming neurophysiological signals;measuring latencies present in the monitoring of the incoming neurophysiological signals;based on the measured latencies, determining timing of targeted neurostimulation interventions, resulting in a neurostimulation intervention protocol;adjusting the neurostimulation intervention protocol in real time for administration of neurostimulation during temporal regions of interest;replicating properties of the incoming neurophysiological signals at the time of neurostimulation; andadministering the neurostimulation during the temporal regions of interest. 7. The method as set forth in claim 6, wherein the one or more processors further perform an operation of classifying the incoming neurophysiological signals a... | HRL Laboratories, LLC | A61N001/36 A61M021/02 A61B005/0476 A61N001/02 A61B005/00 A61B005/048 A61M021/00 A61N001/04 G16H050/30
US10416247 | B2 | 2019-09-17 | Single axis sensors on flexible backbone | 2014-05-23 | An apparatus includes a narrow elongate probe is adapted for insertion into the body of a living subject. The probe may be flexible and has a plurality of sensors consisting of single coils of very fine wire wound about a backbone of the probe, which transmit signals proximally via fine connecting wires to a position processor. The position processor analyzes the signals to determine position coordinates at multiple points along the length of the probe. | 1. A method of making an invasive medical probe, comprising the steps of: providing an internal longitudinal backbone for an elongate flexible probe, said probe having a distal end;disposing a plurality of coils about said backbone, said coils being configured in a non-orthogonal relationship concentric with the backbone, said coils being fixed at different, respective points in a known relation to said distal end, and when subjected to an externally applied magnetic field, said coils being configured to generate respective signals;attaching respective connecting wires to said coils for connection of said coils to signal processing circuitry, said signal processing circuitry configured to determine the translation and orientational coordinates of the coils in six dimensions; andapplying an external layer about said connecting wires and said backbone. 2. The method according to claim 1, wherein disposing a plurality of coils comprises winding said coils about said backbone. 3. The method according to claim 1, wherein disposing a plurality of coils comprises pre-forming said coils and slipping said pre-formed coils over said backbone. 4. The method according to claim 1, further comprising the steps of dividing said backbone into a plurality of branches, and distributing said coils on said branches. | Biosense Webster (Israel) Ltd. | G01R033/34 A61B005/00 A61B005/06 A61B034/20 A61M025/01 G01R033/28
US10405797 | B1 | 2019-09-10 | Wearable device and system for teaching core usage and related applications | 2015-08-04 | The system includes a movement sensor and a core contraction sensor in communication with a processor. The core contraction sensor is placed on the core muscles of a user and transmits core contraction signals to the processor. The processor receives movement signals from the movement sensor and identifies user movements that are qualifying movements that benefit from core contractions. The processor also monitors the timing between the qualifying movements and the core contractions to identify protected and unprotected qualifying movements. The system can also include a memory for storing core scores that are calculated from the protected and unprotected qualifying movements, exercise information and core sensor calibration information. The core contraction information can be used to calibrate the core contraction sensor. The core contraction and movement information can be transmitted to a therapist who can monitor the user's activities and provide instructional feedback. | 1. A method for detecting core muscle usage, comprising: providing a contraction sensor in communication with a signal processor, the contraction sensor having a bumper core sensor interface extending from the contraction sensor;placing the bumper core sensor interface of the contraction sensor against core muscles of a user;attaching an extender cap to the bumper core sensor interface extending from the contraction sensor to extend an effective height or an effective girth of the bumper core sensor interface;detecting a parameter related to a contraction status of the core muscles with the bumper core sensor interface of the contraction sensor wherein the contraction sensor emits an electrical signal;converting the electrical signal into a digital value by the signal processor; anddetermining by the signal processor the contraction status of the core muscles is either contracted when the digital value is greater than a threshold value or relaxed when the digital value is less than the threshold value. 2. The method of claim 1 further comprising: emitting a core contraction status signal by an output device coupled to the signal processor indicating the contraction status of the core muscles when the digital value is greater than the threshold value. 3. The method of claim 1 further comprising: receiving the core contraction status signal by a receiver coupled to a smart device; anddisplaying a core contraction status on a visual display coupled to the signal processor. 4. The method of claim 3 further comprising: monitoring the smart device by a therapist. 5. The method of claim 1 further comprising: providing a cavity in the bumper core sensor interface with a force sensor or a pressure sensor at a bottom of the cavity and a rubber bumper with a brim over the force sensor or the pressure sensor wherein the rubber bumper interfaces to the force sensor or the pressure sensor and the core muscles of the user; andplacing a frame over the brim of the rubber bumper to hold the rubber bumper in place, and connecting the frame to the contraction sensor. 6. A method for detecting core muscle usage, comprising: providing a contraction sensor in communication with a transmitter and a smart device, the contraction sensor having a bumper core sensor interface extending from the contraction sensor;placing the bumper core sensor interface of the contraction sensor against core muscles of a user;attaching an extender cap to the bumper core sensor interface extending from the contraction sensor to extend an effective height or an effective girth of the bumper core sensor interface;detecting a parameter related to a contraction status of the core muscles with the bumper core sensor interface of the contraction sensor;generating core contraction signals based upon the parameter detected by the contraction sensor wherein the core contraction signals are electrical signals;converting the electrical signals into digital core contraction signals;transmitting the... | Alert Core, Inc. | A61B005/00 A61B005/11 A63B071/06
US10413239 | B2 | 2019-09-17 | Electronic device, control method for same and computer-readable storage medium | 2016-07-29 | An electronic device includes an attachment section which is attachable to a user, at least one contact detection sensor which detects whether the attachment section is attached to the user or is not attached to the user, a function section which executes at least one function, and a circuit section. The circuit section judges that the attachment section is in a non-attached state to the user based on a detection result of the contact detection sensor and controls the function section not to execute the function when the attachment section is judged to be in the non-attached state. | 1. An electronic device, comprising: an attachment mechanism configured to be attachable to a user;one or more contact detection sensors configured to detect: a contact state where at least one of the one or more contact detection sensors is in contact with the user; anda non-contact state where the one or more contact detection sensors are not in contact with the user;a function circuit configured to be controlled to execute at least one function; andone or more processors configured to: perform a scanning operation to scan the one or more contact detection sensors;judge that the attachment mechanism is in a non-attached state where the attachment mechanism is not attached to the user based on the non-contact state detected by the one or more contact detection sensors;judge that the attachment mechanism is in an attached state where the attachment mechanism is attached to the user based on the contact state detected by the at least one of the one or more contact detection sensors;in response to judging that the attachment mechanism is in the attached stated, set a period of performing the scanning operation to a first period; andin response to judging that the attachment mechanism is in the non-attached state: control the function circuit to not execute the at least one function; andset the period of performing the scanning operation to a second period longer than the first period. 2. The electronic device according to claim 1, further comprising: an input mechanism configured to be operated by the user,wherein the input mechanism is provided in a portion of the attachment mechanism which does not come in contact with the user when the attachment mechanism is attached to the user, andwherein the one or more contact detection sensors and the input mechanism are integrally formed while having the same structure. 3. The electronic device according to claim 1, wherein the one or more processors are configured to, in response to judging that the attachment mechanism is in the attached state, control the function circuit to execute the at least one function. 4. The electronic device according to claim 3, wherein the one or more processors are configured to: in response to judging that the attachment mechanism is in the attached state, set a detection sensitivity of the one or more contact detection sensors at a first value; andin response to judging that the attachment mechanism is in the non-attached state, set the detection sensitivity of the one or more contact detection sensors at a second value lower than the first value. 5. The electronic device according to claim 1, further comprising: an input mechanism configured to be operated by the user,wherein the input mechanism is provided in a portion of the attachment mechanism which does not come in contact with the user when the attachment mechanism is attached to the user, andwherein the one or more processors are configured to: judge whether a predetermined operation set in advance has been pe... | CASIO COMPUTER CO., LTD. | A61B005/103 A61B005/117 A61B005/00 G06F001/16 H04W052/02 G06F003/041 G06F003/044 A61B005/024 A61B005/11
US10413235 | B2 | 2019-09-17 | Hybrid system for treating mental and emotional disorders with responsive brain stimulation | 2015-04-22 | A closed-loop brain computer interface (BCI) system for treating mental or emotional disorders with responsive brain stimulation is disclosed. The system includes an implanted module including a processor configured to process neural data acquired from one or more electrodes in communication with one or more brain regions of a patient. The implanted module is configured to deliver stimulation to electrodes in contact with the brain regions. An interface is in wireless communication with the implanted module and configured to receive the neural data from the implanted module. A controller processes the patient's brain and body signals to provide patient intentional control over the stimulation applied to the one or more electrodes and to control the stimulation. | 1. A closed-loop brain computer interface (BCI) system for treating a patient suspected of having a mental or emotional disorder with on-demand responsive brain stimulation, the system comprising: an implanted module including a processor configured to process neural data acquired from at least one electrode in communication with at least one brain region of the patient suspected of having a mental or emotional disorder, the implanted module configured to deliver stimulation to the at least one electrode in contact with the at least one brain region, wherein the neural data comprises brain and body signals that are acquired by the implanted module;an interface in wireless communication with the implanted module and configured to receive the neural data from the implanted module; anda controller that processes the patient's brain and body signals to provide the patient intentional control over the stimulation applied to the at least one electrode and to control the stimulation in concert with the patient's intentional control to provide therapy for the mental or emotional disorder, wherein the intentional control comprises the patient being permitted to alter the provided brain and body signals if an alteration of the applied stimulation is desired by the patient. 2. The system of claim 1, wherein the neural data includes at least one of spike, local field potential, or electrocorticography data acquired from the at least one electrode. 3. The system of claim 1, wherein the implanted module includes a controlling hub and a plurality of satellite modules coupled to the controlling hub. 4. The system of claim 3, wherein the interface is a head or body mounted interface positioned between the controlling hub and a base station to provide wireless communication therebetween. 5. The system of claim 4, wherein the base station includes a hand held or wearable patient controller configured for at least one of self-reporting, triggering recordings, or monitoring at least one of heart rate or skin conductance. 6. The system of claim 3, wherein each of the plurality of satellite modules include a unique ID to enable the controlling hub to interrogate the plurality of satellite modules and configure the controlling hub based upon returned information. 7. The system of claim 1, wherein the implanted module include at least one sensor for monitoring or reporting a set of system health parameters. 8. The system of claim 7, wherein the set of system health parameters include at least one of electrode impedance, temperature, humidity, supply voltage, or a lead line integrity of the implanted module. 9. The system of claim 3, wherein the controlling hub further includes at least one current pulse generator for applying stimulation therapies through the at least one electrode. 10. The system of claim 1, wherein the implanted module includes a memory accessible by the processor for storing neural data. 11. The system of claim 1, wherein the interface inclu... | The General Hospital Corporation Massachusetts Institute of Technology University of Washington | A61N001/37 A61B005/00 A61N001/378 A61N001/05 A61N001/36 A61B005/024 A61B005/053 A61B005/16 G06F003/01 A61B003/11 A61B003/113 A61B005/0205 A61B005/04 A61B005/0402 A61B005/0488 A61B006/03 A61B008/08 G16H020/40 G16H020/70 A61B005/055 A61B005/08
US10413220 | B2 | 2019-09-17 | Limb movement function evaluating method and implantation system thereof | 2016-05-20 | A limb movement function evaluating method and the implantation system are provided. The aforementioned system includes a limb fixing device, limb guiding device, driver, actuator, impedance detector, and movement function analyzer. The limb fixing device is used to fix the first end of the user limb. The driver is used to guide the second end of the user limb through the actuator so as to make the second end moving relatively to the first end. The impedance detector is further connected to the driver so as to measure mechanical impedance where the movement of the user limb responses to the driving point of the driver. Finally, the limb movement analyzer compares the measured mechanical impedance and the movement path of the user limb so as to form a limb movement function curve. Therefore, the medical staff can make accurate rehabilitation evaluation according to the limb movement function curve. | 1. A limb movement function evaluating system, comprising: a limb fixing device, configured to fix a first end of an external user limb;a limb guiding device, configured to guide a second end of the user limb, wherein the second end and the first end are separated by a distance;a driver and an actuator, wherein the actuator is configured to provide at least one movement path, and the driver further drives the limb guiding device by the actuator so as to move the second end relatively to the first end;an impedance detector, connected with the driver so as to measure a mechanical impedance when a movement of the user limb response to the driver;an analysis device, connected with the impedance detector, wherein the analysis device provides a limb movement function curve according to the measured mechanical impedance and corresponding movement path of the user limb,wherein the impedance detector acquires an electric variation from a measuring port of the driver, and analyzes an electric impedance at each movement cycle of the movement path of the user limb so as to calculate the mechanical impedance according to a transduction matrix of the driver, a transmission matrix of the actuator, and a transmission matrix of the limb guiding device. 2. The system as claimed in claim 1, further comprising a message communicating device connected with the analysis device, the message communicating device selectively transmitting the mechanical impedance or the limb movement function curve to an external computer device so as to trigger the computer device to analysis. | NATIONAL CHENG KUNG UNIVERSITY | A61B005/11 A61B005/00
US10424411 | B2 | 2019-09-24 | Biopsy-free detection and staging of cancer using a virtual staging score | 2014-09-19 | A method for predicting a cancer staging score from medical image data includes receiving patient data for a plurality of patients, where patient data for each of the plurality of patients includes one or more of an image volume of a suspected tumor in an organ, blood test data, demographic data, and ground truth tumor staging scores for the suspected tumor in the organ, extracting features from the patient data, and using the features extracted from the patient data to train a classifier to predict a cancer staging score for a new patient from one or more of an image volume of a suspected tumor in the organ, patient blood test data and patient demographic data of that new patient. | 1. A computer-implemented method of predicting a cancer staging score from medical image data, the method comprising the steps of: receiving patient data for a plurality of patients, wherein patient data for each of said plurality of patients includes one or more of an image volume of a suspected tumor in an organ, blood test data, demographic data, and ground truth tumor staging scores for the suspected tumor in said organ;extracting features from said patient data, wherein features from said demographic data include a patient's weight, height, age, body mass index, body surface area, organ size, any past history of cancer occurrence, and any health index test results; andusing the features extracted from said patient data to train a classifier to predict a cancer staging score for a new patient from one or more of an image volume of a suspected tumor in said organ, patient blood test data and patient demographic data of that new patient. 2. The method of claim 1, wherein the image volume comprises one or more of an anatomical image volume, a functional image volume, or a fused anatomical/functional image volume, and features extracted from said image volume include one or more of anatomical features and functional features from said organ. 3. The method of claim 2, wherein extracting anatomical and functional features of said organ from said image volume comprises: segmenting the organ in each of the anatomical and functional images to define one or more regions of interest (ROIs); andextracting anatomical and functional features from the one or more regions of interest. 4. The method of claim 3, wherein a region of interest (ROI) is one of the whole organ or a segment of the organ. 5. The method of claim 2, wherein anatomical features include a volume of an ROI, a surface area of the ROI, a diameter of the ROI, texture features associated with the ROI, and geometric descriptors of a surface of the ROI. 6. The method of claim 5, wherein texture features are calculated from a Gray Level Co-occurrence Matrix of the ROI. 7. The method of claim 2, wherein functional features include a standard uptake value, an apparent diffusion coefficient, a permeability surface area product per unit volume of tissue, a fraction of plasma per unit volume of tissue, and a rate constant of an efflux of contrast media from extracellular space back to plasma. 8. The method of claim 2, wherein imaging modalities that capture anatomical information include magnetic resonance imaging (MRI), computed tomography (CT), ultrasound (US), optical coherence tomography (OCT), imaging modalities that capture functional information include positron emission tomography (PET), single photon emission computed tomography (SPECT), dynamic contrast enhanced MRI (DCE-MRI), and diffusion weighted MR1 (DW-MR1), and a fused anatomical/functional modality that captures anatomical and functional information includes any combination of a modality that captures anatomical information an... | Siemens Healthcare GmbH | G16H050/30 G16H050/70 G16H050/20 G06N020/00 G06T007/62 G06T007/11 A61B005/00 A61B005/03 A61B005/055 A61B008/08 G06K009/46 G06K009/62 G06T007/00 G06F019/00
US10398334 | B2 | 2019-09-03 | Self-authenticating electrocardiography monitoring circuit | 2017-05-22 | Physiological monitoring can be provided through a wearable monitor that includes two components, a flexible extended wear electrode patch and a removable reusable monitor recorder. The wearable monitor sits centrally (in the midline) on the patient's chest along the sternum oriented top-to-bottom. The placement of the wearable monitor in a location at the sternal midline (or immediately to either side of the sternum) benefits extended wear by removing the requirement that ECG electrodes be continually placed in the same spots on the skin throughout the monitoring period. Instead, the patient can place an electrode patch anywhere within the general region of the sternum. Ensuring that the quality level of ECG recording remains constant over an extended period of time is provided through self-authentication of electrode patches. The monitor recorder implements a challenge response scheme upon being connected to an electrode patch. Failing self-authentication, the monitor recorder signals an error condition. | 1. An extended wear electrocardiography and physiological sensor monitor recorder with self-authenticating electrocardiography monitoring circuit, comprising: a sealed housing adapted to be removably secured into a non-conductive receptacle on an electrode patch; andelectronic circuitry comprised within the sealed housing, comprising: an electrocardiographic front end circuit operable to sense electrocardiographic signals through electrocardiographic electrodes provided on the electrode patch;flash memory to record the electrocardiographic signals; anda micro-controller to periodically write data into a memory of the electrode patch on which the sealed housing is removably secured via the non-conductive receptacle during continuous recording of the electrocardiographic signals via the electrocardiographic front end circuit, to determine an expiration of the electrode patch based on an amount of the data stored in the memory of the electrode patch, and to turn off the micro-controller upon the expiration of the electrode patch. 2. An electrocardiography and physiological sensor monitor recorder according to claim 1, wherein the recorded electrocardiographic signals are retrieved via a download station. 3. An electrocardiography and physiological sensor monitor recorder according to claim 2, further comprising: a set of electrical contacts formed on a surface of the sealed housing; anda set of terminals on a paired receptacle of the download station and configured to interface with the set of electrical contacts on the sealed housing. 4. An electrocardiography and physiological sensor monitor recorder according to claim 1, further comprising: middlewear operable to convert the sensed or recorded elctrocardiographic signals into a different format as formatted electrocardiography data. 5. An electrocardiography and physiological sensor monitor recorder according to claim 4, wherein the formatted electrocardiography data is retrieved via a server remotely interfaced with a download station. 6. An electrocardiography and physiological sensor monitor recorder according to claim 4, wherein a gain of at least a portion of the formatted electrocardiography data is adjusted to compensate for relocation or replacement of the sealed housing on a wearer. 7. An electrocardiography and physiological sensor monitor recorder according to claim 1, further comprising: one or more sensors configured to record physiological data in response to a sensed event; andthe electronic circuitry configured to embed the physiological data into a stream of the sensed or recorded electrocardiographic signals. 8. An electrocardiography and physiological sensor monitor recorder according to claim 1, further comprising: one or more sensors within the sealed housing or the electrode patch, and configured to record physiological data in response to a sensed event, wherein the physiological data is matched to the sensed or recorded electrocardiographic signals. 9. An electroca... | Bardy Diagnostics, Inc. | A61B005/0408 A61B005/0432 A61B005/0402 A61B005/00
US10424183 | B1 | 2019-09-24 | Smart seating system | 2018-01-22 | A smart seating system is described. In one embodiment, the smart seating system may be integrated into a chair or seat, or may be a cushion that is placed on a seat. In one embodiment, the smart seating system uses one or more sensors to monitor the user. In one embodiment, the sensors may be sufficiently sensitive to monitor the user's respiration and heart rate, as well as whether the user is sitting or not. In one embodiment, the smart seating system can be used to monitor a user's breathing and heart rate. The system may be used to control stress in an office environment, in one embodiment. In addition to controlling stress, the smart seating system may be used to coach users to more healthful behaviors. | 1. A smart seating system comprising: smart seating comprising:a proximity sensor to detect a user's proximity to the smart seating;a motion sensor in a seating area to collect user motion data about a user when the user is seated, the motion sensor activated based on data from the proximity sensor;a memory to store user data comprising proximity data and the user motion data;an analytics processor to validate the user data with external user data from an external sensor not part of the smart seating, to confirm a presence of the user on the smart seating;when the user presence is confirmed, a stress analyzer to determine a stress level of a user, based on the user motion data, and to prompt the user by user interface to take a stress break when the stress level is above a threshold; andthe user interface further to provide coaching for stress reduction when the stress level is above the threshold; andthe analytics processor to implement repetitive motion detection, to detect the user executing a repetitive motion based on the user motion data, and to prompt the user to take a break from the repetitive motion. 2. The smart seating system of claim 1, wherein the smart seating is implemented in one of: an office chair, a car seat, a seat cushion, a sensor pad, and a seat and back cushion. 3. The smart seating system of claim 1, wherein the smart seating further comprises: clocks and timers; andan alert logic to alert the user of a time to take a break. 4. The smart seating system of claim 1, further comprising: an inactivity detector to detect the user being inactive over a time, and to prompt the user to get up and stretch. 5. The smart seating system of claim 1, wherein the stress break comprises one of: meditation, breathing exercises, and focus. 6. The smart seating system of claim 1, further comprising: a coach to provide the coaching, the coaching comprising one or more of: stretches, meditation, breathing exercises, walking, taking a break from a computer. 7. The smart seating system of claim 1, further comprising: environmental sensors to detect environmental conditions. 8. The smart seating system of claim 1, further comprising: an extractor to identify a heart rate and a respiration of the user based on the user data; andthe analytics processor to utilize the heart rate and the respiration data to identify stress. 9. The smart seating system of claim 1, further comprising: data integration to integrate data from a plurality of sensors in addition to the smart seating. 10. A smart seating system comprising: smart seating comprising: a proximity sensor to detect a user's proximity to the smart seating;a motion sensor to detect user motion on the smart seating, the motion sensor activated based on data from the proximity sensor, the motion sensor to obtain user motion data;a memory to store user data comprising proximity data and the user motion dataa communication logic to transmit the user data;an analytics processor system to rec... | DP TECHNOLOGIES, INC. | A61B005/05 G08B021/24 A47C007/62 A61B005/0205 A61B005/11
US10413241 | B2 | 2019-09-17 | Apparatus, method and computer program for detecting physiological parameters | 2014-06-25 | An apparatus, method and computer program where the apparatus comprises: a plurality of sensors (3, 5) configured to detect a physiological parameter: wherein at least one first (5) sensor is configured to have a first sensitivity to the physiological parameter and at least one second sensor (3) is configured to have a second sensitivity to the physiological parameter; such that a parameter profile, comprising a plurality of measurements of the physiological parameter at different is provided by the apparatus. | 1. An apparatus comprising: a plurality of sensors configured to detect a physiological parameter:wherein at least one first sensor is configured to have a first sensitivity to the physiological parameter and at least one second sensor is configured to have a second sensitivity to the physiological parameter;a permeable layer located between the at least one first sensor and a user's skin, the permeable layer being configured to enable moisture exchange between the at least one first sensor and the user's skin;a parameter profile sensor, wherein the parameter profile sensor, with the at least one first sensor and the at least one second sensor, provides a parameter profile comprising a plurality of measurements of the physiological parameter at different sensitivities;wherein the at least one first sensor and the at least one second sensor each provide a different response for a production of the physiological parameter; andwherein the at least one first sensor and the at least one second sensor are arranged in a stack and overlay each other. 2. An apparatus as claimed in claim 1 wherein the parameter profile provided using the apparatus is configured to be compared to one or more known parameter profiles of the parameter to enable the physiological parameter to be quantified. 3. An apparatus as claimed in claim 1 wherein the apparatus is configured so that the at least one first sensor and the at least one second sensor are positioned at different distances from the user's skin. 4. An apparatus as claimed in claim wherein the apparatus comprises at least one proximity sensor configured to detect the distance between the user's skin and at least one of the plurality of sensors. 5. An apparatus as claimed in claim 1 wherein the apparatus comprises a temperature sensor. 6. An apparatus as claimed in claim 1, wherein at least one third sensor is configured to have a third sensitivity to the physiological parameter. 7. An apparatus as claimed in claim wherein the at least one first sensor comprises a first sensing material and the at least one second sensor comprises a second different sensing material. 8. An apparatus as claimed in claim 1 wherein at least one of the plurality of sensors comprises a two dimensional material. 9. An apparatus as claimed in claim 1 wherein at least one of the plurality of sensors comprises at least one of graphene oxide, graphene, functionalised graphene, boron nitride, and molybdenite. 10. An apparatus as claimed in claim 1 wherein the physiological parameter gives an indication of sweat gland activity of the user. 11. An apparatus as claimed in claim 1 wherein the apparatus is configured to be worn by a user. 12. A method comprising: detecting a physiological parameter using a plurality of sensors, wherein at least one first sensor is configured to have a first sensitivity to the physiological parameter and at least one second sensor is configured to have a second sensitivity to the physiological parameter... | Nokia Technologies Oy | A61B005/01 A61B005/00
US10398344 | B2 | 2019-09-03 | Apparatus, methods and articles for four dimensional (4D) flow magnetic resonance imaging | 2018-11-05 | An MRI image processing and analysis system may identify instances of structure in MRI flow data, e.g., coherency, derive contours and/or clinical markers based on the identified structures. The system may be remotely located from one or more MRI acquisition systems, and perform: perform error detection and/or correction on MRI data sets (e.g., phase error correction, phase aliasing, signal unwrapping, and/or on other artifacts); segmentation; visualization of flow (e.g., velocity, arterial versus venous flow, shunts) superimposed on anatomical structure, quantification; verification; and/or generation of patient specific 4-D flow protocols. An asynchronous command and imaging pipeline allows remote image processing and analysis in a timely and secure manner even with complicated or large 4-D flow MRI data sets. | 1. A method of operation for use with magnetic resonance imaging (MIR) based medical imaging systems, the method comprising: for a plurality of voxels of an MM image data set, grouping the voxels into a number of bins by at least one processor-based device;reducing the number of bins via the at least one processor-based device;for a first and a second one of the bins, determining which of the first or the second ones of the bins includes voxels representative of arterial blood flow and which of the first or second one of the bins includes voxels representative of venous blood flow; andassigning a first set of colors to the voxels representative of arterial blood flow and assigning a second set of colors to the voxels representative of venous blood flow, the second set of colors different than the first set of colors. 2. The method of claim 1 wherein assigning a first set of colors to the voxels representative of arterial blood flow includes assigning a single blue color to the voxels representative of arterial blood flow and wherein assigning the second set of colors to the voxels representative of venous blood flow includes assigning a single red color to the voxels representative of venous blood flow. 3. The method of claim 1 wherein determining which of the first or the second ones of the bins includes voxels representative of arterial blood flow and which of the first or second one of the bins includes voxels representative of venous blood flow includes determining which of the first or the second ones of the bins includes voxels representative of arterial blood flow and which of the first or second one of the bins includes voxels representative of venous blood flow based on a proximity of at least one of the voxels to a number of anatomical landmarks by the at least one processor-based device. 4. The method of claim 1 wherein determining which of the first or the second ones of the bins includes voxels representative of arterial blood flow and which of the first or second one of the bins includes voxels representative of venous blood flow includes determining which of the first or the second ones of the bins includes voxels representative of arterial blood flow and which of the first or second one of the bins includes voxels representative of venous blood flow based on a closet one of the voxels in each bin to a number of anatomical landmarks by the at least one processor-based device. 5. The method of claim 4, further comprising: autonomously identifying the anatomical landmarks by the processor-based device. 6. The method of claim 4, further comprising: receiving user input that identifies the anatomical landmarks by the processor-based device. 7. The method of claim 1, further comprising: for each of at least some of the plurality of voxels, determining whether the respective voxel is representative of blood flow before grouping the voxels into the number of bins; andlogically marking voxels which are determined to be representative... | Arterys Inc. | A61B005/00 A61B005/02 A61B005/08 G06T007/12 A61B005/021 A61B005/026 A61B005/055 G01R033/56 G06F019/00 G06T007/168 G06T007/174 G16H030/20 G01R033/563 G01R033/565
US10413234 | B2 | 2019-09-17 | Connected dental device | 2018-09-24 | A system for providing a connected dental device is disclosed. In particular, the system may include integrating a network chip or transceiver into a dental device, such as a toothbrush, so as to enable the dental device to communicate with a user device and one or more accessory devices. Once the user device and one or more accessory devices are paired with the user device, the system may track information associated with the dental device and the user using the dental device. Based on the tracked information, the system may determine an action to be performed by the user using the dental device. Using the dental device, the system may transmit a notification to the user device to alert the user of the action that needs to be performed. The system may also transmit notifications providing status information for the dental device and the one or more accessory devices. | 1. A dental device, comprising: a memory that stores instructions; anda processor that executes the instructions to perform operations, the operations comprising: detecting a dental condition of a first user by comparing visual content of the first user obtained by the dental device during use of the dental device to previous visual content obtained during a prior use of the dental device;determining, based on first information associated with the first user and the dental device that is obtained from the dental device, an action to be performed by the first user with the dental device, wherein the first information includes information indicating times when the dental device is activated by the first user; anddetermining, based on second information associated with the first user and the dental device obtained from the dental device, if the action has been performed with the dental device. 2. The dental device of claim 1, wherein the operations further comprise monitoring, by utilizing a sensor of the dental device, the first information associated with the first user and the dental device. 3. The dental device of claim 1, wherein the operations further comprise transmitting, to a device associated with the first user, a notification indicating the action to be performed by the first user with the dental device. 4. The dental device of claim 1, wherein the operations further comprise transmitting, if the action has been performed, a notification indicating successful completion of the action. 5. The dental device of claim 1, wherein the operations further comprise tracking a blood sugar level associated with the first user, a pH level associated with the first user, a temperature associated with the first user, or a combination thereof. 6. The dental device of claim 1, wherein the operations further comprise tracking an angle at which the first user uses the dental device. 7. The dental device of claim 1, wherein the operations further comprise tracking a pressure at which the first user holds a component of the dental device against a tooth of the first user. 8. The dental device of claim 1, wherein the operations further comprise tracking a duration of time that the first user uses the dental device. 9. The dental device of claim 1, wherein the operations further comprise tracking a time of day that the first user activates the dental device. 10. The dental device of claim 1, wherein the operations further comprise tracking whether a dispenser for dispensing a cleaning agent has been utilized by the first user. 11. The dental device of claim 1, wherein the operations further comprise monitoring a power level of the dental device. 12. The dental device of claim 1, wherein the operations further comprise generating a notification indicating a status of the dental device. 13. The dental device of claim 1, wherein the operations further comprise monitoring a usage pattern associated with using the dental device. 14. A method, comprisi... | AT&T Intellectual Property I, L.P. | A61C017/22 A61B005/00 A61B001/00 A46B005/00 A46B015/00 A46B009/04 A61B001/247 A61B001/04 A61B001/24
US10409371 | B2 | 2019-09-10 | Methods and apparatus for inferring user intent based on neuromuscular signals | 2017-07-25 | Methods and system for predicting the onset of a motor action using neuromuscular signals. The system comprises a plurality of sensors configured to continuously record a plurality of neuromuscular signals from a user and at least one computer processor programmed to provide as input to a trained statistical model, the plurality of neuromuscular signals or information based on the plurality of neuromuscular signals, predict, based on an output of the trained statistical model, whether an onset of a motor action will occur within a threshold amount of time; and send a control signal to at least one device based, at least in part, on the output probability, wherein the control signal is sent to the at least one device prior to completion of the motor action by the user. | 1. A control system, comprising: a plurality of sensors configured to continuously record a plurality of neuromuscular signals from a user; andat least one computer processor programmed to: provide as input to a trained statistical model, the plurality of neuromuscular signals and/or information based on the plurality of neuromuscular signals, wherein the trained statistical model was trained based, at least in part, on neuromuscular data recorded during at least one previous performance of a motor action by one or more users and result data indicating an outcome of the motor action performed by the one or more users, wherein the trained statistical model is configured to predict the onset of the motor action prior to completion of the motor action;predict, based on an output of the trained statistical model, whether an onset of the motor action will occur within a threshold amount of time; andsend a control signal to at least one device based, at least in part, on the prediction, wherein the control signal is sent to the at least one device prior to completion of the motor action by the user to control an operation of the at least one device. 2. The control system of claim 1, wherein the output of the trained statistical model comprises a probability that the onset of the motor action will occur within the threshold amount of time, and wherein predicting that an onset of the motor action will occur within a threshold amount of time comprises determining whether the probability is greater than an operating threshold. 3. The control system of claim 2, wherein the at least one computer processor is further programmed to determine the operating threshold based, at least in part, on an analysis of data obtained from neuromuscular signals recorded by at least some of the plurality of sensors. 4. The control system of claim 3, wherein determining the operating threshold comprises: determining a mean anticipation time based on the data; anddetermining the operating threshold based, at least in part, on the mean anticipation time. 5. The control system of claim 2, wherein the at least one computer processor is further programmed to receive at least one performance characteristic for a task to be performed, and wherein the operating threshold is determined based, at least in part, on the received at least one performance characteristic. 6. The control system of claim 5, wherein the at least one performance characteristic includes a performance characteristic selected from the group consisting of a false positive rate, a false negative rate, a true positive rate, a true negative rate, a positive predictive value, a negative predictive value, and a mean anticipation time. 7. The control system of claim 1, wherein the output of the trained statistical model comprises a set of probabilities, each probability in the set indicating a probability that the onset of a respective motor action of a plurality of motor actions will occur within the threshold amo... | CTRL-labs Corporation | G06F003/01 A61B005/0488 G06N007/00 G06N020/00 A61B005/00
US10401860 | B2 | 2019-09-03 | Image analysis for two-sided data hub | 2018-03-12 | Image analysis is performed for a two-sided data hub. Data reception on a first computing device is enabled by an individual and a content provider. Cognitive state data including facial data on the individual is collected on a second computing device. The cognitive state data is analyzed on a third computing device and the analysis is provided to the individual. The cognitive state data is evaluated and the evaluation is provided to the content provider. A mood dashboard is displayed to the individual based on the analyzing. The individual opts in to enable data reception for the individual. The content provider provides content via a website. | 1. A computer-implemented method for image analysis comprising: collecting cognitive state data including facial data on an individual in a first vehicle;analyzing the cognitive state data using a neural network trained to identify facial expressions and cognitive states;generating a cognitive state profile for the individual in the first vehicle based on the analyzing;transmitting the cognitive state profile to a two-sided data hub; andproviding vehicular manipulation of a second vehicle from the two-sided data hub. 2. The method of claim 1 wherein the collecting cognitive state data, including facial data on the individual, is accomplished using a webcam. 3. The method of claim 2 wherein the collecting cognitive state data further includes capturing physiological data. 4. The method of claim 1 wherein the collecting of cognitive state data is accomplished within the first vehicle. 5. The method of claim 1 wherein the analyzing further comprises comparing the cognitive state data with collected cognitive state data from other individuals. 6. The method of claim 5 wherein the comparing provides quantified self-information on cognitive states for the individual. 7. The method of claim 1 wherein the analyzing includes using an image classifier from a plurality of image classifiers to detect emotional content within the facial data for the individual. 8. The method of claim 1 wherein the analyzing the cognitive state data is used to enable the individual to track cognitive health. 9. The method of claim 1 further comprising augmenting the analyzing using audio data from the individual. 10. The method of claim 9 wherein the audio data includes voice data from the individual. 11. The method of claim 1 wherein the cognitive state data is indicative of drowsiness, fatigue, distraction, impairment, sadness, stress, happiness, anger, frustration, confusion, disappointment, hesitation, cognitive overload, focusing, engagement, attention, boredom, exploration, confidence, trust, delight, disgust, skepticism, doubt, satisfaction, excitement, laughter, calmness, curiosity, humor, depression, envy, sympathy, embarrassment, poignancy, or mirth. 12. A computer program product embodied in a non-transitory computer readable medium for image analysis, the computer program product comprising code which causes one or more processors to perform operations of: collecting cognitive state data including facial data on an individual in a first vehicle;analyzing the cognitive state data using a neural network trained to identify facial expressions and cognitive states;generating a cognitive state profile for the individual in the first vehicle based on the analyzing;transmitting the cognitive state profile to a two-sided data hub; andproviding vehicular manipulation of a second vehicle from the two-sided data hub. 13. A computer system for image analysis comprising: a memory which stores instructions;one or more processors attached to the memory wherein the one... | Affectiva, Inc. | A61B005/00 A61B005/16 A61B005/18 G05D001/00 G05D001/02 G06K009/00 G06K009/46 G06K009/62 G10L015/18 G10L015/22 G10L025/63 G10L025/90 A61B005/1171 G08G001/0962
US10413619 | B2 | 2019-09-17 | Imaging device | 2016-05-18 | A first light source emits near-infrared radiation with a wavelength near 810 nm, which is excitation radiation for exciting indocyanine green, a second light source emits a violet light with a wavelength of 410 nm that is excitation radiation for exciting PpIX, and a third light source emits white light. An imaging portion comprises a first imaging element able to capture visible light, a second imaging element able to capture red light that is emitted by the PpIX, and a third imaging element able to capture near-infrared light emitted by the indocyanine green. | 1. An imaging device wherein a first fluorescent dye that emits light through being illuminated with excitation radiation, and a second fluorescent dye that emits light through being illuminated with excitation radiation, and that has the nature of a metabolite thereof accumulating in a tumor, are adapted to be placed in the body of a patient, and fluorescent light from the first fluorescent dye and fluorescent light from the second fluorescent dye are imaged, comprising: a first light source configured to emit, toward the patient, light of a first wavelength for stimulating the first fluorescent dye;a second light source configured to emit, toward the patient, light of a second wavelength, different from the first wavelength, for stimulating the second fluorescent dye;a third light source configured to emit, toward the patient, a white light;a plurality of imaging elements;a filter configured to selectively cause first fluorescent light that is emitted by the first fluorescent dye, second fluorescent light that is emitted by the second fluorescent dye, and visible light that is reflected by the patient, to be incident into the plurality of imaging elements; andan image processing portion configured to display a first fluorescent image, a second fluorescent image, and a visible image on a displaying portion based on the first fluorescent light, the second fluorescent light, and the visible light captured by the plurality of imaging elements through the filter, whereinthe image processing portion generates the second fluorescent image through taking a difference between the light of wavelengths corresponding to the second fluorescent light when the second light source is ON and the light of wavelengths corresponding to the second fluorescent light when the second light source is OFF. 2. An imaging device as set forth in claim 1, wherein: the image processing portion comprises a correcting parameter processing portion for correcting the second fluorescent image through a correcting parameter that has been set in advance. 3. An imaging device as set forth in claim 1, wherein: the first fluorescent dye, through being illuminated with the excitation radiation, emits infrared radiation as the fluorescent light, and the second fluorescent dye, through illumination with the excitation radiation, emits visible light as the fluorescent light;the plurality of imaging elements include a first imaging element able to capture visible light, a second imaging element able to capture the second fluorescent light that is emitted by the second fluorescent dye, and a third imaging element able to capture the first fluorescent light emitted by the first fluorescent dye;the filter includes a half-mirror configured to reflect a portion of the visible light, reflected by the patient, to cause the visible light to be incident into the first imaging element, and a dichroic mirror configured to pass the first fluorescent light that has passed through the aforementioned h... | SHIMADZU CORPORATION | A61B005/00 A61K049/00
US10424410 | B2 | 2019-09-24 | Tiered time-in-range guiding interfaces for diabetes management | 2017-11-10 | Introduced here are diabetes management platforms able to guide people with diabetes toward a glycemic target. Rather than state the absolute amount of glucose within the blood, the diabetes management platform can instead produce personalized glycemic goals based on the physiological data associated with an individual. For example, if the diabetes management platform determines that the time spent within a first glycemic range exceeds a specified threshold, then the diabetes management platform may recommend that the individual attempt to keep their blood glucose level within a second glycemic range. Generally, the second glycemic range is closer than the first glycemic range to a target glycemic range corresponding to a healthy glycemic state. | 1. A computer-implemented method comprising: configuring a patient profile with multi-tiered glycemic thresholds, wherein the patient profile is associated with an electronic device and a glucose monitoring device, andwherein a lower tier corresponds to a lower target glycemic range as compared to a higher target glycemic range that corresponds to a higher tier;acquiring data generated by the glucose monitoring device that monitors a blood glucose level of an individual over successive time intervals;for each time interval of the successive time intervals, calculating a time-in-range (TIR) measure indicative of a duration during which the blood glucose level was within a corresponding target glycemic range, wherein the corresponding target glycemic range is defined by a first upper bound and a first lower bound; andidentifying an appropriate target glycemic range for a next time interval based at least in part on the corresponding target glycemic range, wherein the appropriate target glycemic range is defined by a second upper bound and a second lower bound, andwherein the second upper bound is lower than the first upper bound and the second lower bound is lower than the first lower bound; andgenerating a notification for presentation on a display of the electronic device, wherein the notification specifies a particular tier corresponding to the appropriate target glycemic range,wherein said generating causes the electronic device to successively present tiers corresponding to gradually lowering target glycemic ranges, andwherein said generating causes the individual to be guided toward a glycemic range indicative of a healthy glycemic state over time. 2. A computer-implemented method comprising: configuring a patient profile with multi-tiered glycemic thresholds, wherein the patient profile is associated with an electronic device and a glucose monitoring device;acquiring data generated by the glucose monitoring device that monitors a blood glucose level of an individual over a first time interval;calculating a time-in-range (TIR) measure indicative of a duration during which the blood glucose level was within a first glycemic range during the first time interval, wherein the first glycemic range is defined by a first upper bound and a first lower bound;determining that the TIR measure exceeds a specified threshold;identifying a second glycemic range based at least in part on the first glycemic range, wherein the second glycemic range is defined by a second upper bound and a second lower bound, andwherein the second upper bound is lower than the first upper bound and the second lower bound is lower than the first lower bound, andwherein the blood glucose level is expected to remain within the second glycemic range during a second time interval; andcausing a notification to be presented on a display of the electronic device associated with the individual, wherein the notification specifies that the blood glucose level is expected to remain within... | Verily Life Sciences LLC | A61B005/00 G16H040/63 A61B005/145 G16H010/60
US10398630 | B2 | 2019-09-03 | Appliance for enteral nutrition | 2015-09-17 | An appliance (1) for enteral nutrition by means of a probe of the type comprising a tubular element of elongated shape and substantially flexible which defines a feeding channel open at the extremities for the introduction of nutritional substances in the stomach of a patient and which comprises at least a first inflatable balloon for detecting the pressure inside the esophagus of a patient, the tubular element comprising at least a first inlet/outlet mouth for the air in/from the first balloon, the appliance (1) further comprising: at least a pneumatic circuit (3) having pumping means (4) associable at least with the first inlet/outlet mouth for inflating/deflating the first balloon;processing means (8) comprising: detection means which can be connected to the first balloon to detect the patient's oesophageal pressure (pes);reading means of the pressure of the respiratory tract (paw) which can be connected to an external detection device;calculation means operatively connected to the detection means and to the reading means and able to calculate at least the transpulmonary pressure (ptp);graphic display means (10) operatively connected to the processing means (8) and able to display at least one of the oesophageal pressure (pes), the pressure of the respiratory tract (paw) and the transpulmonary pressure (ptp). | 1. Appliance (1) for enteral nutrition by means of a probe of the type comprising a tubular element of elongated shape and substantially flexible which defines a feeding channel open at the extremities for the introduction of nutritional substances in the stomach of a patient and which comprises at least a first inflatable balloon for detecting the pressure inside the oesophagus of a patient, said tubular element comprising at least a first inlet/outlet mouth for the air in/from said first balloon, wherein said appliance (1) comprises: at least a pneumatic circuit (3) having pumping means (4) associable at least with said first inlet/outlet mouth for inflating/deflating said first balloon, where said pumping means (4) are the type of a syringe pump;processing means (8) comprising: detection means which can be connected at inlet at least to said first balloon to detect at least the patient's oesophageal pressure (pes);reading means of the pressure of the respiratory tract (paw) which can be connected at inlet to an external detection device;calculation means operatively connected at inlet to said detection means and to said reading means and configured to calculate at least the transpulmonary pressure (ptp) corresponding to the difference between the pressure of the respiratory tract (paw) read and the oesophageal pressure (pes) detected in a particular moment, said calculation means are configured to calculate a variation in transpulmonary pressure (ΔptpC) in two different moments (t1, t2);at least a first programmable memory with at least one of a reference interval (Δptpmin, Δptpmax) and a reference value (ΔptpR) of the variation in transpulmonary pressure (Δptp), wherein the processing means (8) are configured to compare the variation in calculated transpulmonary pressure (ΔptpC) with said reference interval (Δptpmin, Δptpmax) or with said reference value (ΔptpR);graphic display means (10) operatively connected to said processing means (8) and able to display at least one of said oesophageal pressure (pes), said pressure of the respiratory tract (paw) and said transpulmonary pressure (ptp). 2. An appliance (1) according to claim 1, comprising at least an Ethernet port. 3. An appliance (1) according to claim 1, wherein said calculation means are configured to calculate the variation in oesophageal pressure (Δpes) in two different moments. 4. An appliance (1) according to claim 1, wherein said probe comprises at least a second inflatable balloon for detecting the pressure in the patient's stomach, said tubular element comprising at least a second inlet/outlet mouth for the air in/from said second balloon, characterised by the fact that said pumping means (4) are associable at least with said second inlet/outlet mouth for inflating/deflating said second balloon, that said detection means can be connected at inlet to said second balloon to detect at least the patient's gastric pressure (pga) and that said display means (10) are able to display ... | SIDAM S.r.l. | A61J015/00 A61B005/00 A61B005/03 A61B005/08 A61M016/04 A61M016/00
US10420508 | B2 | 2019-09-24 | Sensor connections | 2016-11-21 | This disclosure generally relates to medical devices that include a sensor transmitter assembly that includes a sensor assembly including a sensor module where a first sensor including a first sensor head having at least one first sensor contact pad is combined with a second sensor including a second sensor head having at least one second sensor contact pad. The sensor transmitter assembly also includes a transmitter assembly positioned on a top of the sensor assembly to form a single unit, the transmitter assembly having at least one transmitter contact disposed on a base of the transmitter assembly, where the first sensor contact pad(s) and the second sensor form a connection path with the transmitter contact(s). | 1. A sensor transmitter assembly comprising: a sensor assembly comprising a sensor module wherein a first sensor including a first sensor head having at least one first sensor contact pad is combined with a second sensor including a second sensor head having at least one second sensor contact pad; wherein the first sensor head further comprises at least one conducting pad integrated thereon; wherein the first sensor and the second sensor are interlaced, wherein a distal end of the first sensor is on top and the second sensor head is on bottom such that the second sensor contact pad is placed against the at least one conducting pad integrated on the first sensor; anda transmitter assembly positioned on a top of the sensor assembly to form a single unit, the transmitter assembly having at least one transmitter contact disposed on a base of the transmitter assembly, wherein the at least one first sensor contact pad and the at least one second sensor form a connection path with the at least one transmitter contact. 2. The sensor transmitter assembly of claim 1, wherein a signal from the at least one first sensor contact pad travels directly through an elastomeric connector to the at least one transmitter contact. 3. The sensor transmitter assembly of claim 1, wherein a signal from the at least one second sensor contact pad travels through the at least one conducting pad integrated on the first sensor head and through an elastomeric connector to the at least one transmitter contact. | Medtronic MiniMed, Inc. | A61B005/145 A61B005/00 A61M005/172 A61M005/158 A61B005/1486 A61B005/1473 A61B005/15
US10420460 | B2 | 2019-09-24 | Illumination probe | 2017-08-08 | An illumination probe may include a handle, an optic fiber, a tube, and an illumination source connector. The tube may include a tube distal end and a tube proximal end. The tube may include a tube aperture of the tube distal end. The tube proximal end may be disposed in the handle wherein the tube distal end extends out from a distal end of the handle. The optic fiber may include an optic fiber distal end and an optic fiber proximal end. The optic fiber may be disposed in the illumination source connector, the handle, and the tube wherein the optic fiber distal end is disposed in the tube. The tube aperture may be configured to modify a property of incident illumination light. | 1. An instrument comprising: a handle having a handle distal end and a handle proximal end;an illumination source connector having an illumination source connector distal end and an illumination source connector proximal end;a tube having a tube distal end and a tube proximal end;an tube aperture of the tube distal end wherein the tube aperture has a generally rectangular geometry having a width in a range of 0.00314 to 0.0320 inches and a height in a range of 0.00314 to 0.0320 inches; andan optic fiber having an optic fiber distal end and an optic fiber proximal end, the optic fiber disposed in the illumination source connector, the handle, and the tube. 2. The instrument of claim 1 further comprising: a piston tube having a piston tube distal end and a piston tube proximal end, the piston tube disposed in the handle. 3. The instrument of claim 2 further comprising: a piston tube guide having a piston tube guide distal end and a piston tube guide proximal end, the piston tube guide disposed in the handle wherein at least a portion of the piston tube is disposed in the piston tube guide. 4. The instrument of claim 3 further comprising: a control mechanism having a control mechanism distal end and a control mechanism proximal end, the control mechanism at least partially disposed in the handle wherein the piston tube is disposed in a piston tube housing of the control mechanism. 5. The instrument of claim 4 wherein a portion of the optic fiber is fixed in the piston tube. 6. The instrument of claim 4 wherein a portion of the tube is fixed in the piston tube. 7. The instrument of claim 1 wherein the tube aperture comprises a heatsink. 8. The instrument of claim 1 wherein the tube aperture comprises an optical filter. 9. The instrument of claim 1 wherein the tube aperture comprises a lens. 10. The instrument of claim 9 wherein the tube aperture comprises a biconvex lens. 11. The instrument of claim 9 wherein the tube aperture comprises a biconcave lens. 12. The instrument of claim 9 wherein the tube aperture comprises a plano-convex lens. 13. The instrument of claim 9 wherein the tube aperture comprises a plano-concave lens. 14. The instrument of claim 9 wherein the tube aperture comprises a negative meniscus lens. 15. The instrument of claim 9 wherein the tube aperture comprises a positive meniscus lens. 16. An instrument comprising: a handle having a handle distal end and a handle proximal end;an illumination source connector having an illumination source connector distal end and an illumination source connector proximal end;a piston tube having a piston tube distal end and a piston tube proximal end, the piston tube disposed in the handle;a piston tube guide having a piston tube guide distal end and a piston tube guide proximal end, the piston tube guide disposed in the handle wherein at least a portion of the piston tube is disposed in the piston tube guide;a control mechanism having a control mechanism distal end and a control me... | KATALYST SURGICAL, LLC | A61B003/00 A61B003/12 A61B005/00 A61B009/00 A61F009/007 A61B090/30 A61B003/135 A61B090/00
US10413250 | B2 | 2019-09-17 | Method and apparatus for generating assessments using physical activity and biometric parameters | 2018-12-14 | The methods and apparatuses presented herein determine and/or improve the quality of one or more physiological assessment parameters, e.g., response-recovery rate, based on biometric signal(s) and/or motion signal(s) respectively output by one or more biometric and/or motion sensors. The disclosed methods and apparatuses also estimate a user's stride length based on a motion signal and a determined type of user motion, e.g., walking or running. The speed of the user may then be estimated based on the estimated stride length. | 1. An assessment generation system configured to determine a physiological assessment parameter associated with a user via at least one biometric sensor and at least one motion sensor comprised in an activity monitoring device disposed proximate the user such that at least the biometric sensor contacts a user's skin, the assessment generation system comprising: a motion processing circuit configured to process a motion signal output by the at least one motion sensor over a first period of time to determine a physical activity parameter for the user over the first period of time;a biometric processing circuit configured to process a biometric signal output by the at least one biometric sensor over the first period of time to determine a biometric parameter for the user over the first period of time; andan assessment processing circuit configured to: process the physical activity parameter to determine one or more time periods wherein the physical activity parameter is within a specific range of values; andprocess the biometric parameter during the time periods wherein the physical activity parameter is within the specific range of values to determine the physiological assessment parameter for the user. 2. The assessment generation system of claim 1 wherein the biometric parameter comprises a breathing rate. 3. The assessment generation system of claim 2 wherein assessment processing circuit processes the biometric parameter during the time periods where the physical activity parameter is within the specific range of values by calculating an average breathing rate using the breathing rate during the time periods where the physical activity parameter is within the specific range of values. 4. The assessment generation system of claim 3 wherein the physiological assessment parameter generated for the user comprises an estimation of VO2max. 5. The assessment generation system of claim 4 wherein the specific range of values comprises a speed less than or equal to 2.3 miles per hour. | VALENCELL, INC. | A61B090/70 A61B001/00 A61B005/00 G16H040/63 A61B005/024 A61B005/11 G06F019/00 A61B005/0205 A61B005/021 A61B005/026 G16H020/17 A61B005/0456 A61B005/08 A61B005/091
US10418755 | B2 | 2019-09-17 | Cable unit for connecting devices to enable wireless exchange of data and/or power between them | 2016-08-26 | The present invention relates to a cable unit for connecting devices in a system, in particular in a patient monitoring system, to enable wireless exchange of data and/or power between them. The proposed cable unit comprises a cable (510) and a connector (520, 530) arranged at each end of said cable, said connector comprising a data transmission unit (522, 532) for transmitting data to and/or receiving data from a device having a counterpart connector and a magnetic coupling unit (521, 531) for transmitting power to and/or receiving power from another device of the system having a counterpart connector by use of inductive coupling. | 1. Cable unit for connecting a first and a second devices in a system, in particular in a patient monitoring system, to enable wireless exchange of data and/or power between them, said cable unit comprising: a cable anda connector arranged at each end of said cable, said connector comprising a data transmission unit for transmitting data to and/or receiving data from the first device having a counterpart connector and a magnetic coupling unit for transmitting power to and/or receiving power from the second device of the system having a counterpart connector by use of inductive coupling. 2. Cable unit as claimed in claim 1, further comprising a second connector arranged at least at one end of said cable for simultaneously transmitting data to and/or receiving data from the first and second devices (or from the first and a third devices, or from the second and a third devices, or from a third and a fourth devices) and/or for simultaneously transmitting power to and/or receiving power from these two devices. 3. Cable unit as claimed in claim 1, further comprising a sealed housing arranged at each end of the cable, in which the one or more connectors arranged at the respective end of the cable are arranged. 4. Cable unit as claimed in claim 3, wherein said sealed housing is configured to allow stacking of the cable unit to a counterpart connectors. 5. Cable unit as claimed in claim 1, further comprising electronic circuitry for data processing, conversion and/or storage of received data. 6. Cable unit as claimed in claim 1, further comprising a detection unit for detecting the strength of magnetic coupling between the magnetic coupling unit and a magnetic coupling unit of the second device, anda control unit for switching the data transmission unit into a low-power mode and/or for enabling the magnetic coupling unit, if the detected magnetic coupling is above a first threshold and/or its increase is above a second threshold, and for switching the data transmission unit into a high-power mode and/or for disabling the magnetic coupling unit, if the detected magnetic coupling is below a third threshold and/or its decrease is above a fourth threshold. 7. Cable unit as claimed in claim 1, wherein said data transmission unit is configured for transmitting data by use of RF transmission, optical transmission, capacitive coupling or near field communication. 8. Cable unit as claimed in claim 1, wherein said connector further comprises a carrier, wherein said data transmission unit comprises an RF antenna arranged in or on the carrier and an RF circuit for driving the RF antenna and/or obtaining RF signals received by the RF antenna. 9. Cable unit as claimed in claim 1, wherein said magnetic coupling unit comprises a flux concentrator for concentrating magnetic flux and one or more coils arranged around part of the flux concentrator. 10. Cable unit as claimed in claim 3, wherein said magnetic coupling unit comprises: a ring-shaped flux concentrator, ... | KONINKLIJKE PHILIPS N.V. | A61B005/00 H02J007/02 H04B005/00 G06F013/38 G06F013/40 G08C017/04 G16H040/63 H01F038/14 H01R013/66 H02J050/10 H04L025/02
US10405763 | B2 | 2019-09-10 | Devices and methods for noninvasive measurement of intracranial pressure | 2017-01-17 | Provided are systems and methods for noninvasively assessing intracranial pressure by controllably osculating at least a portion of a subject's ocular globe while applying a force sufficient to collapse an intraocular blood vessel and correlating the collapse pressure to intracranial pressure. Also provided are ophthalmic components useful in ophthalmic imaging applications, such as retinal, corneal, and pupil imaging. The components may include an optical contact surface that has a radius of curvature that is greater than the radius of curvature of a subject's cornea. | 1. A method of estimating a pressure in a subject, comprising: with a component having an osculating surface that comprises a deformable material and that partially defines a closed control volume enclosed within an ophthalmic component, applying a force to the subject's cornea, sclera, eyelid, or any combination thereof with the osculating surface while the osculating surface contacts a portion of the subject's cornea, sclera, eyelid, or any combination thereof,the force being sufficient to collapse an intraocular blood vessel of the subject;visualizing the intraocular blood vessel through the component; andcorrelating the force that collapses the intraocular blood vessel to an estimated intracranial pressure of the subject. 2. The method of claim 1, wherein at least some of the force is applied by advancing the component. 3. The method of claim 1, wherein at least some of the force is applied by increasing a pressure within the control volume of the component so as to exert the osculating surface toward the subject's cornea, sclera, eyelid, or any combination thereof. 4. The method of claim 3, wherein the pressure is increased in an automated fashion. 5. The method of claim 1, wherein the correlating is performed by a processor configured to estimate intracranial pressure of the subject based on one or more images of the intraocular blood vessel of the subject's eye. | Third Eye Diagnostics, Inc. | A61B005/03 A61B005/00 A61B003/16 A61B008/10 A61B008/00 A61B008/08 A61B003/00
US10405799 | B2 | 2019-09-10 | Device features and design elements for long-term adhesion | 2016-01-25 | An electronic device for long-term adhesion to a mammal includes a housing with an electronic component. The electronic device may include a first wing and a second wing, each being integrally formed with the housing. An electrode is positioned on a bottom surface of each of the wings, the electrodes electrically connected to the electronic component. An adhesive layer is provided for adhesion to a surface of the mammal. The adhesive layer may cover a portion of the bottom surfaces of the wings but generally does not cover the electrode or a bottom surface of the housing. A method of applying an electronic device to a mammal includes removing first and second adhesive covers from first and second wings of the electronic device to expose an electrode and an adhesive coated on a bottom surface of each wing. | 1. An electronic device for long-term adhesion to a mammal, the device comprising: a housing;a physiologic data collection circuit contained in the housing;a plurality of wings extending from the housing;an electrode positioned on a bottom surface of each of the wings, the electrodes electrically connected to the physiologic data collection circuit;each wing comprising a first adhesive layer positioned on a bottom surface of the wing, wherein the first adhesive layer provides adhesion to the skin of the mammal; andeach wing comprising a second adhesive layer functioning as an adhesion guard protecting the first adhesive layer; the second adhesive layer positioned over a top of the wing and extending horizontally outward beyond a boundary of each wing. 2. The device of claim 1, wherein the first adhesive layer is not on a bottom surface of the housing. 3. The electronic device of claim 1, wherein the wings are more flexible than the housing. 4. The electronic device of claim 1, wherein the wings and the housing are made from the same material. 5. The electronic device of claim 1, wherein the wings and the housing are made from different materials. 6. The electronic device of claim 1, further comprising a hinge portion adjacent the housing. 7. The electronic device of claim 1, further comprising a flap connected to each wing, the flaps extending below the housing but not directly attached to a bottom surface of the housing, wherein the first adhesive layer extends onto a bottom surface of each flap. 8. The electronic device of claim 7, further comprising a connector segment configured to connect the flaps together without directly attaching to the bottom surface of the housing. 9. The electronic device of claim 1, wherein the first adhesive layer comprises an adhesive that can absorb fluids. 10. The electronic device of claim 1, wherein the first adhesive layer comprises a hydrocolloid adhesive. 11. The electronic device of claim 1, wherein the first adhesive layer comprises a pressure-sensitive adhesive. 12. The electronic device of claim 11, wherein the pressure sensitive adhesive is selected from the group consisting of a polyacrylate, a polyisobutylene and a polysiloxane. 13. The electronic device of claim 1, further comprising; an additional adhesive layer between each wing and the first adhesive layer; anda synthetic material layer between the wing and the first adhesive layer. 14. The electronic device of claim 1, wherein the physiologic data collection circuit is configured to collect cardiac rhythm data from the mammal. 15. The electronic device of claim 1, wherein each wing comprises a fabric or synthetic fiber layer. 16. The electronic device of claim 15, wherein the fabric or synthetic fiber layer is positioned over the first adhesive layer. 17. The electronic device of claim 1, further comprising a third adhesive layer positioned between the first adhesive layer and the second adhesive layer. 18. The electronic device ... | iRhythm Technologies, Inc. | A61B005/0408 A61B005/04 A61B005/00 A61B005/0478 A61B005/0488
US10405781 | B2 | 2019-09-10 | Mobile device, movement state detection method, and non-transitory storage medium storing movement state detection program | 2016-07-27 | A mobile device comprises an air pressure sensor configured to measure a value of air pressure, a walk detector configured to detect whether a user is walking, and a controller configured to estimate a movement method of the user using an own device based on results of the air pressure sensor and the walk detector, wherein in a case where a change amount of the value of the air pressure detected by the air pressure sensor is equal to or larger than a reference value and the walk detector detects that the user is walking, the controller estimates that the user is moving on stairs. | 1. A mobile device, comprising: an air pressure sensor configured to measure a value of air pressure;at least one of a direction sensor, an acceleration sensor and a gyroscope; anda controller configured to estimate a movement method of a user carrying the mobile device based on whether detection results of (i) the air pressure sensor and (ii) the at least one of the direction sensor, the acceleration sensor and the gyroscope continuously satisfy a condition during a certain time, wherein the controller is configured to acquire the value of the air pressure detected by the air pressure sensor,determine, as a change amount of the value of the air pressure, a change in the value of the air pressure per a set period,perform a comparison of the change amount of the value of the air pressure with a reference value,estimate that the user is moving on stairs in response to (i) the comparison indicating that the change amount of the value of the air pressure is equal to or larger than the reference value, and(ii) the at least one of the direction sensor, the acceleration sensor and the gyroscope detecting that the user is walking,estimate that the user is moving on an escalator or an elevator in response to (i) the comparison indicating that the change amount of the value of the air pressure is equal to or larger than the reference value, and(ii) the at least one of the direction sensor, the acceleration sensor and the gyroscope not detecting that the user is walking, andwhen the user is estimated to be moving on an escalator or an elevator, estimate that the user is moving on an escalator in response to (i) the user being detected to be walking for a predetermined distance while the air pressure is not changing, or(ii) movement direction switching being detected. 2. The mobile device according to claim 1, wherein the controller is configured to estimate that the user is moving on a hill in response to (i) the comparison indicating that the change amount of the value of the air pressure is smaller than the reference value and(ii) the at least one of the direction sensor, the acceleration sensor and the gyroscope detecting that the user is walking. 3. The mobile device according to claim 1, wherein the at least one of the direction sensor, the acceleration sensor and the gyroscope is configured to detect whether the user is on board a conveyance, andin response to the at least one of the direction sensor, the acceleration sensor and the gyroscope detecting that the user is on board a conveyance, the controller is configured to not estimate whether the user is moving on stairs. 4. The mobile device according to claim 1, wherein the controller is configured to estimate that the user is moving on an elevator or an escalator in response to (i) the comparison indicating that the change amount of the value of the air pressure is equal to or larger than the reference value, and(ii) a time during which the air pressure is changing is detected to be within a th... | KYOCERA CORPORATION | A61B005/11 A61B005/00 G01C022/00 G06K009/00 G01C005/06
US10420918 | B2 | 2019-09-24 | Compositions and methods for reducing traumatic edema of the central nervous system | 2014-11-12 | The invention provides compositions and methods for the treatment and/or reversal of an edema, e.g., including a central nervous system (CNS) edema, e.g., a brain or a spinal edema, edema in a burned or an injured tissue such as skin, or any tissue edema. In alternative embodiments, the invention provides compositions and methods for a direct treatment and reversal of an edema, e.g., CNS, brain or spinal edema, including a membrane transport device, in vitro and in vivo characterization of edema, and the sensitive early optical detection of the edema, e.g., tissue, CNS or cerebral edema. | 1. A method for removing water from a traumatically injured central nervous system (CNS) tissue in a subject in a controlled fashion, the method comprising: exposing a surface of the traumatically injured CNS tissue;applying agar to the exposed surface of the traumatically injured CNS tissue, wherein the agar is permeable and allows passage of water, and wherein the agar conforms to the tissue to maximize contact area with the tissue,placing a hollow fiber membrane in contact with the agar, wherein the hollow fiber membrane comprises a semipermeable membrane having a molecular weight cut-off of between about 1 to 60 kilodaltons (kDa) and a lumen; andflowing or pumping through the lumen a concentrated solution of a globular protein that produces a concentration-dependent osmotic pressure, wherein the globular protein cannot pass through the semi-permeable membrane, wherein the concentrated solution of the globular protein in the hollow fiber induces an osmotic pressure that draws water from the tissue into the agar and then into the hollow fiber membrane, where the water is removed and carried away from the agar and the tissue. 2. The method according to claim 1, wherein the globular protein is bovine serum albumin (BSA). 3. The method according to claim 1, wherein the hollow fiber membrane comprises a material selected from the group consisting of polynephron, polyflux, polysulfone and regenerated cellulose. 4. The method according to claim 1, wherein the hollow fiber membrane is regenerated cellulose and the globular protein is BSA. 5. The method according to claim 2, wherein the BSA is at a concentration of about 350 g/l. 6. The method according to claim 1, wherein the CNS tissue is a spinal tissue or a brain tissue. 7. The method according to claim 1, wherein the hollow fiber membrane is embedded within the agar. 8. The method according to claim 1, wherein a rate of flowing or pumping of the concentrated solution through the semi-permeable hollow fiber membrane is controlled to allow fluid from the tissue to flow up to the membrane device due to osmotic pressure. 9. The method according to claim 1, wherein the hollow fiber conforms to the surface of the traumatically injured CNS tissue. 10. The method according to claim 1, wherein an amount of the globular protein that cannot pass through the semi-permeable membrane is changed or modified to alter the rate of water removal. 11. The method according to claim 1, wherein a concentration of the globular protein that cannot pass through the semi-permeable membrane is altered to between about 0.1 to about 50% to alter the rate of water removal. 12. The method according to claim 1, wherein the temperature of the concentrated solution is changed in the range of about 20° C. to about 37° C. to alter the rate of water removal. 13. The method according to claim 1, wherein the molecular weight cut-off of the semipermeable membrane of the hollow fiber membrane is between about 1 to 30 kDa. 14.... | The Regents of the University of California | A61M027/00 A61B005/00 A61L029/04 A61L029/16 A61K038/38 A61K038/40
US10424237 | B2 | 2019-09-24 | Assigning different application programs of a medical imaging apparatus to detected display devices | 2017-12-19 | A method is for operating a medical imaging system including at least two executable application programs. An embodiment includes: a) a computing device of the imaging system detecting at least one display device by its properties relevant to visual display; b) the computing device retrieving at least one particular application-specific requirement made of a display device, using the at least two application programs, for visual display of corresponding application program information on a display device; c) comparing the properties detected for each at least one display device and the retrieved requirement; and d) according to a result of the comparison, the computing device either assigning the application programs respectively to the at least one display device or activating an assignment facility for a user, to increase efficiency when operating the medical imaging system having the at least two executable application programs in a manner convenient to a user. | 1. A method for a medical imaging system including at least two executable application programs, the method comprising: detecting, via a computing device of the imaging system, properties of at least one display device relevant to visual display;retrieving, via the computing device, at least one application-specific requirement of the at least two executable application programs based on application profiles associated with respective ones of the at least two executable application programs prior to assigning the at least two executable application programs to the at least one display device, each of the at least one application-specific requirement being a requirement associated with visual display using a respective one of the at least two executable application;comparing the properties of each of the at least one display device and the at least one application-specific requirement; andassigning, via the computing device, the at least two executable application programs, respectively, to the at least one display device based on a result of the comparing, the at least two executable application programs being executable independently from each other such that the at least two executable application programs are assignable to and independently executable by different ones of the at least one display device without providing the at least two executable application programs with the properties of the at least one display device. 2. The method of claim 1, wherein the assigning includes allocating different display areas of the at least one display device to the at least two executable application programs. 3. The method of claim 2, wherein the detecting includes detecting a plurality of display devices via the computing device, wherein at least two of the plurality of display devices differ in terms of properties relevant to visual display. 4. The method of claim 3, wherein at least one of the plurality of display devices is a screen, a touchscreen, a 3D screen, a projector or a pair of smartglasses. 5. The method of claim 4, wherein, the pair of smartglasses includes a head pair of smartglasses for at least one of virtual and augmented reality. 6. The method of claim 2, wherein the method is performed automatically during a start-up procedure of the medical imaging system. 7. The method of claim 1, wherein the detecting includes detecting a plurality of display devices via the computing device, wherein at least two of the plurality of display devices differ in terms of properties relevant to visual display. 8. The method of claim 7, wherein at least one of the plurality of display devices is a screen, a touchscreen, a 3D screen, a projector or a pair of smartglasses. 9. The method of claim 8, wherein, the pair of smartglasses includes a head pair of smartglasses for at least one of virtual and augmented reality. 10. The method of claim 1, wherein the at least one display device is a screen, a touchscreen, a 3D screen, a projector or a pair... | Siemens Healthcare GmbH | G09G005/00 G09G003/20 G16H040/63 A61B005/055 A61B006/00 A61B008/00 G06F003/14
US10401295 | B2 | 2019-09-03 | Composition and method for monitoring lipid | 2015-05-28 | A method of detecting a condition in a subject comprises the steps of contacting cells of the subject with single-walled carbon nanotubes (SWCNTs), monitoring photoluminescence emitted by SWCNTs internalized into the cells and generating an SWCNT emission profile, comparing the SWCNT emission profile to a control emission profile for the SWCNTs to produce a result, and determining a likelihood of having the condition in the subject based on the result from the comparing step. Also disclosed is a method for screening agents capable of changing endocytic environment using SWCNTs. | 1. A method of detecting elevated lysosomal lipid content in in vitro HeLa cells using single-walled carbon nanotubes (SWCNTs), comprising: contacting the HeLa cells in vitro with SWCNTs, wherein said contacting provides SWCNTs internalized into said cells;monitoring photoluminescence emitted by SWCNTs internalized into said cells and generating an SWCNT emission profile;wherein elevated lysosomal lipid content is detected upon a blue-shift in the SWCNT emission profile from a control emission profile; andwherein the SWCNTs are purified (8,6) SWCNTs encapsulated with ss(GT)6 oligonucleotides. | Memorial Sloan Kettering Cancer Center | B82Y005/00 B82Y015/00 B82Y030/00 A61B005/145 G01N021/64 A61B005/1455 G01N033/53
US10398127 | B2 | 2019-09-03 | System, method and feeding device for remote pet monitoring and feeding | 2014-08-07 | A system, a feeding device, and a method enable a terminal device of a pet owner to directly and/or indirectly communicate with the feeding device. The feeding device can monitor and/or feed the pet. For example, components of the feeding device, along with a sensor worn by the pet and in communication with the feeding device, can monitor the pet. A cloud database may compile and may perform an analysis of health and wellness information and food consumption data sent from the feeding device and may communicate with the terminal device of the pet owner bidirectionally. The analysis can use data from a consumer-club of pets to provide best service. The feeding device can also communicate with the terminal device of the pet owner bidirectionally, either directly using one or more wireless connections or indirectly using the cloud database. | 1. A system comprising: a portable sensor that obtains a measurement related to health of a pet; anda feeding device to which the portable sensor is wirelessly communicatively connected, the feeding device configured for receiving the measurement related to the health of the pet from the portable sensor, the feeding device comprising a scale, a first container comprising a first inlet, a second container comprising a second inlet, a bowl positioned on the scale, and a dispenser, wherein the dispenser is mechanically connected to the first container at the first inlet, mechanically connected to the second container at the second inlet, and configured to respectively guide a first food from the first container and a second food from the second container into the bowl positioned on the scale, the feeding device configured for generating feeding consumption data, and the feeding device further comprises a wireless connection module configured to connect to the internet. 2. The system of claim 1, the feeding device further comprising a transmission device configured to send a transmission of the measurement related to the health of the pet and the feeding consumption data using the internet connection; and the system further comprising a database remotely located relative to the feeding device, the database configured to receive the transmission of the measurement related to the health of the pet and the feeding consumption data through the internet connection from the transmission device. 3. The system of claim 2 further comprising a computing device configured to access the database, wherein the computing device is further configured to perform an analysis of the measurement related to the health of the pet and the feeding consumption data using information stored in the database, and the information stored in the database is selected from the group consisting of scientific information, previously compiled data for the pet, previously compiled data for other pets that are the same type of pet, and a combination thereof. 4. The system of claim 3 wherein the database hosts a website comprising a user input interface that provides at least a portion of the measurement related to the health of the pet, the feeding consumption data, and a result of the analysis, and the database is further configured to transmit a command to the feeding device in response to a user input into the user input interface. 5. The system of claim 1 wherein the portable sensor is selected from the group consisting of a GPS system, a real-time temperature sensor, a real-time blood pressure sensor, a real-time heart rate sensor, and combinations thereof. | SOCIÉTÉ DES PRODUITS NESTLÉ S.A. | A01K005/02 A01K005/01 A01K029/00 A61B005/01 A61B005/0205
US10405793 | B2 | 2019-09-10 | Systems and methods for in vivo visualization of lymphatic vessels with optical coherence tomography | 2015-07-01 | The present technology relates generally to systems and methods for in vivo visualization of lymphatic vessels. A system includes an optical coherence tomography (OCT) device and a computing device coupled to the OCT device configured to cause the OCT device to perform an OCT scan, generate image data in response to the OCT scan, and apply an eigendecomposition filter to the image data to produce processed image data. Alternatively or in addition, the computing device can compensate for scattering attenuation along an optical axis of the OCT scan in the image data set to generate compensated image data, enhance contrast of the compensated image data along a cross-section substantially orthogonal to the optical axis to generate contrast-enhanced image data, and identify at least one lymphatic vessel in the image data. | 1. A system, comprising: an optical coherence tomography (OCT) device;a processor coupled to the OCT device;a computer-readable medium storing instructions that, when executed by the processor, cause the processor to perform operations, the operations comprising: initiating an OCT scan with the OCT device, wherein the OCT scan includes a portion of the body containing at least one lymphatic vessel;generating an image data set in response to the OCT scan, wherein the image data set comprises a plurality of A-line scans parallel to the optical axis;processing each A-line scan by sorting pixels in the A-line scan in ascending order of intensity and averaging a first predetermined number of pixels with lowest intensity;generating compensated image data by compensating for scattering attenuation along an optical axis of the OCT scan in the image data set;generating contrast-enhanced image data by enhancing contrast of the compensated image data along a cross-section substantially orthogonal to the optical axis;segmenting out a dermis layer from the contrast-enhanced image data; andidentifying at least one lymphatic vessel in the contrast-enhanced image data based, at least in part, on the contrast-enhanced image data; anda display coupled to the processor and configured to display the contrast-enhanced image data. 2. The system of claim 1 wherein the operations further comprise identifying a three-dimensional map of the lymphatic vessel. 3. A method of visualizing lymphatic vessels in a body of a subject, the method comprising: generating an optical coherence image data set in response to an optical coherence tomography (OCT) scan of a portion of the body containing at least one lymphatic vessel, wherein the image data set comprises a plurality of A-line scans parallel to the optical axis;processing each A-line scan by sorting pixels in the A-line scan in ascending order of intensity and averaging a first predetermined number of the pixels with lowest intensity;generating compensated image data by compensating for scattering attenuation along an optical axis of the OCT scan in the image data set;generating contrast-enhanced image data by enhancing contrast of the compensated image data along a cross-section substantially orthogonal to the optical axis;segmenting out a dermis layer from the contrast-enhanced image data; andidentifying at least one lymphatic vessel in the contrast-enhanced image data based, at least in part, on the contrast-enhanced image data. 4. The method of claim 3 wherein enhancing contrast comprises histogram equalization of the compensated image data. 5. The method of claim 3, further comprising creating a C-scan from the processed A-line scans. 6. The method of claim 3 wherein the C-scan is calculated asZC⁢-⁢scan⁡[x,y]=∑i=1M⁢Zsorted⁡[x,y,i]Mwhere, Zsorted[x,y,i] is the value of the ith pixel in ascending order and M is the number of averaged pixels. 7. The method of claim 5, further comprising displaying the C-scan with in... | University of Washington | A61B005/00 A61B005/026
US10398327 | B2 | 2019-09-03 | Non-contact assessment of cardiovascular function using a multi-camera array | 2018-09-14 | A method is provided for non-contact cardiac assessment of a subject. Images of the subject are captured from at least two synchronized independent imaging devices spaced equidistant from the subject and positioned such that each imaging device captures an image of the subject different from other imaging devices. Spectral components of the captured images are extracted. The extracted spectral components are analyzed. A signal corresponding to cardiac information is identified in the extracted spectral components. The identified signal corresponding to the cardiac information is extracted from the extracted spectral components. | 1. A method for non-contact cardiac assessment of a subject, the method comprising: capturing images of the subject from at least two synchronized independent imaging devices spaced equidistant from the subject and positioned such that each imaging device captures an image of the subject different from other imaging devices;extracting spectral components of the captured images;analyzing the extracted spectral components;identifying a signal in the extracted spectral components corresponding to cardiac information; andextracting the signal in the extracted spectral components corresponding to the cardiac information,wherein identifying a signal in the extracted spectral components corresponding to cardiac information comprises: bandpass filtering the extracted spectral components between about 0.3 Hz and about 6 Hz;upsampling the extracted spectral components about 1200 Hz using cubic spline interpolation; andchoosing a signal from the extracted spectral components based on an estimate of signal-to-noise ratio (SNR) in an expected frequency range of a non-contact PPG (ncPPG) component signal. 2. The method of claim 1, wherein capturing the images of the subject from at least two synchronized independent imaging devices comprises: capturing images of a head and neck of the subject from the at least two synchronized independent imaging devices. 3. The method of claim 1, wherein extracting spectral components of the captured images comprises: extracting Red, Green, and Blue components of the captured images. 4. The method of claim 1, wherein analyzing the extracted spectral components comprises: performing an independent component analysis on the extracted spectral components. 5. The method of claim 1, wherein the expected frequency range of an ncPPG component signal is about 0.75 Hz to about 4 Hz. 6. A method for non-contact cardiac assessment of a subject, the method comprising: capturing images of the subject from at least two synchronized independent imaging devices spaced equidistant from the subject and positioned such that each imaging device captures an image of the subject different from other imaging devices;extracting spectral components of the captured images;analyzing the extracted spectral components;identifying a signal in the extracted spectral components corresponding to cardiac information; andextracting the signal in the extracted spectral components corresponding to the cardiac information,wherein extracting the signal in the extracted spectral components corresponding to the cardiac information comprises: transforming a band power estimate to relative power by dividing by component signal power outside a peak frequency range but within about 0.75 Hz top about 4 Hz; andextracting an independent component with a highest relative power. 7. The method of claim 6, further comprising: segmenting the extracted independent component into five non-overlapping windows; andfinding a frequency with a highest power density in a probable... | United States of America as represented by the Secretary of the Air Force | A61B005/024 G06K009/46 A61B005/00
US10413208 | B2 | 2019-09-17 | EEG monitoring system and method of monitoring an EEG | 2011-12-22 | An EEG monitoring system (2) adapted to be carried continuously by a person to be monitored comprises electrodes for measuring at least one EEG signal from the person carrying the EEG monitoring system (2). The system also comprises signal processing means adapted to receive, process and analyze the EEG signal. Furthermore the system comprises data logging means adapted to log data relating to said EEG signal and a memory for storing said data relating to said EEG signal. A method of using the monitoring system is also provided. | 1. A portable EEG monitoring system, said system comprising: electrodes for measuring an EEG signal from a person carrying the EEG monitoring system,a signal processor adapted to receive, process and analyze at least a part of said EEG signal, wherein said signal processor comprises a feature extractor for extracting a feature vector from said EEG signal,a classifier adapted for monitoring said feature vector for identifying an event and outputting an event signal to an event integrator adapted to integrate event signals over time, in order to produce an event level signal,a data logger adapted to log data relating to said EEG signal, including the feature vector extracted from said EEG signal, anda memory for storing said data relating to said EEG signal;wherein said data logger includes a circular buffer for storing data over no more than a predetermined period of time, and said memory stores data logged in said data logger, including said feature vector, when said event level signal exceeds an event detection threshold. 2. The EEG monitoring system according to claim 1, wherein said classifier comprises an event classifier for detecting important events based on said EEG signal. 3. The EEG monitoring system according to claim 2, wherein said classifier detects an abnormal brain condition based on the detected important events, and initiates an alarm based on said detection of the abnormal brain condition. 4. The EEG monitoring system according to claim 1, wherein the data logger is adapted to log information about a number of events. 5. The EEG monitoring system according to claim 1, wherein the data logger is adapted to log the waveform of said EEG signal. 6. The EEG monitoring system according to claim 1, wherein said classifier comprises a multi-dimensional classifier. 7. The EEG monitoring system according to claim 6, wherein said classifier identifies the event as a function of a combination of a plurality of parameters. 8. The EEG monitoring system according to claim 6, wherein said event corresponds to hypoglycaemia. 9. The EEG monitoring system according to claim 1, wherein said classifier monitors said feature vector for patterns of signal characteristics indicative of an event of interest. 10. A portable EEG monitoring system, said system comprising: electrodes for measuring an EEG signal from a person carrying the EEG monitoring system,a signal processor adapted to receive, process and analyze at least a part of said EEG signal, wherein said signal processor comprises a feature extractor for extracting a feature vector from said EEG signal,a classifier adapted for monitoring said feature vector for identifying an event and outputting an event signal to an event integrator adapted to integrate event signals over time, in order to produce an event level signal, wherein said classifier comprises an event classifier for detecting important events based on said EEG signal,a data logger adapted to log data relating to said EEG si... | Widex A/S | A61B005/0476 A61B005/04 A61B005/00
US10420497 | B2 | 2019-09-24 | Apparatus and related method to facilitate testing via a computing device | 2016-04-18 | This disclosure relates to a device to mechanically and electrically connect with a touch screen computing device, such as a tablet computer. The device can include a platform that can be moved into and out of physical contact with a surface of a touch screen. During engagement with the surface, the moveable platform electrically interacts with the touch screen (e.g., via capacitive coupling) to enable detection by the touch screen of contact members (e.g., pegs) even in the absence of user contact with the pegs. | 1. An apparatus comprising: a first housing portion comprising: a test fixture; anda test fixture base,wherein the test fixture is dimensioned and configured to overlay at least a display screen portion of a computing device, an arrangement of receptacles being formed in the test fixture and configured to receive contact members within the receptacles as to render each of the contact members independently detectable by the computing device while each respective contact member is received in the receptacles;a second housing portion configured to attach to the computing device and includes a contact surface to mechanically connect to the test fixture base to attach the first housing portion to the computing device and electrically connect to the test fixture such that the receptacles of the test fixture are electrically connected to the computing device; anda mechanical hinge to rotatably connect the second housing to the test fixture base to enable the test fixture to be moved into and out of an overlying relationship with the touch screen of the computing device. 2. The apparatus of claim 1, wherein the display screen portion of the computing device includes a touch screen to detect each of the contact members while received in the receptacles while the test fixture overlays the touch screen and in the absence of direct contact by a user. 3. The apparatus of claim 1, wherein the hinge forms part of an electrical path interconnecting the first housing portion with an electrical ground of the computing device. 4. The apparatus of claim 1, wherein the hinge is configured to provide for rotational movement of the base of the first housing portion between a test position in which the test fixture is in an overlying position with the display screen portion of the computing device and a support position in which the text fixture base operates as a support member to support the computing device. 5. The apparatus of claim 4, wherein the support member is of a kickstand form. 6. The apparatus of claim 3, wherein the base includes electrically conductive material coupled to an interior sidewall of each of the receptacles, the electrically conductive material of the base being electrically connected to an electrical ground of the computing device through the electrical path that includes the hinge and a conducting element that terminates in a plug that is insertable into an electrical connector of the computing device. 7. The apparatus of claim 1, wherein the arrangement of receptacles comprises a two-dimensional array of receptacles distributed arranged as rows and columns across the test fixture, each of the receptacles in the array of receptacles being configured to receive one of the contact members therein as to render each of the contact members detectable by the computing device. 8. The apparatus of claim 7, wherein the array of receptacles is a first array of receptacles, the apparatus further comprising a second array of receptacles spaced ap... | THE CLEVELAND CLINIC FOUNDATION BIOGEN MA, INC. | A61B005/16 A61B005/11 A61B005/00 A61B003/032 A61B005/22
US10406062 | B2 | 2019-09-10 | Foot manifolds, apparatuses, systems, and methods for applying reduced pressure to a tissue site on a foot | 2015-03-20 | Apparatuses, systems, and methods for applying reduced pressure to a tissue site on a foot are provided. An apparatus may include an insole and a tissue contacting surface covering at least a portion of the insole. At least one portion of the tissue contacting surface is removable to form a void. The apparatus may also include a reduced-pressure interface for receiving reduced pressure from a reduced-pressure source, and at least one flow channel fluidly coupled to the reduced-pressure interface and the void. | 1. An apparatus for applying reduced pressure to a wound at a tissue site on a foot, the apparatus comprising: an insole having an upper surface and a plurality of grooves intersecting beneath the upper surface of the insole to define a plurality of protrusions within;a sealing layer having a first portion covering the upper surface of the insole and forming flow channels with the grooves and a second portion open to form a void exposing a portion of the grooves formed to be aligned in fluid communication with the wound at the tissue site, wherein a portion of the flow channels are fluidly coupled to the void for providing a reduced pressure to the void; anda conduit fluidly coupled to the flow channels and adapted to provide reduced pressure to the void and the wound from an external reduced-pressure source. 2. The apparatus of claim 1, wherein the void in the sealing layer exposes at least a portion of two of the protrusions and the groove between the protrusions to form the void. 3. The apparatus of claim 1, wherein at least one of the flow channels contains a tube transferring reduced pressure from the conduit to the void. 4. The apparatus of claim 1, further comprising: a sealing member operable to substantially seal the void, the sealing member adapted to be disposed between the upper surface of the insole and the tissue site. 5. The apparatus of claim 1, wherein at least one of the flow channels is at least partially formed by one or more of the grooves on the insole. 6. The apparatus of claim 5, wherein the grooves form a grid pattern. 7. The apparatus of claim 1, further comprising: a foam manifold disposed in the void and adapted to further distribute reduced pressure to the tissue site. 8. The apparatus of claim 1, wherein the conduit comprises at least two lumens operable to transfer the reduced pressure from the reduced pressure source to the portion of flow channels, and wherein at least one wall of the at least two lumens has a protrusion operable to prevent the lumen from collapsing. 9. The apparatus of claim 1, further comprising: a securing member operable to secure the insole adjacent the tissue site. 10. The apparatus of claim 1, wherein the void is adjacent the tissue site, and wherein the reduced pressure in applied to the tissue site via the void. 11. The apparatus of claim 1, wherein the flow channels have a substantially uniform depth of less than a thickness of the insole. 12. The apparatus of claim 1, wherein the grooves are concave with respect to the upper surface of the insole. 13. The apparatus of claim 1, wherein the grooves extend length-wise parallel to the upper surface of the insole. 14. The apparatus of claim 13, wherein a first one of the grooves intersects with each of a second groove and a third groove at a right angle. 15. The apparatus of claim 13, wherein a first set of the grooves is substantially perpendicular to a second set of grooves. 16. The apparatus of claim 13, wherein a perimeter... | KCI Licensing, Inc. | A61H007/00 A61H009/00 A43B003/00 A43B007/00 A61B005/00 A61B005/103
US10413186 | B2 | 2019-09-17 | Coherent optical imaging for detecting neural signatures and medical imaging applications using holographic imaging techniques | 2016-11-10 | A neural imaging system may include an imaging array, an image data processor operably coupled to the imaging array to process image data received from the imaging array, and a beam angle separator disposed between the imaging array and an object being imaged. The beam angle separator may be configured to separate an object beam reflected from the object being imaged into a plurality of reference beams each having different angular separation with respect to the object beam. The image data processor may be configured to generate image data of the object for each one of the reference beams to correspond to a respective different depth within the object. | 1. A neural imaging system comprising: an imaging array;an image data processor operably coupled to the imaging array to process image data received from the imaging array; anda beam angle separator disposed between the imaging array and an object being imaged,wherein the beam angle separator is configured to separate an object beam reflected from the object being imaged into a plurality of reference beams each having different angular separation with respect to the object beam,wherein the image data processor is configured to generate image data of the object for each of the reference beams, the image data for each of the reference beams corresponding to a different depth within the object, andwherein the beam angle separator comprises a plurality of windows, each of the windows refracting the object beam into a respective different one of the reference beams. 2. The neural imaging system of claim 1, wherein a number of the plurality of windows corresponds to a number of different depths within the object at which image data is generated. 3. The neural imaging system of claim 1, wherein each of the windows has a substantially same index of refraction. 4. The neural imaging system of claim 1, wherein each of the windows is tilted at a different angle relative to a plane of the imaging array. 5. The neural imaging system of claim 1, wherein the imaging array comprises a plurality of sub-arrays. 6. The neural imaging system of claim 5, wherein the imaging array comprises at least four sub-arrays configured to sequentially acquire at least four images of the object. 7. The neural imaging system of claim 1, further comprising an optical source, wherein the object beam is generated responsive to the optical source illuminating the object. 8. The neural imaging system of claim 7, wherein the optical source comprises a moderate or short coherence length laser. 9. The neural imaging system of claim 1, wherein the object comprises neural tissue and the different depths comprise different depths within the neural tissue. 10. A method comprising: receiving an object beam reflected from an object;separating the object beam into a plurality of reference beams each having different angular separation with respect to the object beam, wherein separating the object beam comprises refracting the object beam into the plurality of reference beams using a corresponding plurality of windows, each of the windows defining a respective different one of the reference beams;generating image data of the object for each of the reference beams corresponding to a different depth within the object; andtransmitting the image data to an image data processor. 11. The method of claim 10, wherein generating the image data comprises generating image data corresponding to a different depth within the object for each respective one of the windows. 12. The method of claim 10, further comprising receiving, by an imaging array, light resulting from constructive interference of ... | The Johns Hopkins University | A61B005/00 G01B009/02 G03H001/00 G03H001/04 G03H001/26 G02B027/10 G02B005/30 G02F002/00
US10405787 | B2 | 2019-09-10 | Method for monitoring excrement data | 2013-12-20 | A method, data processing unit, and system for monitoring excrement data for seeking a pattern for a monitoring period, wherein said excrement data is associated with at least one absorbent article and a person wearing said at least one absorbent article is disclosed. The method includes acquiring excrement data including excrement data for at least two different time periods, each substantially corresponding to the monitoring period for which a pattern of events is sought, wherein said excrement data includes information of excrement into an absorbent article in form of excrement events, and wherein each excrement event has an associated time mark or associated information from which an associated time mark may be derived; and smoothing the time mark of each excrement event. | 1. A method for monitoring excrement data for seeking a pattern for a monitoring period, wherein said excrement data is associated with at least one absorbent article and a person wearing said at least one absorbent article, the method comprising: acquiring excrement data, from a sensor associated with an absorbent article, comprising excrement data for at least two different time periods, wherein each of the at least two different time periods corresponds to the monitoring period for which a pattern of events is sought, wherein said excrement data comprises information of excrement into an absorbent article in form of excrement events, and wherein each excrement event has an associated time mark or associated information from which an associated time mark may be derived;smoothing the time mark of each excrement event;superposing the excrement data of the at least two different time periods such that the number of excrement events for each of the at least two different time periods is distinguishable and hours of each of the at least two different time periods coincide with hours of the monitoring period;identifying peaks of the superposed data and estimating a time mark corresponding to the identified peaks; andinitiating toileting by the person during a time interval prior to the estimated time marks corresponding to the identified peaks. 2. The method according to claim 1, wherein said excrement data is in form of absorbent state data and an excrement event is indicated by a change of the absorbent state of the absorbent article. 3. The method according to claim 1, wherein said excrement data is in form of electrical property data and an excrement event is indicated by a change of the electrical property of the absorbent article. 4. The method according to claim 1, wherein the smoothing comprises smoothing by applying a Kernel smoothing method. 5. The method according to claim 4, wherein the Kernel smoothing method comprises applying a Kernel function to the time mark of each excrement event. 6. The method according to claim 5, wherein a bandwidth, h, of said Kernel function is 20-150 minutes. 7. The method according to claim 1, wherein identifying peaks of the superposed data includes identification of each peak having a height ≥0.8 n*k, wherein n is number of different periods for which data is acquired corresponding to the monitoring period and k is the height of the smoothing function. 8. The method according to claim 7, wherein the smoothing comprises smoothing by applying a Kernel function to the time mark of each excrement event, and wherein a bandwidth, h, of said Kernel function is 20-150 minutes. 9. The method according to claim 8, wherein said time interval has a length corresponding to the bandwidth. 10. The method according to claim 1, wherein the total number of periods of time for which data is acquired corresponding to the monitoring period is pre-determined. 11. The method according to claim 1, further comprising plo... | ESSITY HYGIENE AND HEALTH AKTIEBOLAG | G01N033/48 A61B005/20 A61F013/42 A61B005/00 G16H050/20 G16H050/30
US10398353 | B2 | 2019-09-03 | Systems and methods for video-based monitoring of vital signs | 2017-02-14 | The present invention relates to the field of medical monitoring, and in particular non-contact, video-based monitoring of pulse rate, respiration rate, motion, and oxygen saturation. Systems and methods are described for capturing images of a patient, producing intensity signals from the images, filtering those signals to focus on a physiologic component, and measuring a vital sign from the filtered signals. | 1. A video-based method of measuring a patient's vital sign, comprising: receiving a video signal from a video camera, the video signal having a field of view that includes exposed skin of a patient;extracting from the video signal a time-varying color signal for each of a plurality of regions, each region including exposed skin of the patient;identifying a frequency content of each color signal;selecting two or more non-adjacent, non-overlapping regions that have a shared frequency content comprising a modulation at a shared frequency;combining the color signals of the selected regions;measuring a vital sign from the combined color signal; andoutputting the vital sign for further processing or display. 2. The method of claim 1, wherein combining comprises averaging the color signals from the selected regions. 3. The method of claim 2, wherein the selected regions have different sizes. 4. The method of claim 1, wherein the vital sign comprises heart rate. 5. The method of claim 4, wherein measuring the heart rate comprises accumulating frequency peaks from the combined signal, selecting a median frequency, and updating a running average heart rate from the selected frequency. 6. The method of claim 3, further comprising updating the selected regions by adding or removing regions from the selected regions based on the frequency content of each region. 7. The method of claim 1, further comprising calculating a statistic of the combined color signal, wherein the statistic comprises an amplitude, a variability, a skew, or a signal to noise ratio. 8. The method of claim 7, wherein combining the color signals comprises applying a weight to each color signal that is being combined, the weight being based on the statistic. 9. The method of claim 7, further comprising determining a weight for the vital sign, the weight being based on the statistic, and adding the vital sign to a running average based on the weight. 10. The method of claim 2, wherein selecting the two or more non-adjacent, non-overlapping regions further comprises selecting regions that satisfy a quality criterion, and wherein the quality criterion comprises a signal to noise ratio that satisfies a threshold, or a skew value that satisfies a threshold. 11. The method of claim 10, further comprising removing a color signal from the combined color signal upon failure of the removed color signal to satisfy the criterion. 12. The method of claim 1, wherein extracting the time-varying color signal comprises extracting two time-varying color signals for each region, and wherein measuring the vital sign comprises measuring oxygen saturation from the two time-varying color signals. 13. A camera-based method of measuring a patient's vital sign, comprising: receiving an image signal from a camera having a field of view encompassing exposed skin of a patient, the image signal comprising a sequence of image frames over time;within the field of view, identifying a plurality of regions;for e... | Covidien LP | A61B005/00 A61B005/103 A61B005/024 A61B005/1171 A61B005/1455 A61B005/0205 A61B005/145 A61B005/08
US10413253 | B2 | 2019-09-17 | Method and apparatus for processing medical image | 2015-11-23 | Provided is a medical image processing apparatus including: a data acquisition unit configured to respectively acquire a plurality of medical images representing an object including at least one target at a plurality of different time points; and an image processor configured to generate, based on the acquired plurality of medical images, a diagnostic image showing a degree of change that has occurred in the at least one target over the plurality of different time points. | 1. A medical image processing apparatus comprising: a data acquisition unit configured to acquire a plurality of medical images representing an object, including at least one bone in the object, corresponding to a plurality of different time points, wherein at least one of the plurality of medical images correspond to one of the plurality of different time points;an image processor configured to: obtain a plurality of bone-extracted images respectively corresponding to the plurality of different time points by extracting the at least one bone from each of the plurality of medical images,generate a plurality of registered images by registering the plurality of bone-extracted images,calculate, based on variation in pixel intensity between corresponding pixels in the plurality of registered images, at least one degree of change that has occurred in the at least one bone over the plurality of different time points,classify the at least one degree of change into one of a plurality of stages based on the variation in pixel intensity, the plurality of stages comprising: a bone formation stage if the variation has a first type value, a bone destruction stage if the variation has a second type value, and a no change stage if the variation is zero, andgenerate, based on the plurality of registered images, a diagnostic image that shows the at least one degree of change in the at least one bone over the plurality of different time points; anda display configured to display a screen including the diagnostic image, in which a portion corresponding to the no change stage in the bone, a portion corresponding to the bone formation stage, and a portion corresponding to the bone destruction stage, are respectively represented by a first color, a second color and a third color, for representing a progression of metastatic bone cancer over time including the plurality of different time points, andwherein the first color, the second color and the third color are different from each from other. 2. The medical image processing apparatus of claim 1, wherein the image processor is configured to distinguish each of the plurality of stages from others of the plurality of stages. 3. The medical image processing apparatus of claim 1, wherein the image processor is configured to register the plurality of medical images to generate the plurality of registered images. 4. The medical image processing apparatus of claim 1, wherein the image processor is configured to distinguish each of the plurality of stages in the diagnostic image by use of at least one of shapes, marks, and lines. 5. The medical image processing apparatus of claim 4, further comprising a user interface unit configured to receive input to select the at least one of the shapes, the marks, and the lines to distinguish each of the plurality of stages. 6. The medical image processing apparatus of claim 1, wherein the at least one degree of change comprises at least one of a physiological change, a position cha... | Samsung Electronics Co., Ltd. | G06K009/00 A61B005/00 A61B005/055 A61B006/03 A61B006/00 G06T011/00 H04N005/202 G16H050/30
US10421725 | B2 | 2019-09-24 | Alkoxyamines for the treatment of cancers | 2014-06-13 | The present invention relates to alkoxyamines of general formula (I), and to compounds of general formula (IIa), (IIb), (IIc), (IId), IIe), (IIf) or (IIg), as such and for the treatment of cancers.; | 1. Compound of general formula (IIa), (llb), (IIc), (IId), (IIe), (IIf) or (IIg):whereinR1 and R2 which may be identical or different are chosen from:a secondary alkyl group or a tertiary alkyl group wherein X, Y and Z which may be identical or different are chosen amongst a linear or ramified alkyl radical including short and long carbon chains having from 1 to 40 carbon atoms, X, Y and/or Z may be substituted by a functional group chosen from hydroxyl, amine, mercaptan, azide, halogenure, carbonyl chosen from the group consisting of: aldehyde, amide, ketone, acid, ester, and their thio derivatives, aromatic, heteroaromatic, heterocycles, vinyl, alkyne, phosphoryl optionally substituted by a (C1-C4) alkoxv radical;a 5 to 12 membered ring, said ring being heterocyclic or not, which can carry the various functions mentioned above;wherein R1 and/or R2 are optionally substituted by a stabilizing group or an addressing group W selected from the group consisting of: peptides, sugars, steroids, fatty acids, polyketones, polyphenols, prostaglandins, lipids, bio-receptors, and antigens; R1 and R2 being different from R3;R3 is chosen from: (i) a secondary alkyl radical or a tertiary alkyl radical wherein X, Y and Z may be identical or different, X and Z are a linear or ramified alkyl radical including short and long carbon chains having from 1 to 40 carbon atoms and may be substituted by a functional group chosen from hydroxyl, amine, mercaptan, azide, halogenure, carbonyl chosen from the group consisting of: aldehyde, amide, ketone, acid, ester, and their thio derivatives, aromatic, heteroaromatic, heterocycles, vinyl, alkyne; Y is chosen from an aromatic group or heteroaromatic group, a carbonyl function optionally in a protected form such as enol, acetate, acetals, enamine, an easily oxidable function, a vinyl, an alkene function including short and long carbon chains having from 1 to 40 carbon atoms, an alkyne function including short and long carbon chains having from 1 to 40 carbon atoms, a function thiocarbonyl, a function imine, a function oxime or a function cyano;whereinZ1 is selected from a hydrogen atom, a linear or ramified C1-C40 alkyl radical, a linear or ramified C1-C40 alkene radical, a linear or ramified C1-C40 alkyne radical, an aryl group, a heteroaryl group, those radicals being optionally substituted by a carbonyl function —CO—, a thiocarbonyl function —CS—, an amine or an imine function —C(NH)—or —C(N—[C1-C4 alkyl])- or an oxime function —C(NOH)—;Z2 is selected from a single bond, —O—, —S—, —NR—, with R being a linear or ramified C1-C40 alkyl radical, a aryl or a heteroaryl group, a linear or ramified C1-C40 vinyl radical, a linear or ramified C1-C40 alkyne radical, those radicals being optionally substituted by a carbonyl function —CO—, a thiocarbonyl function —CS—, an amine or an imine function —C(NH)—or —C(N—[C1-C4 alkyl])- or an oxime function —C(NOH)—;Z3 is selected from a hydrogen atom; a linear or ramified C1-C40 alkyl radica... | Centre National de la Recherche Scientifique Universite d'aix Marseille Universite de Bordeaux | A61K009/00 C07D213/30 C07C239/20 A61K049/06 A61B005/055 A61B005/00 C07F009/58
US10413733 | B2 | 2019-09-17 | Implantable medical device with gyroscope | 2017-10-23 | An implantable medical device (IMD) that includes a housing, a first electrode secured relative to the housing, a second electrode secured relative to the housing, and a gyroscope secured relative to the housing. The IMD may include circuitry in the housing in communication with the first electrode, the second electrode, and the gyroscope. The circuitry may be configured to determine and store a plurality of torsion data measurements, from which a representation of a twist profile may be determined. | 1. A leadless cardiac pacemaker (LCP) configured to sense cardiac activity and to pace a patient's heart, the LCP comprising: a housing;an electrode secured relative to the housing and exposed to an environment outside of the housing;a gyroscope disposed relative to the housing;circuitry in the housing in communication with the electrode and the gyroscope, the circuitry configured to generate a twisting profile over one or more cardiac cycles based at least in part on data obtained from the gyroscope:wherein the circuitry is further configured to: update one or more pacing parameters of the LCP based at least in part on the twisting profile; andpace the patient's heart with the electrode using one or more of the updated pacing parameters. 2. The LCP of claim 1, wherein the circuitry is configured to update the twisting profile at a predefined regular interval. 3. The LCP of claim 1, wherein the circuitry is configured to update the twisting profile in response to a detected condition change. 4. The LCP of claim 1, wherein the detected condition change corresponds to one of exercise, heart failure status, therapy modification, cardiac status, pacing status, or posture. 5. The LCP of claim 1, wherein updating the one or more pacing parameters of the LCP comprises adjusting an AV delay. 6. The LCP of claim 1, wherein updating the one or more pacing parameters of the LCP comprises adjusting a VV delay. 7. The LCP of claim 1, wherein the circuitry is further configured to compare the twisting profile to an additional parameter to determine if the twisting profile is abnormal. 8. The LCP of claim 7, wherein the additional parameter is one or more of a cardiovascular pressure, a heart sound, an ECG attribute, a blood flow, impedance, respiration, and/or one or more cardiac dimensions. 9. A medical device system, comprising: a first implantable medical device including a gyroscope, the first implantable medical device configured to be secured to a patient's heart;a second medical device in communication with the first implantable medical device;the first implantable medical device and/or the second medical device configured to: determine a twisting profile of the patient's heart based at least in part on data obtained from the gyroscope of the first implantable medical device;adjust one or more therapy parameters of a therapy based at least in part on the twisting profile; anddeliver the therapy using one or more of the adjusted therapy parameters. 10. The medical device system of claim 9, wherein the twisting profile comprises a twist velocity, a twist vector, and a twist angle. 11. The medical device system of claim 9, wherein the twisting profile provides confirmation of an event detected by the second medical device. 12. The medical device system of claim 9, wherein the first implantable medical device and/or the second medical device are further configured to update the twisting profile at a predefined regular interval. 13. The medical d... | CARDIAC PACEMAKERS, INC. | A61N001/365 G06F003/0346 G01C019/38 A61N001/375 A61B005/00 A61B005/02 A61B005/11 A61N001/372 A61B005/0205 A61B005/0215 A61B005/042 A61B005/0472
US10399575 | B2 | 2019-09-03 | Cognitive load driving assistant | 2016-01-11 | In one embodiment, a cognitive load driving assistant increases driving safety based on cognitive loads. In operation, the cognitive load driving assistant computes a current cognitive load of a driver based on sensor data. If the current cognitive load exceeds a threshold cognitive load, then the cognitive load driving assistant modifies the driving environment to reduce the cognitive load required to perform the primary driving task and/secondary task(s), such as texting via a cellular phone. The cognitive load driving assistant may modify the driving environment indirectly via sensory feedback to the driver or directly through reducing the complexity of the primary driving task and/or secondary tasks. In particular, if the driver is exhibiting elevated cognitive loads typically associated with distracted driving, then the cognitive load driving assistant modifies the driving environment to allow the driver to devote appropriate mental resources to the primary driving task, thereby increasing driving safety. | 1. One or more non-transitory computer-readable storage media including instructions that, when executed by one or more processors, cause the one or more processors to perform the steps of: computing a current cognitive load associated with a driver while the driver is operating a vehicle based on data received via one or more sensors;computing a confidence factor associated with the current cognitive load based on data received via one or more other sensors;computing a threshold cognitive load;determining that the current cognitive load exceeds the threshold cognitive load; andin response, causing one or more actions to occur that are intended to reduce the current cognitive load associated with the driver. 2. The one or more computer-readable storage media of claim 1, wherein causing one or more actions to occur comprises configuring a display screen to display the current cognitive load. 3. The one or more computer-readable storage media of claim 1, wherein causing one or more actions to occur comprises configuring an entertainment subsystem to reduce the volume of an audio signal. 4. The one or more computer-readable storage media of claim 1, wherein causing one or more actions to occur comprises causing a navigation subsystem to generate a modified driving route that has less cognitive complexity than a current driving route. 5. The one or more computer-readable storage media of claim 1, wherein the one or more sensors measure one or more physiological changes in a body of the driver. 6. The one or more computer-readable storage media of claim 5, wherein the one or more physiological changes are associated with at least one of a brain activity, a heart rate, a skin conductance, and sizes of pupils. 7. The one or more computer-readable storage media of claim 5, wherein computing the current cognitive load comprises: performing a multiplication operation between a first measurement received via a first sensor included in the one or more sensors and a first weight to generate a first weighted measurement;performing a multiplication operation between a second measurement received via a second sensor included in the one or more sensors and a second weight to generate a second weighted measurement; andcomputing an average of the first weighted measurement and the second weighted measurement. 8. The one or more computer-readable storage media of claim 1, wherein at least one or the one or more sensors measures sizes of pupils and the one or more other sensors measure at least one of a brain activity, a heart rate, and a skin conductance. 9. The one or more computer-readable storage media of claim 1, further comprising computing the threshold cognitive load based on a plurality of previous cognitive loads computed for the driver. 10. The one or more computer-readable storage media of claim 1, further comprising computing the threshold cognitive load based on a plurality of current cognitive loads computed for a plurality of other drivers. ... | HARMAN INTERNATIONAL INDUSTRIES, INCORPORATED | B60K028/02 B60K028/06 G01C021/36 A61B005/18 A61B005/024 A61B005/053 G08G001/0968 B60W050/00 A61B005/0205 A61B005/00 A61B003/11 G08G001/04 G08G001/16 B60W050/14
US10413209 | B2 | 2019-09-17 | Method and apparatus for identifying the ureter during a minimally-invasive procedure | 2015-02-12 | A method for identifying a ureter during a medical procedure, the method comprising: providing an electrical stimulator comprising: a shaft having at least one electrode; and a power supply connected to the at least one electrode for providing an electrical signal to the at least one electrode; advancing the shaft so that the at least one electrode contacts tissue; operating the power supply so that the electrical signal is applied to the tissue; and visually observing the tissue to determine the presence of a ureter in the tissue. | 1. A method for identifying a ureter during a medical procedure, said method comprising: providing an electrical stimulator comprising: a shaft having at least one electrode; anda power supply connected to said at least one electrode for providing an electrical signal to said at least one electrode;advancing said shaft so that said at least one electrode contacts tissue in the vicinity of the ureter;operating said power supply so that said electrical signal is applied to the tissue to stimulate contraction of smooth tissue of the ureter; andvisually observing contraction of the tissue to determine the presence of a ureter in the tissue. 2. A method according to claim 1 wherein said electrical signal is a low-level pulsatile electrical current. 3. A method according to claim 1 wherein said electrical signal has a pulse width of 25-300 milliseconds. 4. A method according to claim 1 wherein said electrical signal has a pulse frequency of 1-5 Hz. 5. A method according to claim 1 wherein said electrical signal has a pulse intensity of 60 mV-500 V. 6. A method according to claim 1 wherein said electrical signal has a pulse amperage of 5-200 mA. 7. A method according to claim 1 wherein the parameters of said electrical signal are adjustable by a user. 8. A method according to claim 1 wherein the parameters of said electrical signal are preset. 9. A method according to claim 1 wherein said electrical signal is a low-level continuous electrical current. 10. A method according to claim 1 wherein said power supply is connected to said shaft by an external cable. 11. A method according to claim 1 wherein said shaft comprises a housing, and further wherein said power supply is disposed within said housing. 12. A method according to claim 1 wherein said electrical stimulator comprises a bipolar construction, and further wherein said at least one electrode comprises two electrodes. 13. A method according to claim 1 wherein said electrical stimulator comprises a monopolar construction, and further wherein said at least one electrode comprises one electrode. 14. A method according to claim 1 wherein said shaft is advanced through a cannula. 15. A method according to claim 1 wherein said shaft is advanced through an endoscope. 16. A method according to claim 1 wherein said shaft is advanced using graspers. 17. A method according to claim 1 further comprising visually observing the tissue to determine the path of a ureter in the tissue. 18. A method according to claim 1 further comprising monitoring the tissue with an electromyogram (EMG) probe so as to detect electrical signals from a ureter's peristalsis. 19. A method according to claim 18 wherein detected electrical signals from a ureter's peristalsis are converted into an audio signal presented to a user. | The Methodist Hospital | A61B005/00 A61B005/0488 A61B001/307 A61B005/0492 A61B005/11 A61B005/20 A61B017/34 A61N001/05 A61N001/36 A61N001/378 A61B090/00
US10405754 | B2 | 2019-09-10 | Standardized oral health assessment and scoring using digital imaging | 2017-03-06 | System and methodology objectively capture clinical data on oral health and provide standardized scoring for quantifying oral health. The process of capturing clinical data is based on use of an intraoral camera with imaging software that has the capacity to capture digital images of all tooth surfaces. Digital plaque data are collected in a standardized manner per tooth, and with the ability to select optimal frames for analysis. Data are extracted per tooth into a software program. Color classification of each pixel is determined by the software program using an algorithm that makes use of red/green/blue color code combinations. These classifications are then quantitatively used within the software program and separate algorithms that automatically generate a range of oral health scoring techniques. | 1. A method of assessing oral health in a patient or subject, comprising the steps of: providing an intraoral camera that can capture or record frames within a mouth of said subject;using the intraoral camera, capturing or recording the frames of substantially all buccal, occlusal, and lingual surfaces in the subject's set of teeth, the captured frames selected by the group consisting of photographs and video recordings;importing the captured frames into an image processing software program implemented on a computing device;processing the captured frames on the image processing software program to generate images of the teeth to be analyzed;cropping at least one of the captured frames such that the cropped captured frame includes a targeted tooth;analyzing and classifying color of the cropped at least one of the captured frames by: classifying the color of each pixel of the captured frame using red-green-blue color dim code combinations to determine presence of yellow color, wherein a three-dimensional point (x, y, z) defines the color of each pixel;dividing each color of the red-green-blue color code combinations into four categories, wherein the four categories are (0, 64), (64, 128), (128, 192), and (192, 255);selecting a middle point in each category to be representative of the corresponding category, andscoring all categories to determine when the yellow color is present in one or more pixels, wherein the yellow color is present in one or more pixels when a value of a red dimension is between about 0.75 times of a value of a green dimension and about 2.5 times of the value of the green dimension, and when the values of the green and red dimensions are at least about 1.2 times a value of a blue dimension, wherein the yellow color indicates presence of plaque; andscoring results of the color analysis to objectively and quantitatively assess the oral health of the subject. 2. A method as in claim 1, further comprising the steps of positioning a dental barrier over a lens of the intraoral camera and positioning a camera tip of the intraoral camera over the dental barrier. 3. A method as in claim 1, further comprising the step of dividing the subject's set of teeth into a plurality of sections, wherein the sections include an upper right section, a lower right section, an upper middle section, a lower middle section, an upper left section, and a lower left section. 4. A method as in claim 1, wherein the step of processing the frames is further performed by lowering a resolution of the image to a percentage of about 50 or less. 5. A method as in claim 1, wherein the step of scoring the results of the color analysis includes calculating a percentage of the yellow color by dividing a number of yellow pixels by a total number of pixels in the image. 6. A method as in claim 1, further comprising the step of dividing the subject's set of teeth into a plurality of quadrants, wherein the quadrants include an upper right quadrant, a lower right quadr... | University of South Florida | G06T007/00 A61B005/00 H04N007/18 A61B001/24 A61B005/103 G06T007/90 A61B001/00 G16H040/63 A61C009/00
US10413224 | B2 | 2019-09-17 | Analyte sensing system | 2014-04-18 | Disclosed is an analyte sensing system (1), comprising: a sensor probe (11) for collecting the analyte content in human body and transmitting the collected analyte content information; a transmitter (13) connected to the sensor probe (11) for receiving the analyte content information transmitted by the sensor probe (11) implanted subcutaneously and converting same into a radio signal to output; and a receiver for receiving the radio signal comprising the analyte content information transmitted by the transmitter (13) and converting same into analyte content data to display to the user. The analyte sensing system (1) uses an automatic installer (122) to implant the sensor probe (11) into the human body, and obtains the analyte content information collected by the sensor probe (11) through the transmitter (13) and the receiver. The analyte sensing system (1) has a small structure, and is easy to use and convenient to operate. | 1. An analyte sensing system, comprising: a sensor probe configured to detect an analyte content in a human body and transmit the detected analyte content information;a transmitter connected to the sensor probe, configured to receive the analyte content information transmitted by the sensor probe implanted subcutaneously, convert the analyte content information into a radio signal and output the radio signal;a receiver configured to receive the radio signal containing the analyte content information transmitted by the transmitter, convert the radio signal into analyte content data and display the analyte content data to a user; anda probe installation device configured to implant the sensor probe into a subcutis of the human body, wherein the probe installation device comprises a support mount, an inserter, a safety lock and a medical adhesive tape,wherein the support mount has an identification module arranged thereon, wherein the identification module is configured to identify a connection state of the sensor probe and the transmitter, and is a magnetic switch;wherein the support mount comprises a first installation structure configured to accommodate the inserter, a second installation structure configured to accommodate the transmitter, and a third installation structure configured to accommodate a sensor probe shell;wherein the probe installation device further comprises an identity recognition module configured to recognize identity and store personalized information of the probe installation device, the sensor probe, or a combination thereof, and the identity recognition module is a near field communication (NFC) tag, a radio frequency identification (RFID) tag or an identity recognition chip. 2. The analyte sensing system according to claim 1, wherein the inserter is located on the first installation structure, and the inserter comprises an inserter shell, an ejection mechanism arranged inside the inserter shell, and a button module configured to release the ejection mechanism; wherein the safety lock is located on the inserter shell and configured to cover the button module; andwherein the medical adhesive tape is connected to the support mount and configured to stick the support mount to a skin of the human body. 3. The analyte sensing system according to claim 2, wherein the first installation structure comprises a first sliding unit, a second sliding unit, and a first fastener unit; wherein the inserter shell comprises a third sliding unit, a fourth sliding unit and a second fastener unit which are arranged on a bottom edge of the inserter shell; wherein the third sliding unit and the fourth sliding unit are corresponding to the first sliding unit and the second sliding unit, respectively, and the second fastener unit is corresponding to the first fastener unit. 4. The analyte sensing system according to claim 2, wherein a flange and an operating unit are arranged on each of two opposite inner sides of the second installation struc... | MEDTRUM TECHNOLOGIES INC. | A61B005/145 A61B005/1473 A61B005/00
US10398366 | B2 | 2019-09-03 | Responding to changes in emotional condition of a user | 2010-07-01 | A method comprises monitoring inputs to a device from a user, using the user inputs to track an emotional condition of the user, detecting a change in the tracked emotional condition of the user, and in response to detecting the change, using a camera to capture an image of the user and inserting the image into a content item. | 1. A method comprising: monitoring, by a processor, device inputs to a messaging application of a device, wherein the device inputs are from a user and create a content item of a message;using, by the processor, the device inputs to track an emotional condition of the user by making a determination as to an emotional condition of the user, and updating the emotional condition of the user periodically;determining by the processor whether a change in the tracked emotional condition of the user has occurred within a given time period based, at least in part, on the monitored device inputs;in response to the processor determining that a change has occurred based, at least in part, on the monitored device inputs, causing the processor operably coupled to at least one memory, to control a camera to capture a photograph of the user such that the photograph is stored in the at least one memory, and inserting, by the processor, the photograph into the content item of the message; andin response to the processor determining that a change has not occurred continuing to monitor device inputs without causing the camera to capture a photograph and store a photograph in at least one memory. 2. The method as claimed in claim 1, comprising causing, by the processor, transmission of the content item of the message from the device to a remote apparatus. 3. The method as claimed in claim 1, wherein using, by the processor, the device inputs to track an emotional condition of the user comprises tracking a typing speed of the user and wherein detecting, by the processor, a change in the tracked emotional condition of the user comprises detecting a change in typing speed. 4. The method as claimed in claim 1, wherein using, by the processor, the device inputs to track an emotional condition of the user comprises monitoring a typing pressure of the user and wherein detecting, by the processor, a change in the tracked emotional condition of the user comprises detecting a change in average typing pressure. 5. The method as claimed in claim 1, further comprising monitoring, by the processor, a physiological parameter of the user and wherein determining, by the processor, the change in the tracked emotional condition of the user further comprises detecting, by a processor, a change in the at least one physiological parameter. 6. A method as claimed in claim 1 wherein determining, by the processor, whether a change in the tracked emotional condition has occurred comprises monitoring inputs from a plurality of different sources. 7. A method as in claim 6, wherein monitoring inputs from a plurality of different sources comprises said monitoring device inputs, and monitoring, by the processor, at least one physiological parameter. 8. A method as claimed in claim 7, wherein monitoring, by the processor, the at least one physiological parameter comprises monitoring signals received by the processor from at least one of a heart rate monitor or a galvanic skin response device... | NOKIA TECHNOLOGIES OY | A61B005/00 A61B005/16 H04N001/00 H04N001/32 A61B005/024 A61B005/053 H04N101/00
US10398489 | B2 | 2019-09-03 | Methods of treating nasal airways with radiofrequency energy | 2017-05-16 | A device is described for treating a nasal airway by modifying a property of a nasal tissue of or near a nasal valve of the airway, without using a surgical incision or an implant, to decrease airflow resistance or perceived airflow resistance in the nasal airway. Various embodiments include an elongate shaft, a bipolar radiofrequency delivery member extending from one end of the shaft, and a handle attached to the elongate shaft at an opposite end from the radiofrequency delivery member. The radiofrequency delivery member is sized to be inserted into a nose and configured to at least temporarily deform the nasal tissue and deliver radiofrequency energy. The radiofrequency delivery member includes two rows of protruding electrodes disposed on a tissue contact surface, and the device is configured to deliver radiofrequency energy from one row of electrodes to the other row of electrodes. | 1. A method for treating nasal obstruction by reshaping or remodeling submucosal tissue of a nasal airway, the method comprising: contacting a treatment element of a nasal airway treatment device directly with nasal mucosa of the nasal airway, wherein the treatment element comprises two rows of bipolar electrode pairs;applying pressure with the treatment element against the nasal mucosa to deform submucosal tissue underlying the nasal mucosa;applying radiofrequency energy with the bipolar electrode pairs through the nasal mucosa and to the submucosal tissue, while continuing to apply pressure with the treatment element and without injecting fluid into the nasal airway, to heat the submucosal tissue; andremoving the treatment element from the nasal airway,wherein applying the pressure and the radiofrequency energy reshapes or remodels the submucosal tissue, and wherein the submucosal tissue remains at least partially reshaped or remodeled after the treatment element is removed. 2. The method of claim 1, wherein the submucosal tissue comprises cartilage located in an internal nasal valve area of the nasal airway. 3. The method of claim 1, further comprising controlling at least one characteristic of the applied radiofrequency energy with a control system coupled with the nasal airway treatment device. 4. The method of claim 1, wherein the radiofrequency energy is applied in the form of a 460 kHz sinusoid wave. 5. The method of claim 1, further comprising: sensing a temperature of the nasal mucosa using a thermocouple positioned between the two rows of bipolar electrode pairs on the treatment element; andmodifying an amount of the radiofrequency energy applied to the submucosal tissue based on the sensed temperature. 6. The method of claim 1, further comprising displaying one or more parameters of treatment while the radiofrequency energy is applied, the one or more parameters selected from the group consisting of treatment time, power level, temperature sensed by the treatment element, electric impedance, electric current, and depth of treatment. 7. The method of claim 1, further comprising applying local anesthesia to the nasal mucosa before applying the radiofrequency energy. 8. The method of claim 1, wherein the radiofrequency energy is produced by a radiofrequency energy source configured to run between 1 Watt and 100 Watts. 9. The method of claim 1, wherein applying the radiofrequency energy comprises heating the submucosal tissue to a temperature of 50 degrees Celsius to 70 degrees Celsius. 10. The method of claim 1, wherein the radiofrequency energy is applied to the submucosal tissue for at least 15 seconds, and wherein the method further comprises, before removing the treatment element from the nasal airway: repositioning the treatment element to contact a different portion of nasal mucosa;applying pressure with the treatment element against the different portion of nasal mucosa to deform submucosal tissue underlying the different... | AERIN MEDICAL, INC. | A61B018/02 A61B018/14 A61B018/16 A61B018/18 A61B018/20 A61F005/08 A61B005/01 A61B018/06 A61B018/08 A61B018/12 A61F005/56 A61N005/02 A61N005/06 A61B017/32 A61B018/00 A61B017/24
US10398359 | B2 | 2019-09-03 | Movement analysis system, wearable movement tracking sensors, and associated methods | 2016-07-13 | A binodal wireless sensor provides biomechanics feedback focused on movement tracking for the purpose of facilitating enhanced user training and recovery decisions. The sensing device and methods of use differs distinctly from current devices by utilizing a plurality of inertial sensors within a single, non-rigid unit to, among other things, identify a segment's position in space, identify internal movement and stability such as torsion, bending, shear movement, etc. in the segment, and/or between two segments. The unit includes data storage, wireless transmission, rechargeable battery, local processing and data collection sensors. The unit relays data to an intelligent device that provides feedback to the user. | 1. A method of analyzing motion data derived from inertial sensors affixed to a body using an intelligent device, the method comprising: receiving, via wireless transmission, raw three-dimensional motion data at the intelligent device, wherein the raw three-dimensional motion data is derived from one or more of the inertial sensors affixed to the body;processing, via a processor, the raw three-dimensional data into translatable data points, the processing method comprising one or more of: cleaning the data to eliminate noise;detecting cycles in the data and isolating these cycles;detecting motion features in the data comprising pronation, hip-drop, stride length, foot strike, hip tilt, hip rotation, and toe rotation;detecting form features in the data; andperforming single and double integrations on the data;deriving specified metrics from the processed data comprising one or more of a stride length, an impact force, a pace, and a cadence; andcommunicating, in real-time, a portion of derived specified metrics to the user via a visual interface. 2. The method of claim 1, further comprising receiving three-dimensional data by at least one of: live-streaming the data and uploading the data at a later time. 3. The method of claim 1, further comprising sending data back to the intelligent device for further processing after being uploaded to the server. 4. The method of claim 1, further comprising initiating cues, alerts, or other communications with the user upon recognition of specified metrics or motion features, wherein the cues, alerts, or other communications are set by at least one of: manually set by the user orautomated by the intelligent device. 5. The method of claim 4, further comprising initiating communication with the user, wherein initiating communication with the user utilizes at least one of: patterns, thresholds, and sequences within the specified metrics or motion features as determined by the intelligent device or set by the user. 6. The method of claim 1, further comprising comparing multiple sets of data, wherein the comparing of multiple sets of data comprises at least one of: a single user comparing an historical data set to a current data set, a comparison between multiple users, and a comparison between a single user's data set to an ideal form. 7. The method of claim 1, further comprising highlighting the gait analysis results via a simple user interface. 8. The method of claim 1, further comprising using motion-triggered cues to dynamically change the settings on the device during use. 9. The method of claim 1, further comprising reducing noise in the signal by minimizing device inertia and by rendering the device immobile on the surface of the skin. 10. The method of claim 1, wherein the inertial sensors are affixed to the body via an adhesive. 11. The method of claim 1, further comprising: outputting processed data back to the sensing device or the user;uploading the processed data to a server;directly comparin... | - | A61B005/00 A61B005/11
US10406345 | B2 | 2019-09-10 | Dual sensor electrodes for providing enhanced resuscitation feedback | 2016-09-30 | A system for facilitating resuscitation includes: a first electrode assembly having a therapy side and a first motion sensor; a second electrode assembly having a therapy side and a second motion sensor; processing circuitry operatively connected to and programmed to receive and process signals from the first and second motion sensors to estimate at least one of a chest compression depth and rate during administration of chest compressions and to compare the chest compression depth or rate to a desired range; and an output device for providing instructions to a user to administer chest compressions based on the comparison of the estimated chest compression depth or rate to the desired range. One or both of the electrode assemblies may be constructed so that the conductive therapeutic portion is able to maintain substantial conformance to the anatomy of the patient when coupled thereto. For example, at least a portion of the flexible electrode pad may be able to flex from a more rigid sensor housing, or the sensor housing itself may be relatively small compared to the flexible electrode pad so as not to cause lift off of the therapeutic side from the patient. | 1. A system for facilitating resuscitation, comprising: a resuscitation assembly comprising: a first electrode assembly comprising a therapy side configured to sense ECG signals and deliver a therapeutic shock and a first motion sensor,a second electrode assembly comprising a therapy side configured to sense ECG signals and deliver a therapeutic shock and a second motion sensor and an identification component associated with the resuscitation assembly;processing circuitry operatively connected to the resuscitation assembly and configured to identify the resuscitation assembly as one of a pediatric or adult resuscitation assembly based on an identification signal produced by the identification component,receive and process signals from at least one of the first and second motion sensors to estimate at least one of a compression depth and rate during administration of chest compressions, andreceive and process ECG signals from the first and second electrode assemblies and deliver electrotherapy through the first and second electrode assemblies; andan output device for providing one or more chest compression parameters including at least one of the estimated compression depth and the estimated compression rate for a user,wherein the output device is configured to adjust presentation of the one or more chest compression parameters based on whether the resuscitation assembly is identified as pediatric or adult, andwherein the processing circuitry is configured to compare at least one of the estimated compression depth and the estimated compression rate to a desired range, and the output device is configured to display at least one of the estimated compression depth and the estimated compression rate and provide chest compression prompting for the user when the resuscitation assembly is identified as adult and the output device is configured to display at least one of the estimated depth and the estimated rate without providing chest compression prompting for the user when the resuscitation assembly is identified as pediatric. 2. The system of claim 1, wherein the processing circuitry is configured to determine a placement orientation of the first electrode assembly and the second electrode assembly on a patient based on a signal from at least one of the first motion sensor and the second motion sensor. 3. The system of claim 2, wherein the processing circuitry is configured to determine whether the first electrode assembly is positioned on a first portion of the patient's anatomy based on a signal from the first motion sensor and whether the second electrode assembly is positioned on a second portion of the patient's anatomy in an anterior-posterior orientation based on a signal from the second motion sensor. 4. The system of claim 2, wherein the processing circuitry is configured to determine whether the first electrode assembly is positioned on a first portion of the patient's anatomy based on a signal from the second motion sensor and whether th... | ZOLL MEDICAL CORPORATION | A61N001/39 A61N001/04 A61H031/00 A61B005/00 A61B005/11
US10416865 | B2 | 2019-09-17 | Medical device with enhanced user interface controls | 2016-06-27 | A patient monitoring interface of a medical device includes a modifier screen including parameter selection regions having a predetermined size. At least one of the plurality of parameter selection regions includes parameter setting option subregions. A total set of parameter setting options includes a default subset of parameter setting options and a secondary subset of parameter setting options. In a primary display mode, the parameter selection region displays the default subset of parameter setting options in the predetermined number of parameter setting option subregions and an indicator region, with the secondary subset of parameter setting options not displayed. The indicator region is selectable to cause display of one or more of the secondary subset of parameter setting options in one or more of the parameter setting option subregions in place of a corresponding one or more of the default subset of parameter setting options. | 1. A medical device comprising: a processor;a display;a memory having encoded instructions stored thereon that, when executed by the processor, cause the processor to create a patient monitoring interface on the display, the patient monitoring interface including:a home screen displaying a plurality of monitored values in a corresponding plurality of home screen monitoring regions, and wherein one or more of the home screen monitoring regions includes a modifier display subregion displaying one or more selected modifiers including parameters and selected parameter options selected in the modifier screen;a modifier screen reached based on selection of the modifier display subregion and including a plurality of parameter selection regions, each of the plurality of parameter selection regions included in a row aligned with a modifier of a patient measurement to be monitored and having a predetermined number of subregions associated with different parameters, and wherein the predetermined number of subregions is lower than a total number of parameters associated with the modifier;wherein the modifier screen further includes: for at least one of the plurality of parameter selection regions, display of an initial parameter in each of the plurality of parameter selection subregions and display of a first indicator region at an end of the row which, when selected, causes the plurality of parameter selection subregions to cycle through a set of parameters, the set of parameters including a number of parameters greater than the number of parameter selection subregions; andfor at least one of the plurality of parameter selection subregions, display of a plurality of parameter setting option subregions and a second indicator region, which, when selected, causes the plurality of parameter setting option subregions to cycle through a set of parameter settings, the set of parameter settings including a number of parameter settings greater than the number of parameter setting option subregions;wherein the second indicator region includes an arrow positioned in a first direction to allow the plurality of parameter setting option subregions to cycle through the set of parameter settings in a first direction until an end is reached; andwherein, when the end is reached, the arrow changes direction to allow the plurality of parameter setting option subregions to cycle through the set of parameter settings in an opposite second directionwherein, the processor is further configured to, in response to selection by a user of a confirmation button on the modifier screen, determine whether a required parameter setting option remains unselected, and, in response to determining that a required parameter setting option remains unselected, display a notification message on the display indicating to select the required parameter setting option. | WELCH ALLYN, INC. | G06F003/0484 G06F003/0482 A61B005/00 G16H040/63 A61B005/01 A61B005/021 A61B005/024 A61B005/08 A61B005/145
US10420481 | B2 | 2019-09-24 | Apparatus for effective ablation and nerve sensing associated with denervation | 2018-07-13 | An intravascular catheter for nerve activity ablation and/or sensing includes one or more needles advanced through supported guide tubes (needle guiding elements) which expand to contact the interior surface of the wall of the renal artery or other vessel of a human body allowing the needles to be advanced though the vessel wall into the extra-luminal tissue including the media, adventitia and periadvential space. The catheter also includes structures which provide radial and lateral support to the guide tubes so that the guide tubes open uniformly and maintain their position against the interior surface of the vessel wall as the sharpened needles are advanced to penetrate into the vessel wall. Electrodes near the distal ends of the needles allow sensing of nerve activity before and after attempted renal denervation. In a combination embodiment ablative energy or fluid is delivered from the needles in or near the adventitia to ablate nerves outside of the media while sparing nerves within the media. | 1. A method of modulating nerve activity, comprising: positioning a distal portion of a catheter within a renal vessel;advancing a first needle guiding element and a second needle guiding element outward from the catheter toward an inside surface of the renal vessel;advancing a first needle and a second needle through the first needle guiding element and second needle guiding element, respectively, and into a peri-vascular space outside of the inside surface of the renal vessel, wherein a distal end of the first needle guiding element and a distal end of the second needle guiding element are configured to maintain their position against the inside surface of the renal vessel as the first needle and the second needle advance into the peri-vascular space; andoperating the catheter to provide at least one modality of neurolysis to nerves located in the peri-vascular space or to sense nerve activity from at least one of the first and second needles. 2. The method as in claim 1, wherein the at least one modality of neurolysis includes injecting an ablative fluid through the first needle and the second needle to form two ablative fluid zones in the peri-vascular space. 3. The method as in claim 2, wherein the ablative fluid injected from each needle into the peri-vascular space travels circumferentially forming one zone for each needle where the zones approximately intersect to form a ring of neurolysis. 4. The method as in claim 2, wherein injecting the ablative fluid comprises injecting ethanol. 5. The method as in claim 1, wherein the at least one modality of neurolysis includes providing ablation of nerves using energy delivered by at least the first needle. 6. The method as in claim 5, where the energy delivered is in the radiofrequency spectrum. 7. The method as in claim 5, where the energy delivered includes providing ultrasonic ablation from an ultrasound transducer. 8. The method as in claim 1, further including evaluating nerve activity by comparison to a treatment criterion. 9. The method as in claim 5, wherein operating the catheter to sense nerve activity uses a return that is provided by at least one of: the second needle, an electrode on the skin of the patient, or an electrode on the catheter. 10. The method as in claim 1, wherein operating the catheter to sense nerve activity includes sensing nerve activity during two or more periods of time separated by at least 30 seconds. 11. The method as in claim 10, where the two or more periods of time include a first period of time before ablation and a second period of time after ablation. 12. The method as in claim 1, wherein the catheter includes a third needle, wherein operating the catheter to sense nerve activity includes sensing nerve activity between the first needle and the second needle, between the first needle and the third needle, or between the second needle and the third needle. 13. The method as in claim 1, including evaluating the quality of neurolysis by comparison... | Ablative Solutions, Inc. | A61B003/02 A61B005/04 A61M031/00 A61B005/00 A61B018/14 A61B017/32 A61B005/20 A61B018/18 A61B018/00 A61B018/02 A61B018/04 A61M025/00 A61B090/00 A61B018/12 A61B017/00
US10413349 | B2 | 2019-09-17 | System and methods for identifying tissue and vessels | 2011-03-04 | A surgical system and corresponding methods for identifying tissue or vessels and assessing their conditions includes a probing signal source for applying a probing signal to the tissue and a response signal monitor for monitoring a response signal that varies according to the level of blood circulation in the tissue or vessels. The response signal monitor monitors the response signal over an interval equal to or longer than an interval between two successive cardiac contractions. The surgical system includes a microprocessor that analyzes the amplitude and/or phase of the response signal to determine the level of blood circulation in the tissue or in different portions of the tissue, and determines a tissue parameter based upon the level of blood circulation. The surgical system may monitor a cardiac signal related to cardiac contractions and correlate the response signal and the cardiac signal to determine a level of blood circulation in the tissue. | 1. A method of determining a tissue parameter for an energy-based tissue-sealing system, comprising: grasping tissue using two jaw members;applying a probing signal to the tissue, the probing signal being configured to interact with the tissue;over an interval longer than an interval between two successive cardiac contractions, monitoring a response signal in response to the probe signal and changes in distance between the two jaw members caused by the cardiac contractions;processing, using a processor, the monitored cardiac contractions, the changes in distance, and the response signal to determine a tissue parameter by: determining amplitudes of the response signal in the tissue over the interval longer than the interval between two successive cardiac contractions;determining levels of blood circulation in the tissue based upon the amplitudes of the response signal and the changes in distance between the two jaw members over the interval longer than the interval between two successive cardiac contractions; anddetermining a tissue parameter based upon the levels of blood circulation; andadjusting energy output from an energy output stage of the energy-based tissue-sealing system based on the tissue parameter. 2. The method of claim 1, wherein the tissue parameter is a tissue type. 3. The method of claim 2, wherein the tissue type is selected from the group consisting of connective tissue, muscle tissue, nervous tissue, and epithelial tissue. 4. The method of claim 2, wherein the tissue type includes a vessel type. 5. The method of claim 4, wherein the vessel type is selected from the group consisting of an artery, an arteriole, a capillary, a venule, and a vein. 6. The method of claim 1, wherein the tissue parameter is a tissue condition. 7. The method of claim 6, wherein the tissue condition is whether the tissue is damaged. 8. The method of claim 1, wherein applying the probing signal to tissue includes applying the probing signal to different portions of the tissue, wherein determining the amplitudes of the response signal includes determining the amplitudes of each response signal at the frequencies of cardiac contractions to determine the levels of blood circulation in each different portion of the tissue, andwherein determining the tissue parameter includes determining the tissue parameter based on the levels of blood circulation in each different portion of the tissue. 9. The method of claim 1, wherein the probing signal is selected from the group consisting of an acoustical signal, an optical signal, and an RF signal. 10. The method of claim 1, wherein the probing signal is an RF signal, and wherein monitoring the response signal includes monitoring the response signal at a sampling frequency within a range from 10 kHz to 10 MHz. 11. The method of claim 1, wherein monitoring the response signal includes monitoring the response signal with an energy-based tissue sealing instrument. 12. The method of claim 1, wherein determining... | COVIDIEN LP | A61B017/00 A61B018/00 A61B018/14 A61B005/053 A61B005/0295
US10417893 | B2 | 2019-09-17 | Wearable alert system | 2017-01-04 | In one embodiment, a system that stores information indicative of real-time locations of a wearable alert devices, receives information indicative of a potentially dangerous condition in a geographic area, determines which of the wearable alert devices are in the geographic area, and outputs alerts for transmittal to the wearable alert devices in the geographic area. In another embodiment, the system stores a user profile that associates a wearable alert device with a user and includes contact information for an emergency contact, receives information indicative of a real-time location of the wearable alert device and information indicating that the user of the wearable alert device is potentially experiencing an abnormal physiological condition, and outputs an alert for transmittal to the emergency contact that includes an indication that the user is potentially experiencing the abnormal physiological condition and the real-time location of the wearable alert device. | 1. A computer-implemented method, comprising: storing a user profile associating a wearable alert device with a user by one or more servers that are remote from the wearable alert device, the user profile including contact information for an emergency contact;repeatedly receiving, by the one or more remote servers, information indicative of a real-time location of the wearable alert device;automatically and repeatedly updating a remote device location database, by the one or more remote servers, to reflect the real-time location of the wearable alert device;receiving information indicating that the user of the wearable alert device is potentially experiencing an abnormal physiological condition from the wearable alert device, wherein the wearable alert device includes one or more position sensors that determine a position of the wearable alert device relative to a ground level and the indication that the user is potentially experiencing the abnormal physiological condition is based on the position of the wearable alert device relative to the ground level; andoutputting an alert including the real-time location of the wearable alert device and an indication that the user of the wearable alert device is potentially experiencing the abnormal physiological condition to a communications network for transmittal to the emergency contact. 2. The method of claim 1, wherein: the wearable alert device further includes one or more physiological sensors that determine one or more physiological parameters of the user; and the method further comprises providing functionality for a determination that the user is potentially experiencing the abnormal physiological condition based on the one or more physiological parameters. 3. The method of claim 2, wherein: the wearable alert device determines that the user is potentially experiencing the abnormal physiological condition based on the one or more physiological parameters;the wearable alert device outputs the information indicating that the user is potentially experiencing the abnormal physiological condition to the communications network for transmittal to the one or more remote servers; andthe one or more remote servers output the alert. 4. The method of claim 2, wherein: the wearable alert device outputs the one or more physiological parameters to the communications network for transmittal to the one or more remote servers;the one or more remote servers determine that the user is potentially experiencing the abnormal physiological condition based on the one or more physiological parameters; andthe one or more remote servers output the alert. 5. The method of claim 2, wherein the one or more physiological parameters comprise body temperature, heart rate, brain activity, muscle motion, sweat rate, blood pressure, pulse oximetry, blood chemistry, respiratory rate, electrodermal activity, or brain waves. 6. The method of claim 1, wherein the real-time location of the wearable alert device is determined by the ... | LOCATOR IP, L.P. | G05B005/00 G08B021/04 A61B005/00 G08B027/00 G08B025/01
US10413246 | B2 | 2019-09-17 | Detection of human-machine interaction errors | 2015-06-22 | Disclosed are a system and method of detection of an interaction-error. The interaction-error is derived from an incorrect decision and is directed to interacting with a machine. During human-machine interaction, command related data values are obtained. Command related data values characterize any one of an interacting-command and an interacting-action. The command related data values are compared with command related reference data values, and an interaction-error is identified if a difference between the command related data values and the command related reference data values complies with a predefined criterion. | 1. A method of detecting an interaction-error during an interaction of a subject with a machine; the method comprising: during interaction of the subject with the machine, using at least one sensor for measuring command related data values; wherein command related data values are derived from and characterize a motor-command generated by the subject, during the interaction of the subject with the machine, for instructing a body part other than a subject's brain interacting with the machine and/or derived from and characterize an interacting-action, which results from the motor-command and is performed by the body part other than the subject's brain for the purpose of interacting with the machine;the at least one sensor being operatively connected to at least one of: i. the body part other than the subject's brain, which is used for interacting with the machine;ii. the subject's brain; andiii. the machine;using a computer processor for:comparing the command related data values being measured with pre-stored command related reference data values, and determining a difference between them;based on a determined difference between the command related data values being measured and the pre-stored command related reference data values, identifying that the command related data values, characterizing the motor-command generated by the subject during the interaction of the subject with the controlled machine, are indicative of an interaction-error, under a condition that the determined difference complies with a predefined value; andinitiating execution of one or more operations in response to the identified interaction-error in order to abort or correct the interaction-error. 2. The method according to claim 1, wherein the interaction-error includes any one of: an erroneous motor-command instructing a body part, interacting with a human-machine interacting device operatively connected to the machine, to perform one or more erroneous interacting-actions; the interacting-action is directed for controlling the machine for performing a desired machine operation; andan erroneous interacting-action performed by one or more body parts, interacting with the human-machine interacting device, for controlling the machine for performing a desired machine operation. 3. The method according to claim 1, wherein the measuring of command related data values includes one or more of: measuring electromyography (EMG) at a muscle of the at least one body part;measuring kinematics at the at least one body part;measuring at a human-machine interaction device operatively connected to the machine, one or more of:kinematics resulting from an interacting-action;force, or derivative thereof, applied on the human-machine interaction device resulting from an interacting-action;time to lift of the at least one body part from human-machine interaction device;measuring autonomic nervous system reaction data related to motor activity; andmeasuring an increase and/or decrease in activit... | Eldad Izhak Hochman Zvi Ginosar | A61B005/00 A61B005/04 A61B005/0476 A61B005/0488 A61B005/11 A61B005/22 A61B003/113 A61B003/12 A61B005/16 G06F003/01 G06F003/16 G09B005/00 G06F011/34
US10405766 | B2 | 2019-09-10 | Method of exploring or mapping internal cardiac structures | 2016-09-25 | Methods and systems for mapping and displaying cardiac structures are disclosed. The method includes sensing cardiac electrical signals at a plurality of points and generating a cardiac map of at least a portion of one or more cardiac structures based on at least a portion of the sensed cardiac electrical signals. A surface map having a corresponding first position relative to the cardiac map is generated. The surface map includes a first surface point, where a first cardiac electrical signal feature is represented on the surface map at the first surface point if a corresponding first cardiac electrical signal is sensed at a point that is located within a threshold distance of the first surface point. The cardiac map and the surface map, at the first position, are displayed. The surface map may be repositioned to a second position. | 1. A method for mapping and displaying internal cardiac structures, the method comprising: sensing, using a mapping probe, a plurality of cardiac electrical signals at a plurality of points;generating, using a processing device, a cardiac map of at least a portion of one or more cardiac structures based on at least a portion of the plurality of cardiac electrical signals;generating, using the processing device, a repositionable surface map having a first position relative to the cardiac map;displaying, on a display device, the cardiac map;displaying, on the display device, the repositionable surface map at the first position;receiving, via a user input device, a user input to reposition the repositionable surface map to a second position; anddisplaying, on the display device, the repositionable surface map at the second position in response to the user input. 2. The method of claim 1, the repositionable surface map comprising a first surface point, wherein sensing the plurality of cardiac electrical signals at the plurality of points comprises sensing a first cardiac electrical signal feature of a first cardiac electrical signal of the plurality of cardiac electrical signals at a point that is located within a threshold distance of the first surface point; and the method further comprising displaying the first cardiac electrical signal feature on the repositionable surface map at the first surface point. 3. The method of claim 2, wherein the first surface point is not located on the cardiac map. 4. The method of claim 2, wherein the first cardiac electrical signal feature is not represented on the cardiac map. 5. The method of claim 2, wherein the first cardiac electrical signal feature comprises at least one of: an activation time, a minimum voltage value, a maximum voltages value, a maximum negative time-derivative of voltage, an instantaneous potential, a voltage amplitude, a dominant frequency, and a peak-to-peak voltage. 6. The method of claim 2, the repositionable surface map comprising a second surface point, wherein sensing the plurality of cardiac electrical signals at the plurality of points comprises sensing a second cardiac electrical signal feature of a second cardiac electrical signal of the plurality of cardiac electrical signals is sensed at a point that is located within a threshold distance of the second surface point; and the method further comprising displaying the second cardiac electrical signal feature at the second surface point. 7. The method of claim 1, wherein the repositionable surface map is a plane map. 8. The method of claim 1, further comprising: receiving a signal to view the repositionable surface map in a quick-view mode and performing less than all of a plurality of display-enhancing functions to render the repositioned surface map in the quick-view mode. 9. The method of claim 1, wherein the repositionable surface map passes through a papillary muscle or a septum of the one or more cardiac structures. | Boston Scientific Scimed, Inc. | A61B005/044 A61B005/042 A61B005/00 A61B005/04 A61B005/0452
US10420601 | B2 | 2019-09-24 | Systems and methods for limiting joint temperature | 2016-09-14 | Limiting joint temperature. At least some of the example embodiments are systems including an electrosurgical probe and a high frequency power supply. The electrosurgical probe may include: a shaft with a distal end, a proximal end, and lumen defined within the shaft; an active electrode disposed near the distal end; a return electrode disposed on the shaft; and a temperature sensor disposed on the shaft spaced away from the active electrode and the return electrode, the temperature sensor is electrically insulated from the electrically conductive fluid. The high frequency power supply may be coupled to the active electrode, and configured to provide an electrical energy output between the active electrode and the return electrode. | 1. A system comprising: an electrosurgical probe comprising: a shaft with a distal end, a proximal end, and lumen defined within the shaft;an active electrode disposed near the distal end of the shaft;a return electrode positioned on the shaft; anda temperature sensor disposed on the shaft spaced away from the active electrode and the return electrode, the temperature sensor electrically insulated from tissues and fluids outside the shaft;a high frequency power supply, the high frequency power supply coupled to the active electrode, and the high frequency power supply configured to provide an electrical energy output between the active electrode and the return electrode;wherein the electrosurgical probe and the high frequency power supply are configured to form an ionized vapor layer in an electrically conductive fluid in a region between the active electrode and a target tissue so as to volumetrically remove the target tissue. 2. The system of claim 1 wherein the temperature sensor is disposed at least 5 mm away from the distal end of the shaft. 3. The system of claim 1 wherein the high frequency power supply further comprises an analog-to-digital converter coupled to the temperature sensor, the analog-to-digital converter configured to convert a reading of the temperature sensor to a digital signal. 4. The system of claim 1 wherein the temperature sensor further comprises a thermocouple. 5. The system of claim 1 wherein the temperature sensor further comprises a T-type thermocouple. 6. The system of claim 1 wherein the temperature sensor further comprises a thermistor. 7. The system of claim 1 wherein the temperature sensor further comprises a resistance temperature detector. 8. The system of claim 1 further comprising a microprocessor associated with the high frequency power supply, the microprocessor is configured to control the high frequency power supply based on a temperature measured by the temperature sensor. 9. The system of claim 8 wherein the microprocessor is programmed with a series of temperature limits, and is configured to generate an alarm if the temperature sensor measures temperature of the electrically conductive fluid in excess of a first limit, and to reduce or deactivate the electrical energy output if the temperature sensor measures temperature of the electrically conductive fluid in excess of a second limit. 10. The system of claim 9 wherein the microprocessor is configured to receive a user selection of the first limit. 11. The system of claim 8 wherein the microprocessor is configured to monitor and control power output from the active electrode in accordance with the temperature measured by the temperature sensor. 12. The system of claim 1 wherein electrically conductive fluid located at a target site provides a current path between the active electrode and the return electrode. 13. The system of claim 12 wherein the target site comprises a location within a body or joint space. 14. The system of claim 12... | ArthroCare Corporation | A61B018/12 A61B005/01 A61B018/14 A61B005/00 A61B017/00 A61B018/00
US10405081 | B2 | 2019-09-03 | Intelligent wireless headset system | 2018-01-18 | An intelligent wireless headset system in embodiments of the present invention may have one or more of the following features: (a) a left ear portion having at least one microphone and at least one speaker associated therewith, (b) a right ear portion having at least one microphone and at least one speaker associated therewith, (c) a connecting band between the left ear portion and the right ear portion, (d) a wireless radio transceiver disposed within the intelligent wireless headset, (e) a cellular transceiver disposed within the intelligent wireless headset, (f) a headset network capable of operably coupling the intelligent wireless headset with at least one device in the headset network, (g) sensors to collect biometric information, (h) a camera for collecting video information, (i) outer speakers located on the housing, and (j) a memory for storing biometric information. | 1. An intelligent wireless headset, comprising: a left ear portion having at least one microphone and at least one speaker associated therewith;a right ear portion having at least one microphone and at least one speaker associated therewith;a connecting band between the left ear portion and the right ear portion;at least one sensor operably coupled to the left or the right ear portion;a left ear cushion on an interior portion of the left ear portion;a right ear cushion on an interior portion of the right ear portion;a left hard exterior surface at an exterior portion of the left ear portion;a right hard exterior surface at an exterior portion of the right ear portion;a gestural interface disposed within the left or the right ear portion wherein the gestural interface receives gestures from a user at the left hard exterior surface or the right hard exterior surface using optical detectors;a processor disposed within the intelligent wireless headset and operatively connected to the at least one microphone of the left ear portion, the at least one speaker of the left ear portion, the at least one microphone of the right ear portion, the at least one speaker of the right ear portion, and the at least one sensor on the left or the right ear portion; wherein the processor is configured to receive various external stimuli from the at least one sensor and process the ambient sound from the left ear portion and the ambient sound from the right ear portion and reproduce a processed version of the ambient sound from the left ear portion at the at least one speaker of the left ear portion and a processed version of the ambient sound from the right ear portion at the at least one speaker of the right ear portion based on the various external stimuli characterizing the ambient environment;a wireless radio transceiver disposed within the intelligent wireless headset; anda cellular transceiver disposed within the intelligent wireless headset. 2. The intelligent wireless headset of claim 1 wherein a first of the at least one microphone of the left ear portion is positioned to detect ambient sound. 3. The intelligent wireless headset of claim 2 wherein a first of the at least one microphone of the right ear portion is positioned to detect ambient sound. 4. The intelligent wireless headset of claim 1 further comprising at least one imaging sensor mounted on the right ear portion. 5. The intelligent wireless headset of claim 4 further comprising at least one imaging sensor mounted on the left ear portion. 6. The intelligent wireless headset of claim 4 wherein the at least one imaging sensor is a time of flight sensor. 7. The intelligent wireless headset of claim 1 further comprising a plurality of microphones arranged along the connecting band. 8. The intelligent wireless headset of claim 7 wherein the plurality of microphones are arranged along the connecting band in a beamforming array. | BRAGI GmbH | H04R001/10 A61B005/117 G06F003/16 G06F003/01 H04N005/225 H04M001/60
US10405759 | B2 | 2019-09-10 | Blood pressure measurement cuff and attachment method thereof | 2017-01-10 | A blood pressure measurement cuff includes a belt-shaped body and a ring having a temporary fastening structure that allows a region continuous with the outer circumferential end of the belt-shaped body to be pulled through the ring away from the measurement site during attachment and suppresses a case in which the region continuous with the outer circumferential end of the belt-shaped body is pulled back through the ring by elastic force of the measurement site. The temporary fastening structure includes a sleeve member fitted around a second side of the ring for pivoting around the second side. The sleeve member includes a first region that allows the outer cloth to slide and a second region having a projection that applies friction to the outer cloth in that order from an upstream side toward a downstream side with respect to a direction in which the belt-shaped body is pulled. | 1. A blood pressure measurement cuff to be wrapped in one direction along a circumferential direction around a measurement site, the blood pressure measurement cuff comprising: a belt-shaped body obtained by enveloping a fluid bladder with an inner cloth to be in contact with the measurement site and an outer cloth opposing the inner cloth;a ring attached via a ring attachment member to a region on an inner circumferential end side of the outer cloth; anda hook-and-loop fastener provided in a region on an outer circumferential end side of the inner cloth and fixed detachably to the outer cloth,wherein the ring includes a first side that extends in a direction intersecting the circumferential direction, a second side that extends along the first side, and a pair of connecting portions that connect ends of the first and second sides, and at least a portion of the first side is attached to a region on the inner circumferential end side of the outer cloth so as to be surrounded by the ring attachment member; the ring has a temporary fastening structure that allows a region continuous with an outer circumferential end of the belt-shaped body to be pulled through the ring with arm strength away from the measurement site during attachment and suppresses a case in which a region continuous with the outer circumferential end of the belt-shaped body pulled by the arm strength is pulled back through the ring by elastic force of the measurement site;the temporary fastening structure has a sleeve member fitted around the second side so as to be capable of pivoting;the sleeve member has a generally elliptical cross-section,wherein when the sleeve member is within a range of pivoting around the second side, a gap through which the belt-shaped body can pass is, in a natural state, present between an outer circumferential surface of the ring attachment member and an outer circumferential surface of the sleeve member; and the sleeve member includes, in a range of the outer circumferential surface of the sleeve member that can face the first side, a first region that allows the outer cloth to slide when the region continuous with the outer circumferential end of the belt-shaped body is pulled through the ring in a direction away from the measurement site by arm strength and a second region having a projection that, when the region continuous with the outer circumferential end of the belt-shaped body attempts to return through the ring due to elastic force of the measurement site, enters into the gap as a result of the sleeve member rotating around the second side due to the belt-shaped body and catches on and applies friction to the outer cloth, in that order from an upstream side toward a downstream side with respect to a direction in which the region continuous with the outer circumferential end of the belt-shaped body is pulled. 2. The blood pressure measurement cuff according to claim 1, further comprising: a restricting element that restricts a range in which... | OMRON HEALTHCARE Co., Ltd. | A61B005/022 A61B005/021
US10420457 | B2 | 2019-09-24 | Analyzing apparatus | 2016-09-16 | An analyzing apparatus according to an embodiment of the present invention includes: a light source apparatus; an image sensor that generates color image data by capturing an image of biological tissue illuminated by light generated by the light source apparatus; an indicator calculation unit that calculates an indicator X that indicates a feature amount Q of the biological tissue, based on the color image data; and a feature amount acquisition unit that acquires the feature amount Q based on the indicator X. The feature amount acquisition unit includes a contribution calculation unit that calculates a contribution C based on at least two colors of single-color image data included in the color image data, the contribution C of scattering on a spectral characteristic of the biological tissue. Also, the feature amount acquisition unit acquires the feature amount Q based on the indicator X and the contribution C. | 1. An analyzing apparatus comprising: a light source apparatus;an image sensor that generates color image data by capturing an image of biological tissue illuminated by light generated by the light source apparatus, the color image data being RGB color image data;an indicator calculator that calculates an indicator X that indicates a feature amount Q of the biological tissue, based on the color image data; anda feature amount acquirer that acquires the feature amount Q based on the indicator X,wherein the light source apparatus switches between generating light for calculating the indicator X and normal light,the feature amount acquirer includes a contribution calculator that calculates a contribution C based on at least two colors of single-color image data included in the color image data, the contribution C quantifying a degree of contribution of scattering on a spectral characteristic of the biological tissue,the feature amount acquirer acquires the feature amount Q based on the indicator X and the contribution C,the contribution calculator calculates the contribution C based on color image data obtained by capturing an image of the biological tissue illuminated by the normal light as a ratio of R single-color image data to G or B single-color image data in the color image data of one frame, andthe light for calculating includes: first light that has a continuous spectrum distributed in a first wavelength region in which light is absorbed by first and second biological substances included in the biological tissue; andsecond light that has a continuous spectrum distributed in a second wavelength region in the first wavelength region,the light source apparatus switches between generating the first light, the second light, and the normal light, andthe indicator calculator calculates the indicator X based on first observation image data G1 obtained by capturing an image of the biological tissue illuminated by the first light and second observation image data G2 obtained by capturing an image of the biological tissue illuminated by the second light,wherein each wavelength bounding the first wavelength region and the second wavelength region is located at an isosbestic point. 2. The analyzing apparatus according to claim 1, wherein the contribution calculator includes a storage configured to store information indicating a relationship between the feature amount Q, the indicator X, and the contribution C, andthe feature amount acquirer acquires the feature amount Q based on the information, the indicator X, and the contribution C. 3. The analyzing apparatus according to claim 2, wherein the information is a numerical value table or a function that expresses the relationship between the feature amount Q, the indicator X, and the contribution C. 4. The analyzing apparatus according to claim 3, wherein the information expresses a plurality of sets of the indicator X, the contribution C, and the feature amount Q, andthe feature amount acquirer select... | HOYA CORPORATION | A61B005/1455 A61B001/06 A61B005/00 A61B005/145 G06T007/00 A61B001/00
US10417926 | B2 | 2019-09-17 | Biofeedback virtual reality system and method | 2016-02-16 | The present disclosure relates to optimizing an individual's heart-rate cycle using a biofeedback virtual reality system so as to facilitate coherence and resonance, by which a subject's emotional state, stress levels and performance may be concurrently improved. In an embodiment, a biofeedback virtual reality system and method as disclosed herein accesses an individual's current coherence state and based upon that analysis, provides a virtual environment related to the individual's current coherence state and allows the individual to progress to alternative virtual environments that represent “better” or more coherent states. A biofeedback virtual reality system can include a heart monitor and an RR interval monitor that provide information related to the individual's HRV. A biofeedback virtual reality system can be conveniently portable and therefore used at most any location so as to afford the individual the ability to decrease their stress level and/or improve their state of mind as desired. | 1. A biofeedback virtual reality system comprising: a virtual reality headset having a viewing area for a user;a sensor, the sensor producing a signal indicative of a physiological parameter of the user;a portable computing device coupled to the virtual reality headset and electronically coupled to the sensor, the portable computing device configured to receive the signal and including a processor and a memory, the memory including a plurality of virtual reality environments and a set of instructions executable by the processor, the instructions including; determining the mental state of the user based upon the signal;selecting a one of the plurality of environments based on the determined mental state;delivering the selected one of the plurality of environments to the user on the viewing area;adjusting the selected one based upon the determining, wherein the adjusting is in the form of setting a plurality of initial conditions associated with the selected one of the virtual reality environments;monitoring the signal; andaltering the selected one of the plurality of environments based upon the monitoring. 2. A biofeedback virtual reality system according to claim 1, wherein the physiological parameter is an RR interval. 3. A biofeedback virtual reality system according to claim 2, wherein the portable computing device receives the signal and determines a coherence, the coherence influencing the altering. 4. A biofeedback virtual reality system according to claim 2, wherein the sensor is included in a chest strap monitor. 5. A biofeedback virtual reality system according to claim 2, wherein the sensor is included in an ear clip monitor. 6. A biofeedback virtual reality system according to claim 1, wherein the virtual reality headset has a mounting area sized and configured to accept the portable computing device. 7. A biofeedback virtual reality system according to claim 1, wherein the virtual reality headset and portable computing device are integrally connected so as to form a single unit without the ability to remove the portable computing device. 8. A biofeedback virtual reality system according to claim 1, wherein the set of instructions further includes providing a breath indicator in the viewing area, the breath indicator prompting the user to take a breath at predetermined times. 9. A biofeedback virtual reality system according to claim 8, further including a breathing monitor suitable for monitoring the breathing of the user and wherein the instructions further include determining the user's reaction time to the prompting of the breath indicator. 10. A biofeedback virtual reality system according to claim 9, wherein the set of instructions further includes incorporating the reaction time into the predetermined times for prompting. 11. A biofeedback virtual reality system comprising: a sensor configured to produce a first signal representative of a user's heart rate and to produce a second signal representative of the time betwe... | - | G09B019/00 G09B005/06 G16H040/63 G16H050/30 A61B005/16 A61B005/00 G06F003/01 G09B005/12 A61B005/024 G06F019/00 G16H050/20 A61B005/0408 A61B005/0456 A61B005/08
US10398863 | B2 | 2019-09-03 | Cardiac monitoring and therapy using a device for providing pressure treatment of sleep disordered breathing | 2014-07-10 | A method of using CPAP equipment to sense cardiogenic oscillations in a patient's airflow, and to monitor and treat the patient's cardiac condition. The apparatus diagnoses cardiac morbidity conditions, such as the existence of arrhythmias or other cardiac abnormalities, and influences and optimizes cardiac stroke volume. The apparatus further monitors pulse-transit time, changes in the heart pre-ejection period, and the duration of the cardiac cycle. | 1. A method for determining a cardiac condition with a pressure apparatus for treating breathing and controlling delivery of a pressurized gas by the pressure apparatus, comprising steps of: sensing, with a sensor, cardiogenic pressure oscillations or cardiogenic flow oscillations of a patient;determining, with a processor, the patient's cardiac condition with the sensed cardiogenic oscillations; anddetermining, with the processor and based on one or more sensed cardiogenic oscillations, an adjustment for a pressure delivery device of the pressure apparatus to control delivery of a pressurized gas by the pressure apparatus that would adjust to optimize a stroke volume of the patient. 2. The method of claim 1, the method further comprising adjusting a pressure of the delivery device of the pressure apparatus, based on the determined adjustment. 3. The method of claim 2 wherein the adjustment for the pressure delivery device comprises titrating positive airway pressure treatment using the pressure apparatus in accordance with one or more values of the sensed cardiogenic oscillations. 4. The method of claim 3 wherein the step of monitoring comprises discontinuous monitoring of heartbeats during a portion of a respiratory cycle. 5. The method of claim 4 wherein the portion comprises a middle to end expiration portion. 6. The method of claim 5 wherein the pressure apparatus for treating breathing comprises a sleep disordered breathing apparatus. 7. The method of claim 2 wherein the step of determining the patient's cardiac condition comprises examining one or more amplitudes of the sensed cardiogenic oscillations, and wherein determining the adjustment for the pressure delivery device is based on the one or more examined amplitudes of the sensed cardiogenic oscillations. 8. The method of claim 7 wherein the adjustment for the pressure delivery device comprises servo-controlling pressure of the pressure apparatus in accordance with one or more amplitude values of the sensed cardiogenic oscillations. 9. The method of claim 1 wherein the adjustment for the pressure delivery device is determined so as to increase the stroke volume of the patient based on the one or more of the sensed cardiogenic oscillations. 10. The method of claim 1 wherein the adjustment for the pressure delivery device is determined so as to maximize the stroke volume of the patient based on one or more of the sensed cardiogenic oscillations. 11. An apparatus for determining a cardiac condition and providing a pressure for treating breathing, comprising: at least one sensor to sense cardiogenic pressure oscillations or cardiogenic flow oscillations of a patient; anda controller, the controller coupled with the sensor and a pressure delivery device, the controller including a processor configured to determine the patient's cardiac condition with the sensed cardiogenic oscillations and to determine, based on one or more sensed cardiogenic oscillations, an adjustment to deliver... | ResMed Pty Ltd | A61B005/00 A61B005/024 A61B005/087 A61M016/00 A61M016/06 A61M016/08 A61B005/0205 A61B005/0464
US10413195 | B2 | 2019-09-17 | Method and device for monitoring and improving arteriogenesis | 2015-07-27 | A method for determining an arteriovascular condition of a subject having an arterial blood flow is shown. The method involves determining a temporal progression of an instantaneous blood flow condition of the arterial blood flow as well as deriving a slew rate of the temporal progression during an increase of the temporal progression. In addition, an arteriovascular condition indicator device is shown, which comprises: an input for receiving an input signal representing an instantaneous arterial blood flow condition of a subject and a slew rate monitor connected to the input. A corresponding control device for providing an activation signal is also shown. The control device comprises a maximum detector connected to the slew rate monitor. A method for stimulation of arteriogenesis is also shown, wherein a temporal progression of an instantaneous blood flow condition is monitored, a slew rate of the temporal progression is derived, and the maximum of the slew rate is determined. An external pressure is applied repeatedly to the arteriovascular section in synchronization with the occurrence of the determined maximum. | 1. A method for determining a measure of an arteriogenic capacity of a subject having an arterial blood flow, comprising: determining a temporal progression of an instantaneous blood flow condition of the arterial blood flow;deriving a slew rate of the temporal progression during an increase of the temporal progression;determining the maximum of the slew rate (peak velocity increase (PVI));determining red blood cell velocities in the arterial blood flow (vRBC); anddetermining a relative pulse slope index (RPSI) by forming the quotient of the PVI and a mean of the vRBC in the arterial blood flow, wherein the measure of arteriogenic capacity is a monotone function determined by the RPSI,outputting the measure of the arteriogenic capacity to an output element of an indicator device, thereby providing an indication of the arteriogenic capacity of the subject, andactivating an actuator element that applies an external pressure to the subject in response to the output of the measure of the arteriogenic capacity. 2. The method of claim 1, wherein determining the temporal progression of the instantaneous blood flow condition comprises a step of measuring at least one of the following physical quantities: an instantaneous blood flowvelocity, an instantaneous fluid pressure or an instantaneous shearing force within an arteriovascular section of the subject, the method further comprising a step of determining the blood flow condition according to a predefined function of at least one of the physical quantities. 3. The method of claim 2, wherein the value representing the maximum of the slew rate corresponds to (a) the maximum slew rate of the instantaneous blood flow velocity, (b) the maximum slew rate of the instantaneous fluid pressure, or (c) the maximum slew rate of the instantaneous shearing force, or (d) one of these maximum slew rates normalized by a mean value of the blood flow velocity, of the fluid pressure or of the shearing force or (e) one of these slew rates normalized by the ratio of the mean value of the blood flow velocity, of the fluid pressure or of the shearing force to the cross sectional diameter of the arteriovascular section or to a fraction thereof. 4. The method of claim 1, wherein deriving the slew rate of the temporal progression comprises: determining the slew rate by deriving the progression of the blood flow condition with respect to time; or determining the slew rate by relating an increase of the progression to the distance of time spanned by the increase. 5. The method of claim 1, wherein the temporal progression is represented by a time-discrete blood flow condition signal comprising at least two values of the same positive slope or by a time-continuous blood flow condition signal comprising at least one positive slope. 6. The method of claim 1, comprising repeatedly determining a variation of an arteriovascular condition with a repetition in time intervals greater than 5 days, wherein the variation of the arteriovasc... | Ivo Buschmann | A61B005/02 A61B005/026 A61B005/0215 A61B005/022 A61B005/0265 A61B005/0295 A61B005/00 A61B008/06 A61M001/10 A61M001/12
US10413184 | B2 | 2019-09-17 | Imaging biological tissue or other subjects | 2018-09-20 | A system may include emitters configured to emit radiation at a first wavelength of electromagnetic (EM) radiation and a second wavelength of EM radiation towards a biological tissue, and receivers configured to receive responses to the first and second wavelengths of EM radiation after the wavelengths of EM radiation interact with the biological tissue. The system may also include a signal mixer unit configured to perform operations that include replicate and mix first signals representative of the responses to the first wavelength of EM radiation received by the receivers and second signals representative of the responses to the second wavelength of EM radiation received by the receivers to generate a set of spectro-spatial responses, replicate and mix the spectro-spatial responses to generate markers, and replicate and mix the markers and user-selected markers to output a sequence associated with characterization of the biological tissue. | 1. A method, comprising: emitting a first wavelength of electromagnetic (EM) radiation towards a biological tissue;receiving, at a plurality of receivers arranged in a spatial pattern, responses to the first wavelength of EM radiation after the first wavelength of EM radiation interacts with the biological tissue;emitting a second wavelength of EM radiation towards the biological tissue;receiving, at the plurality of receivers, responses to the second wavelength of EM radiation after the second wavelength of EM radiation interacts with the biological tissue;performing processing on first signals representative of the received responses to the first wavelength of EM radiation and second signals representative of the received responses to the second wavelength of EM radiation, the processing including: replicating and mixing the first signals and the second signals to generate a set of spectro-spatial responses;replicating and mixing the spectro-spatial responses to generate a plurality of markers; andreplicating and mixing the plurality of markers and a plurality of user-selected markers to output a sequence associated with characterization of the biological tissue. 2. The method of claim 1, wherein the first wavelength of EM radiation is emitted by a first EM emitter and the second wavelength of EM radiation is emitted by a second EM emitter different from the first EM emitter. 3. The method of claim 1, wherein a first subset of the plurality of receivers each includes a first filter to exclude the second wavelength of EM radiation, and a second subset of the plurality of receivers each includes a second filter to exclude the second wavelength of EM radiation. 4. The method of claim 3, wherein receiving at the plurality of receivers includes, for at least a given receiver of the first subset of the plurality of receivers, both generating signals representative of the responses to the first wavelength of EM radiation, and using the first filter to exclude the responses to the second wavelength of EM radiation. 5. The method of claim 1, further comprising comparing the sequence with known sequences to predict a state of the biological tissue. 6. The method of claim 5, wherein the state includes a prognosis of one or more diseases related to the biological tissue. 7. The method of claim 1, wherein the plurality of receivers are positioned to receive the responses to the first wavelength of EM radiation and the responses to the second wavelength of EM radiation after reflecting off of the biological tissue. 8. The method of claim 1, wherein the plurality of receivers are positioned to receive the responses to the first wavelength of EM radiation and the responses to the second wavelength of EM radiation after transmission through the biological tissue. 9. The method of claim 1, wherein the replicating and mixing the first signals and the second signals to generate a set of spectro-spatial responses includes utilizing a non-linear function and... | VITAL BIOSCIENCES INC. | A61B005/00 A61B008/00 A61B005/053 G16B030/00
US10413226 | B2 | 2019-09-17 | Noncontact monitoring of blood oxygen saturation using camera | 2016-10-28 | A device for non-contact measurement of blood oxygen saturation (SpO2) in a mammalian subject including a camera and one or more arrays of LEDs each having a first set of LEDs emitting near infrared (NIR), and the second set of LEDs emitting orange light located in an optical path adapted to transmit reflected light from a subject to the camera. A controller transmits a camera trigger to the camera, and is further coupled to transmit control signals to the one or more arrays of LEDs. A processor receives photoplethysmography (PPG) data signal values from the camera. The PPG data signal values are present in the reflected light and include pulsatile and non-pulsatile components. The processor determines SpO2 values from the PPG data signal values from the measured ratios of pulsatile to non-pulsatile components of the PPG signals. | 1. A device for non-contact measurement of blood oxygen saturation (SpO2) in a human subject having a face, comprising: a camera;a microcontroller;an illumination system, coupled to receive control signals from the microcontroller, consisting of a first LED array placed proximate the left side of the camera and a second LED array symmetrically placed proximate the right side of the camera each of the first and second LED arrays having a first plurality of rows of NIR LEDs emitting near infrared (NIR) light, and a second plurality of rows of orange LEDs emitting orange light alternating with the first plurality of rows of NIR LEDs, where the first and second LED arrays are located in optical paths adapted to transmit reflected light from the face to the camera;wherein the microcontroller is connected to the first and second LED arrays to generate control signals for alternately switching the NIR LEDs and orange LEDs on and off for both the first and second LED arrays;wherein the microcontroller is also coupled to transmit a camera trigger to the camera, where the camera generates video signal values sensed from the reflected light where the reflected light includes pulsatile components and non-pulsatile components;a processor for receiving the video signal values from the camera; andwherein the processor determines SpO2 values that are proportional to the ratios of the absorbance of the NIR LEDs and the orange LEDs as transmitted in the reflected light. 2. The device of claim 1, wherein the NIR LEDS comprise a plurality of LEDs having an emitted nominal wavelength of 880 nm, and the orange LEDs have an emitted wavelength in the range of 590 nm to 635 nm. 3. The device of claim 1, wherein the camera captures an image at the camera's trigger signal rising edge when either the NIR or the orange LEDs are illuminated. 4. The device of claim 3, wherein the camera comprises a monochromatic camera. 5. The device of claim 3, wherein the camera captures an image at 10 frames/s. 6. A method for non-contact measurement of blood oxygen saturation (SpO2) in a human subject having a face, comprising: locating an illumination system consisting of a first LED array and a second LED array placed respectively on the left and right sides of a camera each of the first and second LED arrays having alternating rows of NIR LEDs emitting near infrared (NIR), and orange LEDs emitting orange light in an optical path adapted to transmit reflected light from the face to the camera;transmitting reflected light from the face to the camera by alternately illuminating the NIR LEDs and orange LEDs for both the first and second LED arrays;operating the camera to capture the reflected light to produce a plurality of video signal values;processing the video signal values from the camera, wherein the video signal values include pulsatile components and non-pulsatile components; anddetermining SpO2 values from the video signal values as proportional to the ratios of the absorbance... | ARIZONA BOARD OF REGENTS ON BEHALF OF ARIZONA STATE UNIVERSITY | A61B005/1455 A61B005/0205 A61B005/00 A61B005/024
US10420492 | B2 | 2019-09-24 | Biometric sensor arrangement and method for generating a biometric signal | 2016-07-27 | A biometric sensor arrangement (10) comprises a first radiation source (11), a second radiation source (12) that is implemented as a flash radiation source and a driver (13) coupled to the first and the second radiation source (11, 12) and configured to selectively operate the first and the second radiation source (11, 12). Moreover, the biometric sensor arrangement (10) comprises a photosensor (16) and a signal conditioning unit (18) coupled to the photosensor (16) and designed to provide a biometric signal (SB). | 1. A biometric sensor arrangement, comprising: a first radiation source,a second radiation source that is realized as flash light-emitting diode which is implemented as white light-emitting diode and is fabricated for conducting a high current that is higher than 500 mA,a driver coupled to the first and the second radiation source and configured to selectively operate the first and the second radiation source,a photosensor anda signal conditioning unit operable to provide a biometric signal,wherein the signal conditioning unit comprises a transimpedance amplifier and an analog-to-digital converter,wherein the transimpedance amplifier comprises an operational amplifier and a feedback resistor that couples a first input of the operational amplifier to an output of the operational amplifierwherein a terminal of the photosensor is connected to the first input of the operational amplifier,wherein a second input of the operational amplifier is connected to a reference potential terminal,wherein the first input of the operational amplifier is an inverting input, and the second input of the operational amplifier is a non-inverting input, andwherein the analog-to-digital converter is coupled to the output of the operational amplifier. 2. The biometric sensor arrangement according to claim 1, wherein the photosensor is configured to provide a photon signal as a function of radiation emitted by the first radiation source. 3. The biometric sensor arrangement according to claim 1, wherein the driver is configured to operate the first radiation source in a first operating phase and to operate the second radiation source in a second operating phase. 4. The biometric sensor arrangement according to claim 3, wherein the signal conditioning unit is configured to provide the biometric signal depending on a photon signal generated by the photosensor in the first operating phase and independent from the photon signal in the second operating phase. 5. The biometric sensor arrangement according to claim 3, wherein the driver is configured such that the second radiation source emits a flash in the second operating phase. 6. The biometric sensor arrangement according to claim 1, wherein the first radiation source is configured to emit radiation at a first wavelength and the second radiation source is configured to emit radiation at a second wavelength that is different from the first wavelength. 7. The biometric sensor arrangement according to claim 1, wherein the first and the second radiation source are realized as light-emitting diodes and form an anti-parallel circuit of diodes. 8. The biometric sensor arrangement according to claim 7, wherein the driver is implemented as a H-bridge that is configured to supply the first and the second radiation source. 9. The biometric sensor arrangement according to claim 7, wherein the driver comprises a current source, a further current source and a converter, andwherein the further current source couples a supply termina... | ams AG | A61B005/1455 A61B005/00 A61B005/024 A61B010/00
US10413210 | B2 | 2019-09-17 | Non-contact vital sign monitoring system | 2016-12-28 | A non-contact vital sign monitoring system transmits wireless signals to the same side of a biological subject via two antennas with different gains, and the two antennas receive two reflected signals from the biological subject with random body movement. Under a proper setup of the two antennas, the two reflected signals can be adjusted by an amplitude and phase adjusting unit to have the Doppler shift components caused by body movement with equal magnitude and out of phase and the Doppler shift components caused by vital signs with different magnitude. Therefore, the random body movement effect can be cancelled based on the relation between the two reflected signals in using the system to monitor the vital signs of the subject. | 1. A non-contact vital sign monitoring system comprising: a first radar device for generating a first transmission signal;a first antenna for transmitting the first transmission signal to a side of a subject, wherein the first antenna has a first gain value;a second radar device for generating a second transmission signal; anda second antenna for transmitting the second transmission signal to the same side of the subject, wherein the second antenna has a second gain value, and the first gain value is higher than the second gain value, wherein a first reflected signal and a second reflected signal are reflected from the subject after the first transmission signal and the second transmission signal are transmitted to the subject, the first reflected signal and the second reflected signal are both received by the first antenna and the second antenna and both delivered to the first radar device and the second radar device and, accordingly, the first radar device and the second radar device operate in a self- and mutual-injection locking state. 2. The non-contact vital sign monitoring system in accordance with claim 1, wherein the first radar device includes a first frequency demodulation and control unit and a first voltage-controlled oscillator (VCO), and the second radar device includes a second frequency demodulation and control unit and a second voltage-controlled oscillator (VCO), and wherein the first VCO is electrically connected to the first frequency demodulation and control unit for outputting the first transmission signal, and the second VCO is electrically connected to the second frequency demodulation and control unit for outputting the second transmission signal. 3. The non-contact vital sign monitoring system in accordance with claim 2, wherein the first radar further includes an amplitude and phase adjusting unit which is electrically connected with the first VCO and the first antenna, and wherein the amplitude and phase adjusting unit is used for adjusting amplitudes and phases of the first transmission signal and the first reflected signal. 4. The non-contact vital sign monitoring system in accordance with claim 1, wherein antenna beams of the first antenna and the second antenna are both directed toward a same area on the same side of the subject. 5. The non-contact vital sign monitoring system in accordance with claim 4, wherein the first antenna has a first central axis and the second antenna has a second central axis, and the first central axis and the second central axis are both directed to the same area on the same side of the subject, and wherein the second axis is parallel to a floor substantially and the first central axis is tilted relative to the floor to form an included angle of less than 90 degrees between the first central axis and the second central axis. 6. The non-contact vital sign monitoring system in accordance with claim 4, wherein the first antenna has a first central axis and the second antenna has a se... | NATIONAL SUN YAT-SEN UNIVERSITY | A61B005/05 A61B005/00 A61B005/0205 G01S007/03 G01S007/35 G01S007/40 G01S013/536 G01S013/87 G01S013/88 A61B005/024 A61B005/08 G01S013/34
US10424370 | B2 | 2019-09-24 | Sensor device with resistive memory for signal compression and reconstruction | 2018-07-10 | A sensor device comprising a computational memory and electronic circuitry. The sensor device is configured to receive an input signal, to compress the input signal into a compressed signal and to compute a reconstructed signal from the compressed signal. The electronic circuitry is configured to perform a reconstruction algorithm to compute the reconstructed signal. The computational memory is configured to compute the compressed signal and partial results of the reconstruction algorithm. A related method and a related design structure may be provided. | 1. A sensor device comprising a computational memory; andelectronic circuitry;the sensor device being configured to receive an input signal;compress the input signal into a compressed signal; andcompute a reconstructed signal from the compressed signal;wherein the electronic circuitry is configured to perform a reconstruction algorithm to compute the reconstructed signal; andthe computational memory is configured to compute the compressed signal and partial results of the reconstruction algorithm, whereinthe computational memory comprises at least one memristive array comprising a plurality of resistive memory elements, the resistive memory elements being arranged in a crossbar topology. 2. A sensor device according to claim 1, wherein the electronic circuitry is configured to apply programming signals to the resistive memory elements to program conductance values as a measurement matrix; andthe computational memory is configured to compress the input signal by performing a matrix-vector multiplication of the input signal with the measurement matrix; andcompute the partial results of the reconstruction algorithm by performing matrix-vector multiplications with the measurement matrix. 3. A sensor device according to claim 2, wherein the electronic circuitry is configured to program the conductance values of the resistive memory elements by an iterative program and verify procedure. 4. A sensor device according to claim 1, wherein the memristive array comprises a plurality of row lines;a plurality of columns lines; anda plurality of junctions arranged between the plurality of row lines and the plurality of column lines, wherein each junction comprises a programmable resistive memory element. 5. A sensor device according to claim 4, wherein the electronic circuitry comprises a readout circuit configured to apply read voltages to the row lines and/or column lines of the memristive array;read out current values of the row lines and/or column lines of the memristive array; whereinthe read voltages represent vector values of a vector of a matrix-vector multiplication; andthe current values represent result values of vector elements of a product vector of the matrix-vector multiplications. 6. A sensor device according to claim 4, wherein the plurality of junctions comprise a serial arrangement of a resistive memory element and a transistor. 7. A sensor device according to claim 1, wherein the computational memory comprises a first memristive array for programming a measurement matrix and a second memristive array for programming a transpose of the measurement matrix. 8. A sensor device according to claim 1, wherein the reconstruction algorithm is an approximate message passing algorithm. 9. A sensor device according to claim 1, wherein the reconstruction algorithm comprises an integrated de-noising functionality. 10. A sensor device according to claim 1, wherein the device is configured to perform a block-based compression and reconstruction. 1... | International Business Machines Corporation | G11C013/00 G06F017/16 H04N005/378 G06T009/00 G06K009/40 H03M001/12 A61B005/00
US10405800 | B2 | 2019-09-10 | Methods, systems, and apparatuses for detecting activation of an electronic device | 2016-12-14 | Disclosed are devices and methods for detecting activation of an electronic device, including a biomedical and biometric device. The electronic device can operate in a low-power mode until it is determined that the electronic device is in close proximity to or in contact with a body, and activated. The electronic device can include a first sensor including a first capacitance sensor, a second sensor, and a controller coupled to the first sensor and the second sensor. The controller can receive a first signal from the first sensor and determine that the electronic device is in close proximity to or in contact with a body based on the first signal, and receive a second signal from the second sensor and determine that the electronic device is activated based on one or both of the first signal and the second signal. The electronic device can transition from the low-power mode to an active mode in response to determining that the electronic device is activated. | 1. An electronic device comprising: a first sensor, wherein the first sensor includes a first capacitance sensor;a second sensor, wherein the second sensor includes at least one of a capacitance sensor, an impedance sensor, an ohmic sensor, a mechanical switch, or any combination thereof;a housing, wherein the housing includes a circuit board and the first sensor;a base disposed on the housing, the base including an antenna and capable of communicating with a controller, wherein the base is capable of being detached from the housing; andthe controller coupled to the first sensor and the second sensor, wherein the controller is configured to: receive a first signal from the first sensor;determine whether the device is in close proximity to or in contact with a body based on the first signal;receive, in response to determining that the device is in close proximity to or in contact with the body, a second signal from the second sensor;receive a third signal from the antenna indicating that the base has been detached; anddetermine whether the electronic device is activated based on the first signal, the second signal, the third signal, or any combination thereof. 2. The electronic device of claim 1, further comprising: one or more needles capable of piercing through skin of the body, wherein the one or more needles include the second sensor. 3. The electronic device of claim 2, wherein the second sensor includes a second capacitance sensor, and wherein the controller is further configured to: energize the one or more needles to charge the second capacitance sensor; andmeasure a rate of capacitance charge of the second capacitance sensor, wherein the second signal received from the second sensor includes the capacitance charge rate. 4. The electronic device of claim 2, wherein the one or more needles further include a subcutaneous glucose sensor capable of measuring a concentration of glucose from the body, wherein the subcutaneous glucose sensor is separate from the second sensor. 5. The electronic device of claim 1, wherein the controller is further configured to: energize the first sensor to charge the first capacitance sensor; andmeasure a rate of capacitance charge of the first capacitance sensor, wherein the first signal received from the first sensor includes the capacitance charge rate. 6. The electronic device of claim 1, further comprising: a third sensor, wherein the base includes the third sensor and the third sensor includes a capacitive touch sensor, and wherein the controller is coupled to the third sensor and further configured to: receive a fourth signal from the third sensor; andwherein determining whether the electronic device is activated is further based on the fourth signal or any combination of the first signal, the second signal, the third signal, or the fourth signal, the fourth signal indicating that the capacitive touch sensor has been pressed for a sufficient duration. 7. The electronic device of claim 1, wherein one ... | CAPSULE TECHNOLOGIES, INC. | A61B005/00 H01H047/00 A61B005/0408 A61B005/053 A61B005/145 G01V003/02 H03K017/955 H03K017/96 A61B005/0424 A61B005/1486
US10424181 | B2 | 2019-09-24 | Electronic apparatus | 2016-02-23 | An electronic apparatus is worn on a body of a user. At least one processor determines whether biological information of the user contains an abnormality. An abnormality notification screen is displayed on a display when the at least one processor determines that the biological information contains the abnormality, the abnormality notification screen notifying an abnormality in the user. | 1. An electronic apparatus worn on a body of a user, the electronic apparatus comprising: a biological information obtaining unit to obtain biological information indicating a health condition of the user;at least one processor configured to determine whether the biological information of the user contains an abnormality; anda display on which an abnormality notification screen is displayed when the at least one processor determines that the biological information contains the abnormality, the abnormality notification screen providing a notification of the abnormality in the user,wherein the at least one processor determines an occurrence time at which the abnormality has occurred in the user and measures an elapsed time since the occurrence time of the abnormality in the user,the electronic apparatus is driven by a battery,when a voltage of the battery, detected by a battery voltage detector of the electronic apparatus, becomes smaller than a threshold, the abnormality notification screen displays the occurrence time at which the abnormality has occurred in the user on the display, andwhen the voltage of the battery is not smaller than the threshold, the abnormality notification screen displays the elapsed time since the occurrence time of the abnormality in the user on the display. 2. The electronic apparatus according to claim 1, wherein the abnormality notification screen comprises useful information that is useful in taking an appropriate action for the user in response to the abnormality. 3. The electronic apparatus according to claim 2, wherein the useful information comprises at least one of a chronic disease name, a blood type, and attending physician information relevant to an attending physician of the user. 4. The electronic apparatus according to claim 2, wherein the useful information comprises a name and a contact of the user. 5. The electronic apparatus according to claim 1, further comprising a transmitting unit to wirelessly transmit a notification signal notifying the abnormality in the user when the at least one processor determines that the biological information contains the abnormality. 6. The electronic apparatus according to claim 5, wherein the notification signal comprises position information indicating a position of the electronic apparatus. 7. The electronic apparatus according to claim 1, wherein the display is an electronic paper. 8. The electronic apparatus according to claim 1, wherein the abnormality notification screen is displayed on the display when the user performs a predetermined operation to the electronic apparatus, irrespective of a result of the determination whether the biological information of the user contains the abnormality. 9. The electronic apparatus according to claim 1, wherein the electronic apparatus outputs at least one of light and sound when the at least one processor determines that the biological information contains the abnormality. 10. The electronic apparatus according to c... | KYOCERA CORPORATION | G08B001/08 G08B021/04 A61B005/00 A44C005/00 A61B005/01 A61B005/024 A61B005/145
US10410033 | B2 | 2019-09-10 | Under-LCD screen optical sensor module for on-screen fingerprint sensing | 2017-09-18 | Devices and optical sensor modules are provided for provide on-screen optical sensing of fingerprints by using a under-screen optical sensor module that captures and detects returned light that is emitted by a LCD display screen for displaying images and that is reflected back by the top surface of the screen assembly. | 1. An electronic device capable of detecting a fingerprint by optical sensing, comprising: a liquid crystal display (LCD) screen that provides touch sensing operations and includes a LCD display panel structure to display images;a top transparent layer formed over the device screen as an interface for being touched by a user for the touch sensing operations and for transmitting the light from the display structure to display images to a user; andan optical sensor module located below the display panel structure to receive probe light that passes through the LCD screen to detect a fingerprint,wherein the LCD display panel structure includes a selected region that is located above the optical sensor module and is structured differently from other regions in the LCD display panel structure so as to transmit more probe light than the other regions in the LCD display panel structure to increase an amount of the received probe light at the optical sensor module. 2. The device as in claim 1, wherein: the top transparent layer includes a designated fingerprint sensing region for a user to touch with a finger for fingerprint sensing;the optical sensor module below the display panel structure includes a transparent block in contact with the display panel substrate to receive light from the LCD display panel structure and returned from the top transparent layer, wherein the optical sensor module is positioned relative to the designated fingerprint sensing region and structured to selectively receive returned light from the top surface of the top transparent layer when in contact with a person's skin. 3. The device as in claim 1, wherein: the LCD display panel structure includes a light diffuser layer that diffuses light and the light diffuser includes holes at the selected area within the LCD display panel structure above the optical sensor module to allow more probe light to be transmitted to reach the optical sensor module than other areas in the light diffuser layer. 4. The device as in claim 1, wherein: the LCD display panel structure includes a light diffuser layer that diffuses light and the light diffuser layer includes a special diffuser region in the selected area within the LCD display panel structure above the optical sensor module that diffuses light less than other parts of the light diffuser layer to allow more probe light to transmit through to reach the optical sensor module than other areas in the light diffuser layer. 5. The device as in claim 1, comprising: LCD illumination light sources to provide backlighting to the LCD display panel structure for displaying images;an optical reflector layer formed on a bottom region of the LCD display panel to reflect light back to the LCD display panel structure; andholes formed in only one region of the optical reflector layer that is located in the selected area within the LCD display panel structure above the optical sensor module to allow light to be transmitted to reach the optical sensor mod... | SHENZHEN GOODIX TECHNOLOGY CO., LTD. | G06K009/00 A61B005/1172 G06F003/041 G06F003/042 G06F003/044 G06F021/32 G06F021/83 A61B005/145 A61B005/00 H04L029/06
US10414408 | B1 | 2019-09-17 | Real-time driver monitoring and feedback reporting system | 2017-07-21 | Real-time feedback may be generated during a driving session from status data collected via one or more sensors. This feedback data may include various metrics related to a student's driving skills, which may be utilized to generate tagged driving events. A user may also manually enter tagged driving events. The tagged driving events may include real-time information based on the collected status data, such as acceleration, braking, cornering data, descriptions entered by the user. The location of these tagged driving events may be mapped in real time. Sensors used to collect this data may be integrated within the device displaying the feedback or located on another device, in which case the status data may be communicated to the device displaying the feedback. The displayed real-time feedback may be viewed by an instructor to assess a student's driving skills in real time and to calculate a driver feedback score. | 1. A computer-implemented method, comprising: receiving, at a first mobile computing device located in a vehicle during a driving session, status data from a second mobile computing device located in the vehicle, the status data being generated by the second mobile computing device,generating, at the first mobile computing device by one or more processors, a tagged driving event when the status data indicates an occurrence of an event that is relevant to driving performance; andconcurrently displaying, at the first mobile computing device, a greater number of different types of driving session information than the second mobile computing device is capable of concurrently displaying,wherein the driving session information is based upon the status data and includes (i) a map of the driving session route and the tagged driving event at a location along the driving session route where the tagged driving event occurred, (ii) a driver status, or (iii) a vehicle status. 2. The method of claim 1, wherein the status data is indicative of one or more of (i) the vehicle's acceleration, (ii) the vehicle's movement while braking, or (iii) the vehicle's movement while cornering. 3. The method of claim 2, further comprising: calculating, by one or more processors, status metric values associated with each of (i) the vehicle's acceleration, (ii) the vehicle's movement while braking, and (iii) the vehicle's movement while cornering, based upon the status data; andcalculating, by one or more processors, a driver feedback score based upon the status metric values. 4. The method of claim 1, wherein the act of concurrently displaying the different types of driving session information comprises: concurrently displaying the different types of driving session information in real time to provide feedback during the driving session. 5. The method of claim 1, wherein the driver status comprises one or more of: driver eye movement;a direction of a driver's gaze;driver head position; ora driver biometric. 6. The method of claim 1, wherein the vehicle status comprises one or more of: vehicle road speed;vehicle engine speed;a time to collision (TTC);a lane position of the vehicle;vehicle light status; orvehicle braking status. 7. The method of claim 1, wherein the act of generating the tagged driving event comprises: generating a custom tagged driving event in response to receiving a user input, andwherein the act of concurrently displaying the different types of driving session information includes displaying the custom tagged driving event at a location along the driving session route corresponding to a location of the vehicle when the user input was received. 8. A system, comprising: a first mobile computing device configured to generate status data during a driving session while located in a vehicle; anda second mobile computing device configured to (i) receive the status data from the first mobile computing device during the driving session, (ii) generate a tagged ... | STATE FARM MUTUAL AUTOMOBILE INSURANCE COMPANY | B60W040/09 A61B005/18 B60K035/00 B60W040/08 G09B019/14 G09B019/16
US10406287 | B2 | 2019-09-10 | System and method for providing alerts optimized for a user | 2018-07-06 | Systems and methods are disclosed that provide smart alerts to users, e.g., alerts to users about diabetic states that are only provided when it makes sense to do so, e.g., when the system can predict or estimate that the user is not already cognitively aware of their current condition, e.g., particularly where the current condition is a diabetic state warranting attention. In this way, the alert or alarm is personalized and made particularly effective for that user. Such systems and methods still alert the user when action is necessary, e.g., a bolus or temporary basal rate change, or provide a response to a missed bolus or a need for correction, but do not alert when action is unnecessary, e.g., if the user is already estimated or predicted to be cognitively aware of the diabetic state warranting attention, or if corrective action was already taken. | 1. A non-transitory computer readable medium, comprising instructions for causing a computing environment to perform a method of dynamically adjusting or tuning user alerts based on a cognitive awareness determination, thereby providing data relevant to treatment of a diabetic state warranting attention, the method comprising steps of: identifying a current or future diabetic state warranting attention, the identifying based at least partially on a glucose concentration value;estimating or predicting a cognitive awareness of a user of the identified current or future diabetic state warranting attention, wherein the estimating or predicting the cognitive awareness is based on an established pattern of behavior of the user; andif the result of the estimating or predicting is that the user is cognitively unaware of the identified current or future diabetic state warranting attention, then alerting the user with a user prompt on a user interface of a monitoring device, the user prompt indicating the diabetic state warranting attention,whereby the user is only alerted of the diabetic state warranting attention if and at a time that the user is unaware of the diabetic state warranting attention and that the notification is effective for the user; andwherein the alerting the user with the user prompt on the user interface of the monitoring device includes, if the user ignores a first alerting, then causing a prompt on a second user interface of the monitoring device or causing a prompt on a second user interface of a second device. 2. The medium of claim 1, wherein the monitoring device is a mobile cellular device, and wherein the second user interface includes an audio channel. 3. The medium of claim 2, wherein the user prompt is an audible prompt and is played through the audio channel. 4. The medium of claim 1, wherein the monitoring device is a mobile cellular device, and wherein the second user interface includes a vibratory, haptic, or tactile rendering system. 5. The medium of claim 4, wherein the user prompt is a vibratory prompt and is played through the vibratory, haptic, or tactile rendering system. 6. The medium of claim 5, wherein the second user interface includes an audio channel, wherein the user prompt is an audible prompt and is played through the audio channel, and wherein the vibratory prompt is caused to be rendered if the audible prompt is not acknowledged by the user. 7. The medium of claim 1, wherein the second device is a medicament delivery device, and where the user prompt is audible or vibratory. 8. The medium of claim 1, wherein the alerting a user with a user prompt on a user interface of a monitoring device or on a second device includes rendering a haptic or vibratory signal. 9. The medium of claim 8, wherein the rendering is on the monitoring device. 10. The medium of claim 8, wherein the rendering is on the second device, the second device in signal communication with the monitoring device. 11. The medium of c... | DexCom, Inc. | A61M005/172 G16H050/20 G06N020/00 A61B005/024 A61B005/11 A61B005/145 A61B005/16 A61B005/00 G06F019/00 G08B021/04 H04M001/725 G06N005/04 G16H020/17 G16H040/67 G16H040/63
US10405756 | B2 | 2019-09-10 | Afterload device for a beating heart during examination thereof | 2014-10-24 | An examination device for a heart. An afterload device connected to the aorta provides a counter-pressure by an annular space delimited between a rigid cylinder and an elastic tube inserted in the rigid cylinder. The annular space comprises a compressible medium, such as air, nitrogen gas or carbon dioxide and is connected to a reservoir providing a predetermined pressure corresponding to a diastolic pressure. The reservoir is connected to the annular space via a restriction and a back-flow valve. During diastole, the annular space is inflated by the reservoir and provides a diastolic counter pressure for providing coronary flow. During systole, the ejected fluid from the heart ventricle displaces the medium inside the annular space through the restriction to the reservoir, thereby removing energy from the fluid. The compressible medium forms a compliance. Also, there is a preload device comprising a vertical collapsible tube for preload of the atrium. | 1. An afterload device for a beating heart during examination thereof, whereby the beating heart is provided with a fluid flow to a left or right atrium of the beating heart and the afterload device is connected to a left or right ventricle of the beating heart, the afterload device comprising: an inertia device comprising a tube configured for connection to a left or right ventricle of a beating heart and enclosing a volume of a fluid providing an inertia;a compliance device arranged after the tube of the inertia device and providing a compliance, the compliance device comprising a rigid body and a membrane tube arranged inside the rigid body for forming an annular space between the rigid body and the membrane tube defining a first medium volume, the membrane tube having an inner side and an outer side, the membrane tube being in contact with the fluid at the inner side of the membrane tube and the rigid body enclosing the first medium volume formed between the outer side of the membrane tube and the rigid body;a first restriction device arranged adjacent the compliance device and providing a fluid resistance to flow of the fluid, the first restriction device comprising a central plug and annular slits configured to be covered by the membrane tube at start of systole for providing a first resistance, and whereby the annular slits are uncovered during the systole for providing a second resistance, during a single heart beat; anda second restriction device having a first end and a second end, the second restriction device being connected at the first end to the first medium volume defined by the annular space between the rigid body and the membrane tube and at the second end to a second medium volume, for providing a medium flow resistance to flow of a medium from the first medium volume to the second medium volume. 2. The afterload device according to claim 1, further comprising: a backflow valve connected in parallel with the second restriction device and arranged to prevent flow from the first medium volume to the second medium volume and allow flow from the second medium volume to the first medium volume, whereby a pressure in the first medium volume will always be equal or larger than a pressure in the second medium volume. 3. The afterload device according to claim 2, wherein the medium is a compressible medium, and the pressure in the second medium volume is maintained at a pressure that corresponds to a desired systolic pressure. 4. The afterload device according to claim 1, wherein the first restriction device is a dynamic flow restriction device having the first resistance at low flow and the second resistance during high flow during one and the same heart beat, the first resistance being higher than the second resistance. 5. The afterload device according to claim 1, wherein the membrane tube is configured such that fluid provided by the beating heart during systole via the tube of the inertia device displaces the medium inside the ... | XVIVO PERFUSION AB | A61B005/02 A01N001/02 A61B005/00 A61B005/0215 A61B005/022 A61B005/023 G09B023/30
US10420702 | B2 | 2019-09-24 | CPR quality assessment accounting for pause aspect | 2014-02-18 | Devices, systems, software and methods for CPR quality assessment. Patient data is received, derived from a session of administering sets of CPR chest compressions to a patient. The sets can be separated by pauses. In some embodiments, a penalty value can be determined for at least one of the pauses, from at least one control factor unrelated to a constant linear dependence on the pause duration. An indicative value can be derived from the penalty value. In some embodiments, at least some of the pauses are classified in one or more pause groups, depending on how well they meet one or more classification criteria. The indicative value can be derived for one of the pause groups. The indicative value can be output, and/or an alarm can be emitted if it exceeds a threshold. CPR quality assessment can be improved in real time, and provide feedback for training. | 1. A system for Cardiopulmonary Resuscitation (CPR) feedback, comprising: a sensor configured to detect sets of CPR chest compressions received by a patient, the sets separated by pauses;a base device operatively coupled with the sensor and configured to generate patient data from the detected sets; a user interface coupled to the base device; anda processor configured to: receive the patient data,identify at least some of the pauses from the patient data,receive a classification criterion from the user interface, the classification criterion being related to the pauses in the sets of CPR chest compressions,classify at least some of the identified pauses in one of at least two pause groups based on the classification criterion,determine a penalty value for each pause group based on a corresponding classification, andderive respective indicative values for each of the pause groups based on the corresponding penalty values, andin which the user interface is configured to output the indicative values and a prompt to alter an administration of CPR chest compressions received by the patient based at least in part on the indicative values. 2. The system of claim 1, in which the processor and the user interface are included in the base device. 3. The system of claim 1, in which the base device further includes a defibrillation module configured to defibrillate the patient. 4. The system of claim 1, in which the indicative values are derived at least from a statistic related to a number of the pauses classified in their respective pause groups. 5. The system of claim 1, in which the indicative values are derived after classifying all the pauses in the patient data. 6. The system of claim 1, in which the indicative values are derived at least once prior to classifying all the pauses in the patient data. 7. A system for Cardiopulmonary Resuscitation (CPR) feedback, comprising: a sensor configured to detect sets of CPR chest compressions received by a patient, the sets separated by pauses;a base device operatively coupled with the sensor and configured to generate patient data from the detected sets; a user interface coupled to the base device; anda processor configured to: receive the patient data,receive a classification criterion from the user interface, the classification criterion being related to the pauses in the sets of CPR chest compressions,identify at least some of the pauses from the patient data,classify at least some of the identified pauses in one of at least two pause groups based on the classification criterion,determine a penalty value for each pause group based on a corresponding classification, wherein at least one penalty value varies non-linearly with pause duration, andderive respective indicative values for each of the pause groups based on the corresponding penalty values, andin which the user interface is configured to output the indicative values and a prompt to alter an administration of CPR chest compressions received by t... | PHYSIO-CONTROL, INC. | G06Q050/00 A61H031/00 A61B005/024 C07D413/14 G06F019/00 A61N001/39 G06Q010/00
US10398346 | B2 | 2019-09-03 | Systems and methods for localizing signal resources using multi-pole sensors | 2017-05-15 | Systems and methods for guiding a sensor to locate a source of a propagating wave. The methods involve: presenting an electronic display comprising an image representing an object in which the sensor is placed and a visual indicator representing the sensor; receiving signals generated by electrodes while the sensor resides at a first location in the object; determining a First Recommended Direction of Travel (“FRDT”) for the sensor based on the received signals; using the FRDT to generate a mask that is to cover at least a portion of the image representing a portion of the object that is absent of the source; and modifying the electronic display to include the mask overlaid on top of the image and an arrow showing FRDT. | 1. A method for guiding a sensor to locate a source of a propagating wave, comprising: presenting, by a computing device, an electronic display comprising an image representing an object in which the sensor is placed and a visual indicator representing the sensor, the visual indicator positioned on the image so as to show a first location in the object at which the sensor currently resides;receiving, by the computing device, a plurality of signals generated by a plurality of electrodes of the sensor while the sensor resides at the first location in the object;determining, by the computing device, a first recommended direction of travel for the sensor based on the plurality of signals;using, by the computing device, the first recommended direction of travel for the sensor to generate a mask that is to cover at least a portion of the image representing a portion of the object that is absent of the source;modifying, by the computing device, the electronic display to include the mask overlaid on top of the image and an arrow showing the first recommended direction of travel for the sensor; anditeratively modifying the mask in accordance with sensor movement until (a) an unmasked area of the image is less than or equal to a threshold area or (b) a value exceeds a threshold value, where the value is computed by dividing a first signal characteristic by a second signal characteristic. 2. The method according to claim 1, wherein the determining further comprises: analyzing, by the computing device, the plurality of signals to identify a first electrode of the plurality of electrodes which was activated first by the propagating wave; anddetermining, by the computing device, the first recommended direction of travel for the sensor based on the position of the first electrode relative to a reference point on the sensor. 3. The method according to claim 1, wherein the mask comprises a colored mask showing a probability of the source's presence in a given area of the object. 4. The method according to claim 1, wherein the sensor comprises a Multi-Pole Diagnostic Catheter (“MPDC”), the propagating wave comprises a propagating wave of bioelectricity, and the plurality of signals comprise electrogram signals. 5. The method according to claim 4, wherein the object is an atria. 6. The method according to claim 1, further comprising: determining a first recommended distance of travel for the sensor based on a remaining search area within the object; andselecting a length of the arrow based on the first recommended distance of travel. 7. The method according to claim 1, wherein the visual indicator comprises a first marking representing the reference point and second markings respectively representing the electrodes, where adjacent ones of the second markings having a spacing illustrative of a spacing of adjacent ones of the electrodes. 8. The method according to claim 7, wherein the arrow starts at a center of the visual indicator, passes through the marking... | FLORIDA ATLANTIC UNIVERSITY BOARD OF TRUSTEES | A61B005/00 A61B005/06 A61B005/042 A61N001/00 A61B018/00 A61B018/14
US10420527 | B2 | 2019-09-24 | Determining a heart rate and a heart rate variability | 2016-04-13 | System and method for determining a heart rate and a heart rate variability of an individual is disclosed. An audio signal of heart sound is amplified. Subsequently, an envelope of the amplified audio signal is detected by squaring of the amplified audio signal to obtain emphasized high amplitude components and diminished low amplitude components of the audio signal, applying a band pass filter on the audio signal upon squaring and applying a Teager-Kaiser Energy Operator (TKEO) on the filtered audio signal. Peaks in the envelope of the audio signal are detected by calculating difference in magnitude of a point in the audio signal with an average of magnitude of earlier points in the audio signal from the last detected peak or the initial sample value in the processing window when no peak is detected. Based on the peaks detected, heart rate and heart rate variability for the individual are determined. | 1. A method (1000) for determining a heart rate and a heart rate variability of an individual, the method (1000) comprising: capturing heart sound of an individual;amplifying, by a processor (202), an audio signal of the heart sound;detecting, by the processor (202), an envelope of the amplified audio signal, wherein the envelope of the amplified audio signal is detected by; squaring of the amplified audio signal to obtain emphasized high amplitude components and diminished low amplitude components of the audio signal;applying a filter on the audio signal upon squaring, wherein the filter is configured with a pass band of 0.7 to 3.6 Hz; andapplying a Teager-Kaiser Energy Operator (TKEO) on the audio signal filtered to obtain the envelope of the audio signal;detecting, by the processor (202), peaks in the envelope of the audio signal, wherein the peaks are detected by: calculating difference in magnitude of a current point with an average of magnitude of earlier points in the audio signal from last detected peak or initial sample value in processing window of the audio signal when no peak is detected; andevaluating if (a) the difference is positive and (b) a next subsequent data point is equal to or lesser than the current point, in order to culminate in actually detecting that the current point is a peak;classifying, by the processor (202), peak to peak distance in the envelope into at least two clusters, to identify and correct false negative peaks and false positive peaks in the envelope of the audio signal; wherein the cluster comprising a higher peak to peak distance includes false negative peaks; and the cluster comprising a smaller peak to peak distance corresponds to detection of false positive peaks;correcting, by the processor (202), the false positive peaks by: calculating a mean and a standard deviation of all the peak to peak distances that are present in the cluster having smaller peak to peak distance;inspecting every peak from a common peak, that has an adjoining correct peak to peak distance;identifying if a next detected peak has a peak to peak distance less than the difference of the mean and the standard deviation; anddiscarding the next detected peak; anddetermining, by the processor (202), a heart rate and a heart rate variability for the individual using the peaks detected. 2. The method (1000) of claim 1, wherein classifying peak to peak distance in the envelope into at least two clusters comprises using a Fuzzy C Means (FCM) clustering. 3. The method (1000) of claim 1, wherein the heart rate of the individual is determined based on calculating an inverse of a difference of peak to peak time between two consecutive peaks within the envelope. 4. The method (1000) of claim 1, wherein the heart rate variability is determined by calculating one of a standard deviation of difference in peak to peak time between consecutive peaks within the envelope, a root mean square of difference in peak to peak time between successive peak... | Tata Consultancy Services Limited | A61B005/00 A61B007/04 A61B007/00 A61B005/024
US10398352 | B2 | 2019-09-03 | Inhaler spacer with a medicament compliance system | 2016-04-11 | A medicament compliance system, comprising a tonal device associated with an inhaler, the tonal device being arranged to emit a predetermined tone responsive to successful use from the respiratory device. The system also comprises a device comprising a microphone for outputting audio data, a processor, a memory, and a display. The processor is arranged to receive the audio data and to determine whether the audio data corresponds to the predetermined tone, and to display an incentive graphic in response to detection of the predetermined tone. | 1. A medicament compliance system, comprising: a tonal device for generating a predetermined tone associated with a respiratory device, the tonal device being arranged to emit the predetermined tone responsive to successful inhalations from the respiratory device;a device comprising: a microphone for outputting audio data;a processor;a memory; anda display;wherein the processor is arranged to:receive the audio data;determine whether the audio data corresponds to the predetermined tone, wherein the determining whether the audio data corresponds to the predetermined tone comprises the processor: determining a peak amplitude of a sound outside of a predetermined harmonic frequency range emitted by the tonal device; anddetermining whether, in an expected peak range of a harmonic frequency of the tonal device, a sound amplitude reaches an expected peak amplitude;and display an incentive graphic in response to detection of the predetermined tone. 2. The medicament compliance system according to claim 1, wherein the medicament compliance system is a respiratory device arranged to administer a medicament. 3. The medicament compliance system according to claim 1, wherein the medicament compliance system is remote from the respiratory device and the tonal device. 4. The medicament compliance system according to claim 1, wherein the display is visible to the user while inhaling. 5. The medicament compliance system according to claim 1, wherein the processor is arranged to analyze the audio data by applying a Fourier transform to the audio data. 6. The medicament compliance system according to claim 1, wherein analysis of the audio data results in one or more of a plurality of settings being configured by the processor, wherein at least one of the settings defines a mode of operation. 7. The medicament compliance system according to claim 6, wherein the mode of operation is determined by the processor comprising: detecting a peak amplitude in the audio data over a predetermined period; anddetermining whether said peak amplitude is lower than a maximum of an expected peak range of a base frequency produced by the tonal device ensuring any sound amplitudes reach a certain expected peak amplitude. 8. The medicament compliance system according to claim 6, wherein the mode of operation is determined by the processor comprising: detecting a peak amplitude in the audio data over a predetermined period;determining whether said peak amplitude is lower than a maximum of an expected peak range of a base frequency produced by the tonal device ensuring any sound amplitudes reach a certain expected peak amplitude;determining whether said peak amplitude is lower than a maximum of an expected peak range of a second harmonic frequency produced by the tonal device;the second harmonic frequency having a higher frequency than the base frequency; andthe second harmonic frequency having a maximum value less than a maximum value of an expected peak range of the second harmo... | CLIN-E-CAL LTD | A61B005/097 A61M015/00 A61B005/00 A61B007/00 A61M016/06 A61B005/087
US10413718 | B2 | 2019-09-17 | Modular lead end | 2018-04-24 | Various embodiments of this disclosure concern assembly of a lead having one or two modular lead ends. A modular lead end can be made by aligning a plurality of wires exposed on an end of a main lead body with a plurality of conductors exposed on an end of a lead end. The lead end may comprise a spine, the plurality of conductors circumferentially arrayed about the spine, and an outer surface comprising a plurality of exposed electrical elements and polymer material, the plurality of electrical elements arrayed on the spine and electrically connected with the plurality of conductors. The assembly can further include making electrical connections between the plurality of electrical wires and the plurality of conductors and insulating the plurality of wires and the plurality of conductors. | 1. A modular lead end comprising: a spine formed from a polymer material and extending over a length from a proximal end thereof to a distal end thereof, the spine comprising a plurality paths extending lengthwise, and a plurality of projection sets spaced apart from one another along the length of the spine, each projection set including a plurality of outward extending projections spaced apart from one another around a periphery of the spine, and each path being formed between adjacent projections within each projection set;a plurality of electrical elements, each electrical element extending over, and being supported by a corresponding projection set of the spine so that an inner surface of each electrical element faces the corresponding projection set, the inner surface of each electrical element being terminated by an edge that defines an end of the corresponding electrical element, each electrical element including an inward projection engaged with one of the plurality of projections of the corresponding projection set of the spine;a plurality of conductors, each conductor extending within a respective path of the plurality of paths of the spine, and each conductor including a feature that projects outward from the corresponding path and abuts the edge of a corresponding electrical element; anda plurality of electrical connections, each connection comprising a weld between the feature of each conductor and the corresponding electrical element where the feature abuts the edge of the electrical element; andwherein a degree to which the feature of each conductor projects outward prevents movement of the feature past the edge and along the inner surface of the corresponding electrical element. 2. The modular lead end of claim 1, wherein each inward projection engaged with one of the plurality of projections of the corresponding projection set of the spine is located at an inner periphery of each electrical element, the inward projection engaged with the corresponding projection set to prevent movement in one or more directions and such that a portion of the corresponding projection set is uncovered by the electrical element. 3. The modular lead end of claim 2, wherein: the plurality of electrical elements comprise a plurality of electrodes;the spine further comprises a proximal section extending between the plurality of projection sets and the proximal end of the spine, the proximal section having a plurality of longitudinal channels arrayed around a circumference of the spine, the channels being aligned with the paths; andeach conductor extends within a corresponding channel of the plurality of longitudinal channels of the spine proximal section so that a proximal end of each conductor is aligned with the proximal end of the spine. 4. The modular lead end of claim 3, further comprising: a plurality of polymer sections extending around the spine and being spaced from one another along the length of the spine; andwherein each electrode is loc... | Medtronic, Inc. | A61B005/00 A61B005/042 A61N001/05
US10410042 | B2 | 2019-09-10 | Detecting unauthorized visitors | 2018-12-11 | An unauthorized visitor system collects an image of a person detected in a room of a patient. The system identifies reference points on the person's face, for example, points along the cheeks, jowls, and/or brow. The system may compare the reference points to reference points of images associated with registered visitors. The system then determines, based on the comparison, if the person is a registered visitor. One or more designated recipients may be alerted if the person is not a registered visitor or if the person breaches a patient identification zone established around a particular patient. The system may also register the person in a database of visitors. | 1. A system for detecting unauthorized visitors, the system comprising: one or more 3D motion sensors located to provide the one or more 3D motion sensors with a view of a person and surrounding area to be monitored; anda computerized monitoring system communicatively coupled to the one or more 3D motion sensors, the computerized monitoring system configured to:utilize one or more images received from the one or more 3D motion sensors to identify the person being monitored;detect when a visitor enters the view of the one or more 3D motion sensors;receive a plurality of reference points on faces of registered visitors from a remote database;using one or more images received from the one or more 3D motion sensors, determine whether the visitor is an unauthorized visitor by identifying a plurality of reference points on the face of the visitor and compare positions, distances between, sizes, or shapes of the reference points to positions, distances between, sizes, or shapes of the plurality of registered reference points on the faces of registered visitors;initiate an alert being sent to one or more designated recipients; anddetermine whether the unauthorized visitor made one or more corrective actions based on information received from the one or more 3D motion sensors after the alert is sent to one or more designated recipients. 2. The system of claim 1 further comprising a central communication system communicatively coupled to the computerized monitoring system, wherein initiating the alert to one or more designated recipients comprises transmitting an indication that the unauthorized visitor was detected to the central communication system and wherein the central communication system sends the alert to the one or more designated recipients. 3. The system of claim 2, wherein the central communication system is located remotely from the computerized monitoring system. 4. The system of claim 1, wherein determining whether the visitor is an unauthorized visitor further comprises determining whether the visitor is registered. 5. The system of claim 4, wherein the visitor is determined to be an unauthorized visitor upon determining the visitor is not registered. 6. The system of claim 5, wherein the computerized monitoring system is further configured to create a recognition profile for the visitor upon determining the visitor is not registered. 7. The system of claim 4, wherein the visitor is determined to be an unauthorized visitor upon determining the visitor is registered and is indicated as not being allowed to be in proximity to the person being monitored. 8. The system of claim 1, wherein the computerized monitoring system is further configured to identify the person being monitored utilizing skeletal tracking or blob detection. 9. The system of claim 1, wherein the one or more corrective actions comprises one or more of a head nod, moving away from the person being monitored, or a verbal response indicating a willingness to comply wit... | Cerner Innovation, Inc. | G06K009/00 H04N007/18 G08B005/22 G08B025/00 G08B021/18 G06F019/00 G06T007/292 G06T007/20 G06K009/46 G16H040/63 G16H010/60 H04N013/204 H04N013/207 A61B005/00 A61B005/11 G06K009/62 G06T007/00 G06T011/60 H04N005/232 A61B005/1171 G06K009/52 G08B013/196 G16H030/20 G16H015/00 G16H080/00 G16H040/67 G16H050/30 G08B021/04 H04N013/00 G06F003/0482 G06F003/0484
US10408671 | B2 | 2019-09-10 | Integrated wearable noise dosimeter | 2018-09-10 | Systems and methods are described that may provide audio information about an environment around a wearable device. Such audio information may be correlated with other biometric data to provide physiological information, e.g. regarding a wearer of the wearable device. For example, an illustrative method includes receiving an audio signal via a microphone of a wearable device and rectifying the audio signal with a peak detector. The method further includes amplifying the rectified signal with a logarithmic amplifier and causing an analog to digital converter (ADC) to sample the logarithmic signal. The method also includes causing the ADC to convert the sampled logarithmic signal to a digital output and storing the digital output in a memory of the wearable device. In some embodiments, the method includes transmitting the digital output to a computing device, which may correlate the digital output with other biometric data. | 1. A method comprising: receiving an audio signal;rectifying and amplifying the audio signal to provide a rectified and logarithmically amplified signal based on a mathematical log function;sampling the rectified and logarithmically amplified signal to provide a sampled rectified and logarithmically amplified signal;converting the sampled rectified and logarithmically amplified signal to a digital output;transmitting the digital output to a computing device, wherein the computing device is configured to correlate the digital output with other biometric data; andtriggering an indication relating to a user's health via a user interface, wherein the indication is based on a comparison between the digital output and the other biometric data. 2. The method of claim 1, wherein the rectifying and the amplifying the audio signal are performed in an analog domain. 3. The method of claim 1, wherein the method is performed by a wearable device. 4. The method of claim 3, wherein the wearable device comprises a microphone, wherein receiving the audio signal is performed by way of the microphone. 5. The method of claim 1, further comprising obtaining the other biometric data. 6. The method of claim 5, wherein obtaining the other biometric data is performed by at least one other sensor. 7. The method of claim 1, wherein the other biometric data comprises at least one of: respiration data, movement data, blood pressure data, heart rate data, blood oxygen saturation data, or galvanic skin response data. 8. The method of claim 1, wherein the amplifying of the audio signal is performed by a logarithmic amplifier, wherein the logarithmic amplifier comprises a baseband logarithmic amplifier. 9. The method of claim 1, wherein the amplifying of the audio signal is performed by a logarithmic amplifier, wherein the logarithmic amplifier comprises a demodulating logarithmic amplifier. 10. The method of claim 1, wherein the rectifying of the audio signal is performed by a peak detector circuit, wherein the peak detector circuit comprises a rectifier circuit and a filter circuit. 11. A system comprising: analog hardware configured to: provide an audio signal; andrectify and logarithmically amplify the audio signal to provide a rectified and logarithmically amplified signal based on a mathematical log function;an analog to digital converter (ADC); anda controller comprising a memory and a processor, wherein the controller executes instructions stored in the memory so as to carry out operations, the operations comprising: at predetermined time intervals, causing the ADC to sample the rectified and logarithmically amplified signal and provide a digital output;transmitting the digital output to a computing device, wherein the computing device is configured to correlate the digital output with other biometric data; andtriggering an indication relating to a user's health via a user interface, wherein the indication is based on a comparison between the digital output and... | Verily Life Sciences LLC | G01H003/10 A61B005/0205 A61B005/00 G01H003/14 H04R029/00 A61B005/16 A61B005/021 A61B005/024 A61B005/053 A61B005/08 A61B005/11 A61B005/145 A61B007/00
US10413238 | B1 | 2019-09-17 | Fitness systems and methods | 2018-10-18 | The invention is directed to systems and methods that can determine a user's fitness based on a single factor such as oxygen lung volume (pmVO2). A heart rate measurement is conducted on the user after the user performs a physical test specified by a fitness application of the system. The heart rate measurement is converted into a pmVO2 value and compared to pmVO2 values of other individuals. The system assigns the user a fitness grade based on the comparison result. The system further includes an artificial intelligent system that helps the user to move from a grade to a higher grade. | 1. A system for determining physical fitness comprising: a device wearable by a user having a sensor configured to conduct a physical measurement of the user;a mobile device including a transceiver configured to receive a physical measurement via a first communications network and transmit data via a second communications network, a geographical position calculating device configured to measure a distance traveled by the user, a timer configured to set a period of time, and a fitness application that configures the mobile device to:receive a physical measurement from the wearable device;provide options via a user interface to select one or more physical tests to be performed by the user, wherein, in response to a selection of the test, the fitness application instructs the mobile device to:measure, via the geographical position calculating device, the distance traveled by the user during a performance of the test;measure, via the timer, the a time spent by the user during the performance of the test;instruct the wearable device to conduct a physical measurement; and transmit a predicted lung oxygen volume max (pmVO2) or information representative of pmVO2 of the user from the performance of the test to another system;a management computer system including a database and a central subsystem, wherein:the database is configured to store health information of a plurality of individuals and a fitness scale, wherein the health information includes pmVO2s of the individuals and health conditions associated with their pmVO2s and the fitness scale includes multiple grades for classifying the user; andthe central subsystem is configured to assign a threshold pmVO2 to each grade based on the health information, analyze the pmVO2 or information representative of pmVO2 received from the mobile device in view of the pmVO2s and health information stored in the database, and determine a grade from the fitness scale to classify the user based on the analysis;wherein the management system is configured to:receive a roster of individuals from an enterprise computer, wherein the individuals on the roster are users of the wearable device and the mobile device and authorized users of the fitness application;verify persons attempting to use the fitness application are authorized users on the roster;collect and aggregate pmVO2 or information representative of pmVO2 of one or more authorized users in the database and remove information identifying the one or more authorized users so that the pmVO2 or information representative of pmVO2 of the one or more authorized users is saved in the database anonymously;communicate with the mobile device and operate based on a distance determined by the geographical position calculating device in the mobile device;determine the grade based on the collected pmVO2 or information representative of pmVO2, the fitness scale, and the determined distance to classify the one or more authorized users, andmonitor activities of individuals and ... | COOPER HEALTH AND FITNESS APPLICATIONS, LLC | A61B005/00 A61B005/0205 A63B024/00 A61B005/083 A61B005/091 A61B005/11 A61B005/024
US10420498 | B1 | 2019-09-24 | Spatial and temporal-based diffusive correlation spectroscopy systems and methods | 2018-12-19 | A system includes a photodetector array and a processor. The photodetector array includes a plurality of photodetectors and is configured to detect light that exits a body and output a plurality of electronic signals representative of the detected light as a function of time. The processor is configured to sample the electronic signals output by the photodetector array at a plurality of delay times during a predetermined time period to generate a sequence of frames, apply a plurality of temporal-based and spatial-based correlation measurement operations to sample values in each of the frames, generate, based on the application of the temporal-based and spatial-based correlation measurement operations to the sample values in each of the frames, a plurality of spatiotemporal correlation measure values for the light detected by the photodetector array, and include the plurality of spatiotemporal correlation measure values in a correlation map. | 1. A system comprising: a wearable assembly configured to be positioned on a body and comprising: a K by L photodetector array comprising a plurality of photodetectors and configured to detect light that exits the body at a second location after the light enters the body at a first location different than the second location and scatters within the body, andoutput a plurality of electronic signals representative of the detected light as a function of time, where each photodetector included in the photodetector array is configured to output a different one of the electronic signals;an optical spacer attached to a front surface of the photodetector array;a pinhole array attached to a front surface of the optical spacer, the pinhole array having a K by L array of pinholes configured to be aligned with the photodetectors, the pinhole array configured to be in physical contact with the body and allow a certain amount of light to be incident upon each of the photodetectors; anda processor coupled to an output of the photodetector array and configured to sample the electronic signals output by the photodetector array at a plurality of delay times during a predetermined time period to generate a sequence of frames each corresponding to a different delay time in the plurality of delay times, where each of the frames includes K times L digital sample values at K by L pixel locations that correspond to locations of the photodetectors within the photodetector array,apply a plurality of temporal-based and spatial-based correlation measurement operations to the sample values in each of the frames,generate, based on the application of the temporal-based and spatial-based correlation measurement operations to the sample values in each of the frames, a plurality of spatiotemporal correlation measure values for the light detected by the photodetector array, andinclude the plurality of spatiotemporal correlation measure values in a correlation map that corresponds to a predetermined delay time interval that represents a difference between two delay times within the plurality of delay times. 2. The system of claim 1, wherein the processor is configured to apply the plurality of temporal-based and spatial-based correlation measurement operations to the sample values in each of the frames by applying the plurality of temporal-based and spatial-based correlation measurement operations to sample values included in a plurality of overlapping pixel regions in each of the frames, where each of the pixel regions includes Px by Py pixel locations, andPx times Py is greater than one; andthe plurality of spatiotemporal correlation measure values each correspond to a different one of the overlapping pixel regions. 3. The system of claim 2, wherein: the predetermined delay time interval is one;a first pixel region in the overlapping pixel regions includes a first pixel location and a second pixel location;each of the frames includes a first sample value corresponding to the fi... | HI LLC | A61B005/00 A61B005/026 A61B005/0402 A61B005/0476 A61B005/029
US10398360 | B1 | 2019-09-03 | Method to enhance audio signal from an audio output device | 2018-11-27 | A method of enhancing an audio signal from an audio output device is provided. For a frequency band, a user masking contour curve covering at least a part of said frequency band is obtained, a target masking contour curve is derived from the user masking contour curve, and a multi-band digital compression system is parameterized based on the sound level of the target masking contour curve at a given frequency and the sound level of the user masking contour curve at the same given frequency. The obtained parameters are outputted to provide an enhanced audio signal. | 1. A method of enhancing an audio signal from an audio output device, the method comprising, for a frequency band: obtaining, at a multi-band processor, a masking contour curve, covering at least a part of the frequency band;deriving a target masking contour curve from the masking contour curve;parameterizing a digital compression system based on the sound level of the target masking contour curve at a given frequency and the sound level of the masking contour curve at the same given frequency; andoutputting the parameters of the digital compression system, wherein the masking contour curve is selected so that its center frequency is not in the same frequency band as the one for which the digital compression system is parameterized. 2. The method according to claim 1, further comprising: processing, using the parameters, an output audio signal to provide an enhanced audio signal. 3. The method according to claim 1, wherein obtaining the masking contour curve involves selecting a masking contour curve from a prestored set of masking contour curves, and wherein the masking contour curve is selected to cover at least part of the frequency band. 4. The method according to claim 1, wherein the masking contour curve is selected so that it extends through the frequency band. 5. The method according to claim 1, wherein the masking contour curve is obtained for frequencies belonging to a human auditory spectrum. 6. The method according to claim 1, wherein the target masking contour curve is derived from the masking contour curve and a reference masking contour curve. 7. The method according to claim 6, wherein the target masking contour curve is obtained by interpolating between the masking contour curve and the reference masking contour curve. 8. The method according to claim 1, wherein the target masking contour curve depends on at least one of the parameters: a center frequency of the masking contour curve and a confidence parameter. 9. The method according to claim 1, wherein the parameters of the digital compression system are determined such that the digital compression system matches the sound levels of the masking contour curve and the target masking contour curve. 10. The method according to claim 1, wherein the parameterizing of the digital compression system comprises setting up of at least two parameters. 11. The method according to claim 10, wherein the at least two parameters comprise threshold and ratio. 12. The method according to claim 1, wherein the method is performed on a plurality of frequency bands. 13. A system for enhancing an audio signal from an audio output device, the system comprising: a multi-band processor; anda memory storing instructions, which when executed by the multi-band processor, causes the multi-band processor, for a frequency band, to: obtain a masking contour curve, covering at least a part of the frequency band;derive a target masking contour curve from the masking contour curve;parameterize a digita... | Mimi Hearing Technologies GmbH | G10L021/0232 H04B015/00 H03G005/00 A61B005/12 H04R025/00
US10406367 | B2 | 2019-09-10 | Transvascular diaphragm pacing system and methods of use | 2018-08-24 | Transvascular diaphragm pacing systems (TDPS) and methods are disclosed for providing respiratory therapy to a patient. The TDPS can provide rapid insertion and deployment of endovascular pacing electrodes in critically ill patients who require intubation and invasive PPMV in order to support the physiological requirements of the human ventilatory system. The systems and methods make best use of the contractile properties of the diaphragm muscle and prevent muscle disuse and muscle atrophy. This can be carried out by engaging the phrenic nerves using patterned functional electrical stimulation applied to endovascular electrodes that are temporarily and reversibly inserted in central veins of the patient, such as the left subclavian vein and the superior vena cava. The TDPS can be designed to seamlessly interface with any commercially available positive-pressure ventilatory assistance/support equipment such as is commonly in use in hospital intensive care units (ICU) for treating critically ill patients with breathing insufficiencies, pain, trauma, sepsis or neurological diseases or deficits. | 1. A medical device, comprising: a first electrode pair configured to be positioned proximate at least one phrenic nerve within a patient;a stimulator coupled to the first electrode pair, the stimulator being configured to: calculate a level of work to be expended during breathing by the patient;calculate a desired electrical stimulation based on the calculated level of work; anddeliver the calculated desired electrical stimulation to the first electrode pair to at least partially activate the patient's diaphragm; anda sensor configured to provide a flow measurement to the stimulator;wherein the stimulator is configured to determine when inspiration of a given breath is occurring based on the flow measurement from the sensor, and deliver the electrical stimulation during the determined inspiration; andwherein the stimulator is configured to end the electrical stimulation before initiation of a subsequent breath. 2. The medical device of claim 1, wherein the stimulator is configured to end the electrical stimulation before initiation of expiration during the given breath. 3. The medical device of claim 1, wherein the stimulator is configured to end the electrical stimulation at initiation of expiration during the given breath. 4. The medical device of claim 1, wherein the stimulator is configured to end the electrical stimulation after initiation of expiration during the given breath. 5. The medical device of claim 1, wherein the medical device includes a plurality of pairs of electrodes, including the first electrode pair, and the stimulator is configured to deliver the electrical stimulation with one of the plurality of pairs of electrodes. 6. The medical device of claim 1, wherein the stimulator is in wired communication with the first electrode pair. 7. The medical device of claim 1, wherein the first electrode pair is disposed on a catheter. 8. The medical device of claim 7, wherein the electrodes of the first electrode pair are longitudinally spaced from one another on the catheter. 9. The medical device of claim 1, wherein the first electrode pair is configured to be placed within a blood vessel of the patient. 10. The medical device of claim 1, wherein the first electrode pair includes an anodal electrode and a cathodal electrode. 11. The medical device of claim 1, further including a second electrode pair, wherein the stimulator is configured to deliver electrical stimulation to the second electrode pair to at least partially activate the patient's diaphragm. 12. The medical device of claim 1, wherein the sensor is configured to interface with a breathing circuit of a mechanical ventilator. 13. The medical device of claim 1, wherein the sensor is for coupling to a mechanical ventilator, and the sensor is external to the mechanical ventilator. 14. The medical device of claim 1, wherein the flow measurement includes inspired airflow and/or expired airflow. 15. The medical device of claim 1, wherein the stimulator is configured... | Lungpacer Medical Inc. | A61N001/36 A61M016/00 A61B005/08 A61N001/05
US10418411 | B2 | 2019-09-17 | Multispectral imaging device | 2017-11-17 | A multispectral imaging device comprises a hybrid semiconductor device of stacked type to separate different light wavebands in a three-dimensional space, said hybrid semiconductor device comprises: a first photodiode, to convert NIR light photons to electrons, said first photodiode forming a detecting array of infrared light image, said first photodiodes comprising a substrate and an depletion layer; and a second photodiode, arranged on said first photodiode, to convert visible light photons to electrons, said second photodiode forming a detecting array of visible light image. The multispectral imaging device provided by the present disclosure decreases the cross-talk between different photodiodes and increases the total performance. | 1. A multispectral imaging device, comprising a hybrid semiconductor device of stacked type to separate different wavebands in a three-dimensional space, said hybrid semiconductor device comprising: a first photodiode, configured to convert NIR light photons to electrons, wherein a first plurality of said first photodiode forms a detecting array of infrared light image, said first photodiode comprising a substrate and a depletion layer formed in said substrate, wherein said first photodiode is made of crystal silicon material; anda second photodiode, arranged on said first photodiode, configured to convert visible light photons to electrons, wherein a second plurality of said second photodiode of forms a detecting array of visible light image, said second photodiode is NIP or PIN type, and said second photodiode is made of hydrogenated amorphous silicon material;said multispectral imaging device comprising a plurality of sub-pixels comprising a plurality of first kind of sub-pixels and a plurality of second kind of sub-pixels, wherein each of said sub-pixels comprises at least:a photodiode for converting light to electric signals, an amplifier transistor for amplifying said electric signal, an output transistor for outputting an amplified electric signal, and a reset transistor for resetting a potential of said photodiode; wherein said photodiode is made of said first photodiode in said first kind of sub-pixel or made of said second photodiode in the second kind of sub-pixel. 2. The multispectral imaging device according to claim 1, wherein, said depletion layer is covered completely by a vertical projection of said second photodiode on a plane of said substrate. 3. The multispectral imaging device according to claim 1, wherein, said second photodiode is NIP type, said first photodiode is NP type; orsaid second photodiode is PIN type, said first photodiode is PN type. 4. The multispectral imaging device according to claim 1, wherein, said second photodiode is PIN type, said first photodiode is NP type; orsaid second photodiode is NIP type, said first photodiode is PN type. 5. The multispectral imaging device according to claim 1, wherein, said second photodiode comprises a first transparent conductive film, an a-Si doped layer of N+ type, an a-Si un-doped layer, an a-Si doped layer of P+ type and a second transparent conductive film. 6. The multispectral imaging device according to claim 1, further comprising: an isolating component, arranged between a semiconductor layer and said depletion layer on a plane of said substrate. 7. The multispectral imaging device according to claim 1, further comprising: an organic film layer filmed by coating and an insulating layer of field oxide, arranged between said first photodiode and said second photodiode. 8. The multispectral imaging device according to claim 7, wherein a thickness of said organic film layer is in a range of 1 micrometer to 5 micrometers. 9. The multispectral imaging device accord... | - | H01L027/146 H01L031/105 H01L031/103 H01L031/0376 H01L031/0224 A61B005/00
US10403053 | B2 | 2019-09-03 | Marking sparse areas on maps | 2016-11-15 | Values of a physiologic parameter at respective measured points in a heart are obtained. A 3-dimensional model of the heart is constructed, which includes first spatial elements that include the measured points and second spatial elements that do not include the measured points. The values of the parameter in the second spatial elements are interpolated and regional densities of the measured points in the model determined. The values of the parameter at the first spatial elements and the second spatial elements are displayed on a functional map of the heart, and a graphical characteristic of the map is modified responsively to the regional densities. | 1. A method, comprising the steps of: obtaining values of a physiologic parameter at respective measured points in a heart;constructing a 3-dimensional model of the heart, the model comprising spatial elements including first spatial elements that include the measured points and second spatial elements that do not include the measured points;interpolating the values of the parameter in the second spatial elements;determining regional densities of the measured points in the model, the determination comprising comparing a select spatial element to a neighboring spatial element and establishing a binary classification according to whether a count of the measured points in the neighboring spatial element exceeds or fails to exceed a predefined threshold and clustering spatial elements where respective counts of the measured points fail to exceed the predefined threshold;displaying the values of the parameter at the first spatial elements and the second spatial elements on a functional map of the heart; andmodifying a graphical characteristic of the map responsively to the regional densities. 2. The method according to claim 1, wherein the first spatial elements and the second spatial elements are voxels. 3. The method according to claim 1, wherein determining regional densities comprises counting the measured points within respective predefined distances from the spatial elements. 4. The method according to claim 1, wherein modifying a graphical characteristic comprises changing a shading of portions of the map. 5. An apparatus comprising: electrical circuitry connected to a probe having at least one sensor on a distal portion thereof, the electrical circuitry configured for obtaining values of a physiologic parameter at respective measured points in a heart from readings of the at least one sensor;a memory for storing the values;a display; anda processor connected to the memory and operative for performing the steps of:constructing a 3-dimensional model of the heart, the model comprising spatial elements including first spatial elements that include the measured points and second spatial elements that do not include the measured points;interpolating the values of the parameter in the second spatial elements;determining regional densities of the measured points in the model, the determination comprising comparing a select spatial element with a neighboring spatial element and establishing a binary classification according to whether a count of the measured points in the neighboring spatial element exceeds or fails to exceed a predefined threshold and clustering spatial elements where respective counts of the measured points fail to exceed the predefined threshold;presenting, on the display, the values of the parameter at the first spatial elements and the second spatial elements on a functional map of the heart; andmodifying a graphical characteristic of the map responsively to the regional densities. 6. The apparatus according to claim 5, where... | BIOSENSE WEBSTER (ISRAEL) LTD. | G06T015/08 G06T019/20 A61B005/042 A61B005/044 A61B018/14 G06T007/00 G06T015/80 G06T017/20 G06T019/00 A61B018/00 A61B005/00 A61B005/06
US10413212 | B2 | 2019-09-17 | Methods and systems for enhanced mapping of tissue | 2016-12-05 | According to some embodiments, methods and systems of enhancing a map of a targeted anatomical region comprise receiving mapping data from a plurality of mapping electrodes, receiving high-resolution mapping data from a high-resolution roving electrode configured to be moved to locations between the plurality of mapping electrodes, wherein the mapping system is configured to supplement, enhance or refine a map of the targeted anatomical region or to directly create a high-resolution three-dimensional map using the processor receiving the data obtained from the plurality of mapping electrodes and from the high-resolution roving electrode. | 1. A system for obtaining mapping data for a targeted anatomical tissue of a subject, the system comprising: a catheter comprising at least electrode configured to map tissue along the targeted anatomical tissue; anda data acquisition device configured to receive mapping data from the catheter;the data acquisition device is configured to couple to a separate mapping device, the data acquisition device being configured to receive mapping data from the separate mapping device, wherein the separate mapping device comprises a plurality of mapping electrodes, the plurality of mapping electrodes including at least a first electrode member and a second electrode member coupled with a filtering element, the filtering element being configured to:allow the simultaneous application of radiofrequency ablation energy from the first electrode member and the second electrode member at a first radiofrequency range; andallow the first electrode member and the second electrode member to operate as separate electrodes to facilitate mapping at a second frequency range different than the first frequency range; anda processor configured to generate a three-dimensional map from the mapping data received from the catheter and the separate mapping device by the data acquisition device. 2. The system of claim 1, wherein the separate mapping device comprises at least one expandable member, wherein at least some of the plurality of mapping electrodes are positioned along the at least one expandable member. 3. The system of claim 1, wherein the mapping data received from the separate mapping device comprise unipolar or bipolar signals. 4. The system of claim 1, wherein the processor is configured to or synchronize mapping data obtained from the catheter and the separate mapping device. 5. The system of claim 1, wherein the processor is configured to couple to an output device for displaying the three-dimensional map. 6. The system of claim 1, wherein the processor is integrated within the data acquisition device. 7. The system of claim 1, wherein the processor is separate from the data acquisition device. 8. A system for obtaining mapping data for a targeted anatomical tissue of a subject, the system comprising: a data acquisition device configured to receive mapping data from a mapping catheter; anda processor configured to receive mapping data from the data acquisition device and from a separate mapping system, wherein the separate mapping system is configured to operatively couple to the processor, the separate mapping system comprising a plurality of mapping electrodes, the plurality of mapping electrodes including at least a first electrode member and a second electrode member coupled with a filtering element, the filtering element being configured to:allow the simultaneous application of radiofrequency ablation energy from the first electrode member and the second electrode member at a first radiofrequency range; andallow the first electrode member and the secon... | Epix Therapeutics, Inc. | A61B018/12 A61B005/053 A61B018/14 A61B005/00 A61B017/32 A61B018/02 A61B018/18 A61B018/24 A61B018/00 A61B005/042 A61B017/00
US10417759 | B2 | 2019-09-17 | Medical image data processing system and method | 2016-03-14 | A medical image data processing system comprises processing circuitry configured to receive a three-dimensional medical imaging data set, process the three-dimensional medical imaging data set to determine a curved plane that has a shape representative of a shape of at least one anatomical structure, wherein the at least one anatomical structure comprises a plurality of sub-structures, and obtain an image based on values of the medical imaging data set at a plurality of sample points of the curved plane. | 1. A medical image data processing system, comprising: processing circuitry configured to: receive a three-dimensional medical imaging data set; andprocess the received three-dimensional medical imaging data set, including determining an axis;determining a plurality of planes extending around the axis and tilted relative to the axis such that the planes are aligned with sub-structures, the sub-structures being comprised of at least one anatomical structure;for each plane of the plurality of planes, casting a respective plurality of rays extending radially across the plane from the axis, and for each ray of the respective plurality of rays, estimating a respective manifold position by determining an intersection of the ray with bone;determining a manifold that intersects bones included in the sub-structures and represents a shape of the at least one anatomical structure by using the estimated manifold positions; andobtaining an unfolded view by sampling a plurality of points on the determined manifold. 2. The system according to claim 1, wherein the obtaining of the unfolded view by the processing circuitry comprises performing a ray casting process, the plurality of points comprising points of intersection between rays of the ray casting process and the manifold. 3. The system according to claim 2, wherein the obtaining of the unfolded view by the processing circuitry comprises determining the rays of the ray casting process by using a projection to map pixels of the unfolded view to rays of the ray casting process. 4. The system according to claim 2, wherein the performing of the ray casting process by the processing circuitry comprises, for each of at least some of the rays of the ray casting process, determining at least one value of the medical imaging data set at an intersection between said ray and the manifold, and determining a pixel value for a respective pixel of the unfolded view from said at least one value of the medical imaging data set. 5. The system according to claim 1, wherein at least one of: the determining of the manifold comprises determining a manifold that at least partially intersects the at least one anatomical structure;the determining of the manifold comprises determining a manifold that at least partially falls within an interior of said at least one anatomical structure; andthe manifold at least partly encloses a region defined by the at least one anatomical structure. 6. The system according to claim 1, wherein the determining of the manifold by the processing circuitry is based on an expected profile of values of the medical imaging data set across a thickness of said at least one anatomical structure. 7. The system according to claim 1, wherein the determining of the manifold by the processing circuitry comprises determining a variation of values of the medical imaging data set along a plurality of data sampling paths. 8. The system according to claim 1, wherein the determining of the manifold by the proces... | Canon Medical Systems Corporation | G06K009/00 G06T007/00 G06T015/06 G06T011/00 G06T007/10 A61B005/055 A61B006/03 A61B008/08 G06K009/46 G06K009/52 G06T007/60 G06T003/00 G06T015/08 G06T019/00 G01R033/56
US10420494 | B2 | 2019-09-24 | Analyte sensor | 2018-01-23 | Devices and methods are provided for continuous measurement of an analyte concentration. The device can include a sensor having a plurality of sensor elements, each having at least one characteristic that is different from other sensor(s) of the device. In some embodiments, the plurality of sensor elements are each tuned to measure a different range of analyte concentration, thereby providing the device with the capability of achieving a substantially consistent level of measurement accuracy across a physiologically relevant range. In other embodiments, the device includes a plurality of sensor elements each tuned to measure during different time periods after insertion or implantation, thereby providing the sensor with the capability to continuously and accurately measure analyte concentrations across a wide range of time periods. For example, a sensor system 180 is provided having a first working electrode 150 comprising a first sensor element 102 and a second working electrode 160 comprising a second sensor element 104, and a reference electrode 108 for providing a reference value for measuring the working electrode potential of the sensor elements 102, 104. | 1. A sensor system for continuous measurement of a glucose concentration in a host, the sensor system comprising: a first continuous glucose sensor configured to measure glucose concentrations over a first time period of in vivo implantation and produce first sensor data, wherein the first sensor is configured to have a run-in time between 0.1 and 6 hours;a second continuous glucose sensor configured to measure glucose concentrations over a second time period of in vivo implantation and produce second sensor data, wherein the second continuous glucose sensor is an optical sensor, wherein the first time period and the second time period are different, wherein the second time period begins after the first time period begins, wherein the first time period and the second time period overlap partially, but not completely; andsensor electronics configured to determine glucose concentration values based on the first sensor data and the second sensor data, wherein the sensor electronics are configured to determine the glucose concentration values by integrating signals from the first sensor data and signals from the second sensor data, wherein the sensor electronics are configured to integrate signals from the first sensor data and signals from the second sensor data by according first weights to signals from the first sensor data and according second weights to signals from the second sensor data, and wherein magnitudes of the first weight and magnitudes of the second weights are dependent on a time period of a sensor session. 2. The sensor system of claim 1, wherein the first time period corresponds to an initial period of in vivo implantation, wherein the second time period corresponds to a second time period of in vivo implantation, and wherein the second period begins after the initial period of in vivo implantation has begun. 3. The sensor system of claim 2, wherein the first time period begins before less than 3 hours post-implantation, and wherein the second time period begins after more than 3 hours post-implantation. 4. The sensor system of claim 2, wherein the first time period begins before less than 6 hours post-implantation, and wherein the second time period begins after more than 6 hours post-implantation. 5. The sensor system of claim 1, wherein the sensor system is configured for transcutaneous placement through a skin of a host. 6. The sensor system of claim 1, wherein the sensor system is configured for fluid communication with a vascular system of a host. 7. The sensor system of claim 1, wherein the first sensor is an optical sensor. 8. The sensor system of claim 1, wherein the second sensor is an electrochemical sensor. | DexCom, Inc. | A61B005/00 A61B005/1473 A61B005/145 A61B005/1486 B05C003/10
US10413722 | B2 | 2019-09-17 | Pelvic muscle exerciser | 2016-06-19 | The present invention is directed to a device which may be used to interactively exercise pelvic muscles. This is expected to prevent the need for more intrusive surgical procedures, to improve the life of women and men that suffer from incontinence, to help women strengthen their pelvic muscles after birth to enable subsequent vaginal births rather than caesarean sections. The invention relates to a pelvic muscle exercise monitor that is a suppository/tampon type internal unit that may be placed within either the rectum or the vaginal canal and which sends signals to a remote receiver, typically a smart phone, but possibly a dedicated device or a computer. | 1. A system for pelvic exercising by a user, the system comprising: an internal unit and a receiver device;the internal unit for positioning within a body cavity of the user; andcomprising at least one pressure sensor and a transmitter within a housing;the receiver device comprising a GUI, a processor, a signal receiver, a memory, a power supply and an operating program, such that the receiver device receives data from the internal unit and displays information to the user, wherein the internal unit comprises means for monitoring tendency of the internal unit to move deeper into the body cavity in response to muscular exertion. 2. The system of claim 1 wherein the internal unit is substantially cylindrical. 3. The system of claim 1 wherein the internal unit has a length of 3 to 8 cm. 4. The system of claim 1 wherein the internal unit has a diameter of between 1 and 3 cm. 5. The system of claim 1 wherein the body cavity is selected from the group consisting of a vagina and a rectum. 6. The system of claim 1 wherein the means for monitoring tendency of the internal unit to move deeper into body cavity in response to muscular exertion comprises an anchor for attaching to the user, and a distance sensor for monitoring separation of the anchor from the internal unit. 7. The system of claim 6 wherein the anchor is attachable by an adhesive strip or a vacuum sucker to a buttock or a navel. 8. The system of claim 1 wherein the means for monitoring tendency of the internal unit to move deeper into body cavity in response to muscular exertion comprises a first piezoelectric sensor configured to detect pressure applied to a first end of the internal unit and a second pressure sensor configured to detect pressure applied to an opposite end of the internal unit. 9. The system of claim 1 wherein the means for monitoring tendency of the internal unit to move deeper into body cavity in response to muscular exertion comprises a movement sensor for monitoring movement along the vaginal canal. 10. The system of claim 9 wherein the movement sensor comprises a light emitting diode and corresponding light sensor. 11. The system of claim 1 wherein the internal unit further comprises a flexible tail that protrudes outside the body. 12. The system of claim 1 wherein the housing comprises a biocompatible water proof polymer typically selected from the group comprising neoprene, silicone, latex or artificial rubber. 13. The system of claim 1 wherein the internal unit further comprises at least one of: (i) a battery that is rechargeable by induction,(ii) an Electrical Muscle Stimulation (E.M.S.) system, and(iii) a non-rechargeable battery. 14. The system of claim 1 wherein the data signals comprise at least one of: a. data from at least one pressure sensor of the internal unit;b. data corresponding to a distance of the internal unit from an anchor positioned on external anatomy of the user, andc. data corresponding to an absolute movement of the internal unit w... | - | A61N001/36 A61N001/05 A61B005/22 A63B023/20 A61N001/375 A61N001/372 A61B005/00 A61B005/11
US10413202 | B2 | 2019-09-17 | Biosensor device and physiological monitor | 2018-07-18 | A biosensor includes: a flexible base, a first sensor includes a first sensor main body, and a second sensor includes a second sensor main body that is detachably installed on the side face of the flexible base installed with the first sensor main body, and is arranged at intervals on the first sensor main body. The second sensor is detachably installed on the flexible base installed with the first sensor, and does not overlap with the first sensor, thereby allowing the second sensor to work together with the first sensor, thereby obtaining different physiological parameters. The second sensor can also be detached from the flexible base and used independently to increase user convenience. | 1. A biosensor device, comprising: a flexible base, wherein the flexible base comprises a first side and a second side that are opposite to each other;a first sensor comprising a first sensor body, wherein the first sensor body is mounted at the first side of the flexible base; anda second sensor comprising a second sensor body, wherein the second sensor body is detachably mounted at the first side of the flexible base at which the first sensor body is provided, and is spaced apart from the first sensor body;wherein the second sensor body comprises at least one electrode detachably mounted on the flexible base, the electrode protruding above a surface of a region of the flexible base that is not provided with the electrode;wherein a snap female end is arranged at the first side of the flexible base, and the electrode is provided with a snap male end that is mateable with the snap female end, such that the electrode is detachably mounted on the flexible base. 2. The biosensor device of claim 1, wherein a side face of the flexible base is provided with a mounting counterbore, the snap female end is arranged in the mounting counterbore, and the electrode comprises an electrode base, a foam arranged at one side of the electrode base and a conductive adhesive located on the foam, wherein the electrode base and the conductive adhesive are respectively located at two opposite sides of the foam, the electrode base matches the mounting counterbore, the snap male end is arranged at one side of the electrode base that is not provided with the foam, and the flexible base located around the foam protrudes. 3. The biosensor device of claim 2, wherein the electrode base is more flexible than the flexible base, and the electrode base is thicker than the flexible base. 4. A biosensor device, comprising: a flexible base, wherein the flexible base comprises a first side and a second side that are opposite to each other;a first sensor comprising a first sensor body, wherein the first sensor body is mounted at the first side of the flexible base; anda second sensor comprising a second sensor body, wherein the second sensor body is detachably mounted at the first side of the flexible base at which the first sensor body is provided, and is spaced apart from the first sensor body;wherein the first sensor body comprises a light-emitting tube and a photosensitive tube, the light-emitting tube and the photosensitive tube being arranged apart at the first side of the flexible base;wherein the first side of the flexible base is provided with mounting grooves, shapes of the mounting grooves matching shapes of the light-emitting tube and the photosensitive tube, and the light-emitting tube and the photosensitive tube being respectively accommodated in the mounting grooves. 5. A biosensor device, comprising: a flexible base, wherein the flexible base comprises a first side and a second side that are opposite to each other;a first sensor comprising a first sensor body, where... | Shenzhen Mindray Bio-Medical Electronics Co., Ltd. | A61B005/04 A61B005/00 A61B005/0478 A61B005/1455 A61B005/0205 A61B005/021 A61B005/024
US10398305 | B2 | 2019-09-03 | Retinal Thickness | 2015-06-16 | A method is provided for determining the thickness of a retina. A single beam is used to illuminate the retina of a patient. Interference between reflections off different layers within the retina cause autocorrelation in the returned signal. An FFT applied to the autocorrelation signal reveals the strongest autocorrelation, which indicates the distance between the nerve fiber layer (NFL) and the layers between the inner segment/outer segment (IS/OS) and the retinal pigment epithelium (RPE), the dominant scatterers. By analyzing autocorrelation, a single beam can be used. This avoids the problem of movement of the patient, arising in the use of a standard OCT interferometer, resulting in a simpler and less expensive technique of measuring retinal thickness. | 1. A method of determining the thickness of a retina, the method comprising: illuminating the retina with a beam of light;receiving, at a spectrometer, a reflected beam of light from the retina; andusing an autocorrelation signal within the reflected beam of light to determine the thickness of the retina, wherein the autocorrelation signal is produced by different reflections of the beam of light, reflecting off different layers of the retina, interfering with each other, and wherein the autocorrelation signal is visible as more than noise. 2. The method of claim 1 wherein using the autocorrelation signal to determine the thickness of the retina comprises: applying a Fast Fourier Transform (FFT) to an optical frequency spectrum of the reflected beam of light to produce the autocorrelation signal; anddetermining the thickness of the retina from a strongest signal within the autocorrelation signal. 3. The method of claim 2 wherein determining the thickness of the retina comprises: determining the distance between a nerve fiber layer (NFL) and layers between an inner segment/outer segment (IS/OS) and a retinal pigment epithelium (RPE) from the strongest signal within the frequency spectrum; anddeducing the thickness of the retina from the determined distance between the NFL and the layers between the IS/OS and the RPE. | Cellview Imaging Inc. | A61B003/10 A61B003/00 A61B005/00
US10405796 | B2 | 2019-09-10 | Estimating and predicting tooth wear using intra-oral 3D scans | 2017-07-20 | Methods for estimating and predicting tooth wear based upon a single 3D digital model of teeth. The 3D digital model is segmented to identify individual teeth within the model. A digital model of a tooth is selected from the segmented model, and its original shape is predicted. The digital model is compared with the predicted original shape to estimate wear areas. A mapping function based upon values relating to tooth wear can also be applied to the selected digital model to predict wear of the tooth. | 1. A method for predicting teeth wear, comprising steps of: receiving a 3D digital model of teeth;applying a mapping function to the digital model of the teeth based upon values relating to tooth wear;predicting wear areas in the teeth based upon the applying step; andprior to the applying step, segmenting the 3D digital model of teeth to identify individual tooth within the 3D digital model of teeth and generate a segmented 3D digital model of teeth, comprising: performing a first segmentation method that over segments at least some of the teeth within the 3D digital model of teeth and outputs as results the 3D digital model of teeth with the over segmentation;performing a second segmentation method that classifies some points within the 3D digital model of teeth as being on an interior of a tooth in the 3D digital model of teeth and classifies some other points within the 3D digital model of teeth as being on a boundary between teeth in the 3D digital model of teeth and outputs as results the 3D digital model of teeth with the classification; andcombining the results of the first and second segmentation methods to generate the segmented 3D digital model of teeth. 2. The method of claim 1, further comprising annotating the digital model of the tooth based upon the predicted wear areas. 3. The method of claim 2, further comprising displaying the annotated digital model of the tooth. 4. A system for predicting teeth wear, comprising: a module for receiving a 3D digital model of teeth;a module for applying a mapping function to the digital model of the teeth based upon values relating to tooth wear;a module for predicting wear areas in the digital model of the teeth based upon the applying step; anda module for segmenting the 3D digital model of teeth to identify individual tooth within the 3D digital model of teeth and generate a segmented 3D digital model of teeth, comprising: a module for performing a first segmentation method that over segments at least some of the teeth within the 3D digital model of teeth and outputs as results the 3D digital model of teeth with the over segmentation;a module for performing a second segmentation method that classifies some points within the 3D digital model of teeth as being on an interior of a tooth in the 3D digital model of teeth and classifies some other points within the 3D digital model of teeth as being on a boundary between teeth in the 3D digital model of teeth and outputs as results the 3D digital model of teeth with the classification; anda module for combining the results of the first and second segmentation methods to generate the segmented 3D digital model of teeth. 5. The system of claim 4, further comprising a module for annotating the digital model of the tooth based upon the predicted wear areas. 6. The system of claim 5, further comprising a module for displaying the annotated digital model of the tooth. | 3M INNOVATIVE PROPERTIES COMPANY | A61B005/00 G06F019/00 G06T007/00 G16H030/40 G16H050/50 A61C009/00
US10398335 | B2 | 2019-09-03 | Bridge connectors employing flexible planar bodies having signal pathways coupling control devices with biometric sensors | 2015-08-05 | Bridge connectors employing flexible planar bodies having signal pathways coupling control devices with biometric sensors are disclosed. Sensors are placed in contact with a patient to detect a health condition and generate an output signal based on the health condition. A control device is linked to the sensors to receive the output signal for collection, analysis, storage, display, and/or subsequent transfer. A bridge connector includes a planar body with predetermined flexibility and signal pathways extending between data ports. By removably coupling the bridge connector to the control device and the sensors secured to the patient, the control device may be physically supported by the patient with minimal discomfort and low-cost biometric sensors may be used. In this manner, sensor replacement costs are reduced and the useful lives of the sensors can be maximized as the designed flexibility of the bridge connector facilitates removable coupling with the biometric sensors. | 1. A bridge connector for coupling a control device to at least one biometric sensor, comprising: a flexible planar body comprising: a first surface;a second surface opposite the first surface, wherein the first and second surfaces are separated by a portion of the flexible planar body;at least one signal pathway interconnecting a first data port from the first surface to a second data port at the second surface according to a predetermined relationship;a flex circuit arranged between the first and second surfaces, the flex circuit comprising both: (i) the at least one signal pathway extending within the flex circuit to carry electrical signals and (ii) a substrate configured to support the at least one signal pathway and comprising an opening; anda structural member arranged between the flex circuit and the second surface;a first and second mechanical fastener, wherein the first mechanical fastener extends through the flex circuit at the opening and couples with the second mechanical fastener; andwherein the first data port at the first surface is configured to be removably coupled to the control device using the first and second mechanical fasteners, the second data port at the second surface is configured to be removably coupled to the at least one biometric sensor, and the first and second data ports are configured to exchange biometric data between the data ports through the at least one signal pathway within the flex circuit and according to the predetermined relationship. 2. The bridge connector of claim 1, wherein the flexible planar body has a modulus of elasticity in a range from a half megapascal to eight (8) megapascals. 3. The bridge connector of claim 1, wherein the flexible planar body is configured to support the control device. 4. The bridge connector of claim 1, wherein the second data port at the second surface comprises a third mechanical fastener configured to removably couple with an electrocardiogram (ECG) electrode. 5. The bridge connector of claim 1, wherein the at last one signal pathway comprises a conductive material configured to exchange the biometric data in a form of an electrical signal. 6. The bridge connector of claim 1, wherein the first data port at the first surface comprises the first mechanical fastener configured to removably interface with a plug of the control device. 7. The bridge connector of claim 1, wherein the second data port at the second surface comprises a third mechanical fastener configured to removably interface with a mechanical connector of the at least one biometric sensor. 8. The bridge connector of claim 1, wherein the portion of the flexible planar body comprises a thickness in a range from one-hundred microns to five millimeters. 9. The bridge connector of claim 1, wherein the flexible planar body comprises a first plurality of data ports at the first surface, including the first data port, and a second plurality of data ports at the second surface, including the second data po... | Preventice Technologies, Inc. | A61B005/0416 A61B005/0408
US10410047 | B2 | 2019-09-10 | Pattern detection and location in a processed image | 2017-11-02 | The present invention is a method of processing a video image in an electronic video processor including the steps of receiving an input image having an input field of view, generating a processed image from the input image, and having an output field of view smaller than the input field of view, searching for a predetermined pattern within the input image, providing an indication when the predetermined pattern is found in the input image, and zooming the processed image to the input field of view and highlighting the predetermined pattern in the processed image in response to the indication. | 1. A method of processing a video image in an electronic video processor for a visual prosthesis comprising: providing a visual prosthesis including an electronic video processor and an implantable neural stimulator including an array of electrodes adapted to stimulate visual neurons;receiving an input image having an input field of view;generating a processed image from the input image, having an output field of view smaller than the input field of view, the output field of view defined by the field of view of visual neurons stimulated by the array of electrodes;searching for a predetermined pattern within the input image; andproviding a cue to a user when the predetermined pattern is found in the input image. 2. The method according to claim 1, further comprising accepting input from the user to zoom the processed image to the input field of view and highlight the predetermined pattern in the processed image in response to the user input. 3. The method according to claim 1, wherein the predetermined pattern is a face. 4. The method according to claim 1, wherein the predetermined pattern is a hazard. 5. The method according to claim 1, wherein the step of searching further includes recognizing features of the detected pattern. 6. The method according to claim 1, wherein the predetermined pattern is stored in a look up table of patterns and identifying information. 7. The method according to claim 6, wherein the predetermined pattern is a face and the look up table associates the faces with a name. 8. The method according to claim 7, further comprising announcing the name associated with the detected face. | Second Sight Medical Products, Inc. | A61N001/36 G06K009/00 A61B005/1171 G06K009/46
US10416266 | B2 | 2019-09-17 | Magnetic resonance imaging apparatus and method for reducing unnecessary contrast | 2014-02-13 | In multi-echo imaging, in imaging in which pulses other than a 180° pulse are included in refocus RF pulses, a high-quality image in which the intended contrast is emphasized is obtained by reducing unnecessary contrast. Therefore, imaging parameters are adjusted so as to reduce the unnecessary contrast. The adjustment is performed so that, for echo signals from tissues having the same relaxation time to cause intended contrast among echo signals from a plurality of tissues having different relaxation times, the difference between the signal strengths of echo signals to determine the contrast, such as echo signals at the k-space center, is reduced. Imaging parameters to be adjusted include a repetition time, the FA of a DE pulse, the FA of a saturation pulse, the application timing of the saturation pulse, the application strength of a gradient magnetic field in a recovery period, application timing, and the like. | 1. A magnetic resonance imaging apparatus, comprising: a static magnetic field generation unit that generates a static magnetic field;a gradient magnetic field generation unit that applies a gradient magnetic field to an object placed in the static magnetic field;a signal transmission unit that transmits a high-frequency magnetic field pulse to excite magnetization of the object at a predetermined flip angle;a signal receiving unit that receives an echo signal generated by the object;a parameter adjusting unit that adjusts an imaging parameter to be adjusted, which is set in advance, so as to reduce unnecessary contrast;a sequence creating unit that generates an imaging sequence using the imaging parameter adjusted by the parameter adjusting unit and a pulse sequence for applying an excitation high-frequency magnetic field pulse and a plurality of refocus high-frequency magnetic field pulses, of which one or more flip angles are not 180°, within a repetition time; anda control unit that reconstructs a magnetic resonance image from an echo signal received by the signal receiving unit and that controls operations of the gradient magnetic field generation unit, the signal transmission unit, and the signal receiving unit according to the imaging sequence,wherein the pulse sequence generated by the sequence creating unit is configured to cause the echo signal to change in longitudinal relaxation time and transverse relaxation time during application of the plurality of refocus high-frequency magnetic field pulses in the pulse sequence,the imaging parameter to be adjusted includes a parameter that controls at least one of the high-frequency magnetic field pulse and the gradient magnetic field which is applied during a recovery period between application of a last refocus high-frequency magnetic field pulse and application of a next excitation high-frequency magnetic field pulse, andthe parameter adjusting unit (i) adjusts the imaging parameter in order to reduce unnecessary contrast differences between echo signals arranged at k-space center for tissues having same longitudinal relaxation time and different transverse relaxation time to make a magnetic resonance image having a contrast weighted with longitudinal relaxation time or (ii) adjusts the imaging parameter in order to reduce unnecessary contrast differences between echo signals arranged at k-space center for tissues having different longitudinal relaxation time and same transverse relaxation time to make a magnetic resonance image having a contrast weighted with transverse relaxation time. 2. The magnetic resonance imaging apparatus according to claim 1, wherein the parameter adjusting unit adjusts the imaging parameter to be adjusted so as to reduce T1 contrast or T2 contrast. 3. The magnetic resonance imaging apparatus according to claim 1, wherein the imaging parameter to be adjusted is a repetition time. 4. The magnetic resonance imaging apparatus according to claim 1, wherein when the ... | HITACHI, LTD. | G01R033/561 A61B005/055 G01R033/56 G01R033/54 G01R033/48 G01R033/385 G01R033/36
US10405802 | B2 | 2019-09-10 | Method for detecting a heart rate | 2015-10-20 | A method for detecting a heart rate is disclosed and includes: providing a photodetector module, a motion detector and a Fast Fourier Transform (FFT) module; acquiring a first heart rate using the photodetector module and the FFT module; sampling at different time intervals and generating a frame using the motion detector and the FFT module, wherein the frame has a first plurality of peaks and a first plurality of indexes corresponding to the first plurality of peaks, and a plurality of sport intervals are defined by the first plurality of indexes; and acquiring a present heart rate by applying an interval tracking algorithm to the first heart rate and the plurality of sport intervals generated from the sampling at different time intervals. | 1. A method for detecting a heart rate, comprising: providing a photodetector module, a motion detector and a Fast Fourier Transform (FFT) module;acquiring a first heart rate by using the photodetector module and the FFT module;after acquiring the first heart rate, sampling a signal obtained using the motion detector and generating a frame for the FFT module, wherein in the frame, there are a first plurality of peaks and a first plurality of indexes corresponding to the first plurality of peaks, and a plurality of sport intervals are defined by the first plurality of indexes; andacquiring a present heart rate by applying an interval tracking algorithm with the first heart rate and the plurality of sport intervals generated from the step of sampling the signal obtained using the motion detector. 2. The method as claimed in claim 1, further comprising: measuring a photoplethysmography (PPG) using the photodetector module in a rest mode; andperforming an FFT on the PPG to acquire the first heart rate. 3. The method as claimed in claim 2, wherein the photodetector module comprises a photodetector, a plurality of blue light-emitting diodes (LEDs), and a plurality of green LEDs. 4. The method as claimed in claim 3, wherein the measuring step comprises: using the plurality of blue LEDs and the plurality of green LEDs as a light source to emit a light;using the light to illuminate a blood vessel;receiving a light signal reflected from the blood vessel by the photodetector; andconverting the light signal to a voltage signal. 5. The method as claimed in claim 2, comprising: generating at least one motion signal by the motion detector in a motion mode; andperforming the FFT on the at least one motion signal sampled to acquire at least one frame. 6. The method as claimed in claim 5, wherein the motion detector is an accelerometer, and the at least one motion signal has a fundamental frequency and at least one harmonic frequency. 7. The method as claimed in claim 2, wherein the step of acquiring the first heart rate comprises: acquiring a spectrum by performing the FFT on the PPG, wherein the spectrum has a second plurality of peaks and a second plurality of indexes corresponding to the second plurality of peaks; andarranging the second plurality of indexes according to their peak values, and putting the second plurality of indexes into a set, wherein a first frequency index arranged in a first place of the set is the first heart rate. 8. The method as claimed in claim 7, further comprising: measuring a heart rate spectrum having a third plurality of peaks with the photodetector during sports, wherein the heart rate spectrum has a second frequency index, a third frequency index and a fourth frequency index respectively corresponding to three of the third plurality of peaks, and the interval tracking algorithm comprises:defining an SP interval as the sport interval where the first heart rate of a prior frame is located, wherein the SP interval is the Pt... | WELTREND SEMICONDUCTOR, INC. | A61B005/00 A61B005/024 A61B005/1455 A61B005/11
US10398337 | B2 | 2019-09-03 | Automatic tracking and adjustment of the view angle during catheter ablation treatment | 2017-03-07 | A system and methods for automatically adjusting view angle when performing cardiac mapping and ablation are described herein. A three-dimensional (3D) map of a cardiac structure of a patient and a relative location (e.g., position and orientation) of a catheter within the cardiac structure may be displayed on a visual display device. According to an example procedure, the position and orientation of the tip of the catheter within the cardiac structure, and the current ablation target may be detected. A desired viewing angle of the ablation target may be known, determined, provided and/or learned through training sessions with the operator. The viewing angle of the 3D map of the cardiac structure may be automatically adjusted to correspond to the desired viewing angle using the known locations of the tip of the catheter and ablation target. Other details and procedures may be implemented, as described herein. | 1. A system for performing cardiac mapping and ablation, the system comprising: a processing device configured to generate a three-dimensional (3D) map of a cardiac structure of a patient and a relative location of a catheter within the cardiac structure and provide the 3D map and relative location of the catheter to a visual display device;the visual display device configured to visually display the 3D map of the cardiac structure and the relative location of the catheter within the cardiac structure, wherein the 3D map of the cardiac structure is displayed at a viewing angle;the processing device configured to detect a position and orientation of a tip of the catheter within the cardiac structure;the processing device configured to determine a surface of the 3D map of the cardiac structure near the tip of the catheter, wherein the surface of the 3D map of the cardiac structure near the tip of the catheter is an ablation target or mapping location;the processing device configured to determine a desired viewing angle of the ablation target or mapping location;the processing device configured to automatically adjust the viewing angle of the 3D map of the cardiac structure and the relative location of the catheter within the cardiac structure based on the desired viewing angle and provide the adjusted viewing angle to the visual display device; andthe visual display device configured to update the viewing angle of the 3D map of the cardiac structure and the relative location of the catheter within the cardiac structure to the adjusted viewing angle. 2. The system of claim 1, wherein: the processing device is further configured to determine a normal vector to the surface of the 3D map of the cardiac structure near the tip of the catheter, andwherein the processing device is configured to adjust the viewing angle of the 3D map of the cardiac structure by aligning the normal vector to the surface of the 3D map of the cardiac structure with the desired viewing angle. 3. The system of claim 1, wherein the desired viewing angle is a default viewing angle stored in a local storage. 4. The system of claim 3, wherein the default viewing angle is a perpendicular angle or a constant predefined offset from the perpendicular angle. 5. The system of claim 1, wherein: the processing device is further configured to receive the desired viewing angle of the ablation target or mapping location from an operator and store the desired viewing angle in a local storage. 6. The system of claim 1, wherein: the processing device is further configured to receive a plurality of desired viewing angles of the ablation target or mapping location associated with a corresponding plurality of anatomical regions within the cardiac structure, and store the plurality of desired viewing angles in local storage. 7. The system of claim 1, wherein: the processing device is configured to determine the desired viewing angle of the ablation target or mapping location by performing a ser... | BIOSENSE WEBSTER (ISRAEL) LTD. | A61B005/02 A61B005/042 A61B018/14 A61B005/00 A61B018/00 A61B006/00 A61B034/20 A61B005/06 A61B017/00 A61B006/12 A61B034/10
US10413198 | B2 | 2019-09-17 | Strain sensing element, pressure sensor, microphone, blood pressure sensor, and touch panel | 2017-12-19 | According to one embodiment, a strain sensing element is provided on a film unit configured to be deformed. The strain sensing element includes a functional layer, a first magnetic layer, a second magnetic layer, and a spacer layer. The functional layer includes at least one of an oxide and a nitride. The second magnetic layer is provided between the functional layer and the first magnetic layer. A magnetization of the second magnetic layer is variable in accordance with a deformation of the film unit. The spacer layer is provided between the first magnetic layer and the second magnetic layer. At least a part of the second magnetic layer is amorphous and includes boron. | 1. A sensing element provided on a film being deformable, the sensing element comprising: a non-magnetic layer;a first magnetic layer;a layer provided between the non-magnetic layer and the first magnetic layer, the layer contacting the non-magnetic layer, the layer including at least one selected from the group consisting of an oxide and a nitride;a second magnetic layer provided between the layer and the first magnetic layer; anda spacer layer provided between the first magnetic layer and the second magnetic layer, whereinat least a part of the second magnetic layer is amorphous and includes boron,an electric resistance of the sensing element is configured to change in accordance with a deformation of the film,the second magnetic layer includes a first portion and a second portion,the first portion is provided between the second portion and the spacer layer, anda concentration of boron in the first portion is lower than a concentration of boron in the second portion. 2. The element according to claim 1, wherein the oxide includes an oxide of at least one selected from the group consisting of magnesium, aluminum, silicon, titanium, vanadium, chromium, manganese, iron, cobalt, nickel, copper, zinc, zirconium, niobium, molybdenum, ruthenium, rhodium, palladium, silver, hafnium, tantalum, tungsten, tin, cadmium, and gallium, andthe nitride includes a nitride of at least one selected from the group consisting of magnesium, aluminum, silicon, titanium, vanadium, chromium, manganese, iron, cobalt, nickel, copper, zinc, zirconium, niobium, molybdenum, ruthenium, rhodium, palladium, silver, hafnium, tantalum, tungsten, tin, cadmium, and gallium. 3. The element according to claim 1, wherein the layer includes an oxide of at least one selected from the group consisting of magnesium, titanium, vanadium, zinc, tin, cadmium, and gallium. 4. The element according to claim 1, wherein the layer includes magnesium oxide. 5. The element according to claim 1, wherein a thickness of the layer is not more than one nanometer. 6. The element according to claim 1, wherein a concentration of boron included in the layer is not less than 5 atomic percent and not more than 35 atomic percent. 7. The element according to claim 1, wherein the first portion has crystallinity, andat least a part of the second portion is amorphous. 8. The element according to claim 1, wherein a magnetostriction constant of the second magnetic layer is not less than 1×10−5. 9. The element according to claim 1, wherein a coercivity of the second magnetic layer is not more than 5 oersteds. 10. The element according to claim 1, wherein a sheet resistivity of the layer is lower than a sheet resistivity of the spacer layer. 11. A sensing element provided on a film being deformable, the sensing element comprising: a non-magnetic layer;a first magnetic layer;a layer provided between the non-magnetic layer and the first magnetic layer, the layer contacting the non-magnetic layer, the layer incl... | Kabushiki Kaisha Toshiba | A61B005/021 G01L009/16 G01L009/00 G01L001/12 A61B005/00
US10405706 | B2 | 2019-09-10 | Smart toilet having function of human blood oxygen detection | 2018-03-09 | A smart toilet having a function of human blood oxygen detection is provided. The smart toilet includes a toilet base and a machine body connected to the toilet base. The machine body is provided with a controller and the following modules which are electrically connected to controller respectively, i.e., human blood oxygen detection module, display or voice prompt module, and power supply module which is used to supply power. After processing, the controller obtains the human blood oxygen saturation value based on the electrical signal transferred from the human blood oxygen detection module. Also, the controller controls the display or voice prompt module to output the human blood oxygen saturation value. The present invention combines the toilet with the human blood oxygen detection, such that it is easy for the user to know about his/her blood oxygen condition in real time. | 1. A control method of smart toilet having a function of human blood oxygen detection, comprising the following steps: A: initiating an initial state of each connected module through a controller;B: executing self-checking: conducting a fault detection on each module through the controller;if the self-checking is passed, proceeding to step C;otherwise, conducting an exception handling, displaying or reporting exception information through a display or voice prompt module;C: entering a main cycle, detecting whether someone has sat down by the controller with a human body sensing module;if someone has sat down, starting, by the controller, a human blood oxygen detection module to conduct blood oxygen detection;obtaining, by the human blood oxygen detection module, an electrical signal related to a human blood oxygen saturation value;transferring the electrical signal to the controller;after processing, obtaining, by the controller, the human blood oxygen saturation value based on the obtained electrical signal;controlling, by the controller, the display or voice prompt module or a communication module communicating to a smart device to output the human blood oxygen saturation value, and proceeding to step D;if nobody has sat down, controlling, by the controller, the human blood oxygen detection module to enter dormancy, and proceeding to step D;D: detecting, by the controller, whether there is an input at a key input module; if there is no input, returning to the step C;if there is the input, proceeding to step E;E: performing corresponding operations by the controller based on the input at the key input module: setting a temperature of outlet water of cleaning water;setting a water pressure of outlet water of cleaning water;setting a temperature of drying air;starting a user cleaning module to provide the cleaning water or the drying air;whereinthe smart toilet includes a toilet base;the smart toilet further includes a machine body which is connected to the toilet base;the machine body is provided with the controller, the human blood oxygen detection module, the display or voice prompt module, and a power supply module;the power supply module is used to supply power;the human blood oxygen detection module, the display or voice prompt module, and the power supply module are electrically connected to the controller respectively;the human blood oxygen detection module includes two or more LEDs and a power supply control circuit;the two or more LEDs release light beams with different wavelengths;the power supply control circuit is controlled by the controller and supplies power to the LEDs intermittently;the human blood oxygen detection module further includes a photoelectric sensor;the photoelectric sensor is electrically connected to the controller; wherein the LEDs are provided opposite to the photoelectric sensor, such that after a finger is inserted into a finger hole, the finger is positioned between the LEDs and the photoelectric sensor;the pho... | ZHONGSHAN ANBO HEALTH TECHNOLOGY CO., LTD. | A47K013/24 A61B005/1455 A61B005/00 A47K017/02
US10420911 | B2 | 2019-09-24 | Apparatus for ascertaining a personal tinnitus frequency | 2016-02-22 | The present invention comprises an apparatus for ascertaining a personal tinnitus frequency consisting of an audio signal generator unit and an associated audio signal earphone, which apparatus provides a first audio signal whose frequency is continuously adjustable. The invention is characterized in that compensating means are provided in order to eliminate ambient noise through active noise reduction. | 1. An apparatus for ascertaining a personal tinnitus frequency of a user comprising: an audio signal generator;an audio signal frequency adjuster provided on the audio signal generator;an associated audio signal earphone comprising at least an ear plug; anda heater for heating an ear region provided on the ear plug;wherein the apparatus is configured to generate and output a first audio signal whose frequency is continuously adjustable with the audio signal frequency adjuster to tune to and thereby ascertain a personal tinnitus frequency of the user. 2. The apparatus according to claim 1, further comprising a selector for selecting the first audio signal and/or a second audio signal, arranged on the audio signal generator. 3. The apparatus according to claim 1, further comprising an adjuster for adjusting the ascertained personal tinnitus frequency in a continuously regulatable fashion over a narrow frequency range. 4. The apparatus according to claim 1, further comprising an audio element for altering the ascertained personal tinnitus frequency arranged on the signal generator, whereby the apparatus is configured to produce a second audio signal in which the ascertained personal tinnitus frequency has been altered by the audio element. 5. The apparatus according to claim 1, further comprising a memory unit connector for connecting a memory unit to the audio signal generator, arranged on the audio signal generator. 6. The apparatus according to claim 1, wherein the audio signal generator is configured to be supplied with power by an external and/or an internal power source. 7. The apparatus according to claim 1, wherein the audio signal generator is a mobile unit. 8. The apparatus according to claim 1, wherein the earphone further comprises an earphone portion surrounding the ear plug. 9. The apparatus according to claim 8, wherein in the earphone portion surrounding the ear plug further comprises compensating means to eliminate ambient noise through active noise reduction. 10. An apparatus for ascertaining a personal tinnitus frequency comprising: an audio signal generator;an audio signal frequency adjuster provided on the audio signal generator; anda headphone unit including a first earphone and a second earphone;wherein the first earphone comprises compensating means in order to eliminate ambient noise through active noise reduction;wherein the second earphone comprises an ear plug having a heater thereon for heating an ear region; andwherein the apparatus is configured to provide a first audio signal whose frequency is continuously adjustable with the audio signal frequency adjuster to tune to and thereby ascertain a personal tinnitus frequency of the user. | Resaphene Suisse AG | A61M021/00 H04R025/00 A61B005/12 H04R001/10 H04R003/04 A61B005/00
US10405751 | B2 | 2019-09-10 | Spectroscopic detection of brain damage | 2014-11-12 | The present invention provides a non-invasive device and method of detecting or evaluating brain damage in a living subject. | 1. A non-invasive method of detecting or evaluating brain damage in a living subject wherein the method comprises: (a) exposing a part of the subject's head to a light source comprising a range of wavelengths from visible through near-infrared wavelengths, so as to produce multiple spectra measured at various distances from the light source after the light has propagated through the subject's head;(b) characterizing each spectrum of the produced multiple spectra by calculating an intensity at each wavelength of the spectrum and a spectroscopic lineshape by calculating relative intensity at each wavelength of the spectrum produced in step (a);(c) selecting an intensity and a slope at one or more wavelengths from a plot of the intensity at each wavelength of the spectrum and the spectroscopic lineshape in step (b); and(d) assigning a numerical value to the intensity and the slope in step (c), comparing the numerical values obtained from control subjects known not to have brain damage in question to brain damaged subjects, and detecting a statistically significant difference in the numerical values for brain damaged subjects and control subjects, such a difference being indicative of brain damage;wherein the brain damage detected is a mild cognitive impairment (MCI), a dementia with Lewy bodies (DLB), Alzheimer's disease, or a mild traumatic brain injury (mTBI), thereby detecting or evaluating brain damage in the living subject. 2. The method of claim 1, wherein the source emitting light in the visible through near-infrared wavelength range is a xenon lamp, a mercury lamp, a tungsten lamp, a laser, or a combination therapy thereof. 3. The method of claim 1 wherein the method further comprises the assessment of cognitive deficits in the subject. 4. The method of claim 1, wherein the brain damage is Alzheimer's disease. 5. The method of claim 1, wherein the brain damage is a diffuse or mild traumatic brain injury. 6. The method of claim 1, wherein the brain damage is associated with an abnormal accumulation or deposits of proteins or other molecules or with diffuse axonal injury that alters the multiple spectra of step (a) passing through affected tissue. 7. The method of claim 6, wherein the abnormal accumulation or the deposits of proteins or other molecules have resulted in the formation of one or more of cortical neuritic plaques, neurofibrillary tangles, Lewy bodies, lipofuscin granules, amyloid derived diffusible ligands, or neuropil threads. 8. The method of claim 1, wherein the subject is a mammal. 9. The method of claim 8, wherein the mammal is a human. 10. The method of claim 1, wherein the method is used to evaluate a stage or a severity of the brain damage. 11. The method of claim 10, wherein repeated applications of the method over time are used to evaluate a course of the test subject brain damage and/or to evaluate a response of the test subject to treatment, and/or to determine future treatment for the test subject. 12. The ... | The United States of America As Represented By The Department Of Vetern Affairs | A61B006/00 A61B005/00
US10398304 | B2 | 2019-09-03 | Computerized testing and determination of a visual field of a patient | 2018-02-23 | The present disclosure relates generally to systems and method for testing and determining corrective lens prescription for a patient. In an example embodiment, a method includes using a hand-portable first electronic device, a second electronic device with a computerized screen, and a server to conduct a vision test for a person. The vision test includes determining, an axis prescription, a cylinder prescription, and a sphere prescription for each eye of the person. A corrective lens prescription is provided for the person based, at least in part, on the determined axis, cylinder, and sphere prescription for each eye of the person. | 1. A method for determining a corrective lenses prescription for a person by performing a vision test without the use of a refractor lens assembly using a hand-portable first electronic device, a second electronic device that is associated with a computerized screen, and a server, the method comprising: receiving, in the server, vision information associated with the person, said vision information including at least one of a previous corrective lens prescription of the person, a date of birth of the person, or an age of the person;specifying, via at least one of the hand-portable first electronic device or the second electronic device, a distance for the person to be positioned away from the computerized screen;enabling, via the server, the person to use the hand-portable first electronic device to interact with the second electronic device to perform the vision test by causing the hand-portable first electronic device to prompt the person to access, using the second electronic device, a webpage that is related to the server to view a unique identifier provided by the webpage, and causing the hand-portable first electronic device to prompt the person for entry, into the hand-portable first electronic device, of the unique identifier that is displayed by the second electronic device, the first and the second electronic devices being separate from each other and separately communicatively coupled to the server;receiving, in the server, data corresponding to inputs submitted by the person using the hand-portable first electronic device in response to the vision test displayed, at least in part, on the computerized screen of the second electronic device;determining, an axis prescription, a cylinder prescription, and a sphere prescription for each eye of the person based at least in part on each of (i) said data, (ii) the previous corrective lens prescription of the person, and (iii) one or more inputs of one or more optometrists or ophthalmologists; andproviding a corrective lens prescription for the person based, at least in part, on the determined axis, cylinder, and sphere prescription for each eye of the person,wherein determining the axis prescription for each eye of the person comprises: separately for each eye of the person, displaying one or more axis figures on the computerized screen of the second electronic device, and enabling the person to provide at least one axis figure input using the hand-portable first electronic device,using the at least one axis figure input provided in response to each of the one or more axis figures,wherein determining the sphere prescription for each eye of the person comprises: separately for each eye of the person displaying one or more sphere figures to the person on the computerized screen of the second electronic device and enabling the person to provide at least one sphere figure input using the hand-portable first electronic device, andusing information pertaining to the one or more displayed sphere fig... | Visibly, Inc. | A61B003/02 A61B003/032 A61B003/036 A61B003/00 A61B003/103 A61B003/11 G02C013/00 A61B003/024 A61B003/107 A61B003/14 A61B003/18 A61B005/00
US10405930 | B2 | 2019-09-10 | System for sensing tissue deformation | 2018-02-07 | The present invention provides a device and method for measuring tissue deformation during an invasive medical procedure. A device is provided comprising a flexible fiber having a proximal end and a distal end; at least one sensor embedded in the flexible fiber; a rigid mount having a transverse opening for the flexible fiber; a mechanism for inserting the flexible fiber into a tissue; a detector for receiving information from the sensor; and a tracking system for receiving information from the detector to calculate the sensor location. | 1. A deformation sensing device for sensing and counteracting a tissue deformation in a medical procedure, comprising: a plurality of flexible fibers, each flexible fiber of the plurality of flexible fibers having a proximal end and a distal end, for counteracting the tissue deformation by resisting movement and deformation of the tissue in a region of a target tissue, and each flexible fiber resisting strain in at least one manner of an electrical manner and a mechanical manner;at least one sensor embedded in each flexible fiber of the plurality of flexible fibers for measuring the strain in each flexible fiber;a tracking system comprising a detector and an optical navigation system, the optical navigation system comprising a camera and a computing device;a plurality of rigid mounts operable in relation to the plurality of flexible fibers for affixing to a bone, each rigid mount of the plurality of rigid mounts having a transverse opening for facilitating respectively inserting each flexible fiber therethrough and into the tissue, the plurality of rigid mounts having a corresponding plurality of locations measurable by the tracking system; andan insertion mechanism, comprising a memory metal, for inserting each flexible fiber through each transverse opening into the tissue,the detector configured to receive information from the at least one sensor, the information incorporable with a resection evaluation application related to the medical procedure, andthe optical navigation system configured to receive the information from the detector for calculating, using the computing device, at least one location of the at least one sensor and the tissue deformation by using the at least one location of the at least one sensor and any change in the at least one location during the medical procedure, andthe computing device configured to update information regarding conformation of the tissue and a location of the target tissue,whereby the tissue deformation is counteracted. 2. The device as in claim 1, further comprising a plurality of retractable tips, each retractable tip of the plurality of retractable tips attached to the distal end of each of the flexible fibers. 3. The device as in claim 2, wherein each retractable tip comprises an inflatable balloon. 4. The device as in claim 2, wherein each retractable tip comprises at least one of a collagen and a soluble material. 5. The device as in claim 2, wherein each retractable tip of the plurality of retractable tips comprises at least one of: an inflatable balloon; a collagen; and a soluble material. 6. The device as in claim 1, wherein the at least one sensor comprises at least one strain gauge. 7. The device as in claim 6, wherein the at least one sensor further comprises at least one of: at least one temperature sensor and at least one pressure sensor. 8. The device as in claim 1, wherein the at least one strain sensor comprises at least one of an organic electronics sensor and an optical fiber ... | SYNAPTIVE MEDICAL (BARBADOS) INC. | A61B005/00 A61B034/20 A61B005/01 G01B011/16 G01B007/16 A61B005/053 A61B005/06
US10405806 | B2 | 2019-09-10 | Apparatus for and method of measuring blood pressure | 2015-12-07 | An apparatus for and a method of measuring blood pressure are provided. The apparatus includes a sensor configured to radiate light to a body part, and detect a light signal that is changed due to the body part. The apparatus further includes a signal processor configured to determine a bio signal based on the light signal; and a central processing unit configured to determine a blood pressure based on the bio signal and a blood pressure estimation algorithm. | 1. An apparatus configured to measure blood pressure, the apparatus comprising: a sensor configured to radiate light to a body part, and detect a light signal that is changed due to the body part to which the light is radiated;a signal processor configured to determine a bio signal, based on the light signal; anda central processing unit configured to: correct the bio signal;extract feature points from the bio signal that is corrected;input the feature points into an artificial neural network algorithm to learn a hidden layer matrix of the artificial neural network algorithm;estimate a plurality of blood pressures as a product between the hidden layer matrix and a vector that is formed from the feature points;extract one cycle of the bio signal that is corrected;extract a systolic upstroke time interval and a diastolic time interval from the one cycle;determine a linear relation equation of a blood pressure, from the plurality of blood pressures over the systolic upstroke time interval and the diastolic time interval; anddetermine the blood pressure, based on the linear relation equation. 2. The apparatus of claim 1, wherein the signal processor is further configured to: extract a cycle of the light signal; andsample data from the cycle of the light signal at equidistant time intervals or based on a user input. 3. The apparatus of claim 1, wherein the signal processor is further configured to: compare power spectrums within a frequency range of bio signals that are determined based on channels; andselect a channel having a maximum power spectrum from the channels. 4. The apparatus of claim 3, wherein, the signal processor is further configured to, in response to the signal processor selecting the channel having the maximum power spectrum or using a single channel, select a part of a bio signal that corresponds to the channel that is selected or the single channel, in which a power spectrum value within the frequency range is greater than a value, as a valid part of the bio signal. 5. The apparatus of claim 1, further comprising a display configured to display the blood pressure. 6. The apparatus of claim 1, further comprising a memory configured to store a blood pressure estimation algorithm and information of the bio signal. 7. The apparatus of claim 1, wherein the sensor comprises a light emitter configured to radiate the light to the body part, and a light receiver configured to detect the light signal that is changed due to the body part, the light receiver comprises a photodiode or an image sensor, andthe light emitter comprises a laser diode or a light emitting diode. 8. The apparatus of claim 1, wherein the sensor comprises a light emitter configured to radiate the light to the body part, and a light receiver configured to detect the light signal that is changed due to the body part, the light emitter comprises a laser diode, andthe central processing unit is further configured to determine the blood pressure, based on the bio signa... | SAMSUNG ELECTRONICS CO., LTD. | A61B005/00 A61B005/021 A61B005/024 A61B005/1455
US10403112 | B2 | 2019-09-03 | Communication device, information processing system, recording medium, and information processing method | 2016-04-28 | [Object] To provide a communication device, an information processing system, a recording medium, and an information processing method capable of acquiring a user's situation and notifying surroundings, and thereby encourage unobtrusive acts of kindness. [Solution] Provided is a communication device including: a control unit that acquires current situation information of a first user based on an attribute of the first user and a current situation of the first user; and a communication unit that, in accordance with control by the control unit, transmits the current situation information of the first user to a surrounding communication device. | 1. A communication device, comprising: a control unit configured to: acquire current situation information associated with a first user based on an attribute associated with the first user and a current situation associated with the first user;a communication unit configured to: transmit the current situation information associated with the first user to a surrounding communication device of at least one surrounding communication device;receive a first signal from the surrounding communication device, wherein the first signal includes a request for a presence notification to surroundings; andan input unit configured to accept an input of approval by the first user based on the received first signal, whereinthe control unit is further configured to control a notification of own presence to the surroundings based on the input of approval. 2. The communication device according to claim 1, wherein the control unit is further configured to generate the current situation information based on the attribute and the current situation, andthe communication unit is further configured to transmit the generated current situation information to the at least one surrounding communication device. 3. The communication device according to claim 2, wherein the communication unit is further configured to receive a second signal from one of the at least one surrounding communication device,the received second signal indicates a handleability of a situation associated with the current situation information, andthe communication device further comprises a notification unit configured to notify the first user of the reception of the second signal. 4. The communication device according to claim 3, wherein the notification unit is further configured to notify the first user of the reception of the first signal. 5. The communication device according to claim 4, wherein the notification unit is further configured to issue the presence notification to the surroundings by light emission. 6. The communication device according to claim 2, wherein the current situation information of the first user indicates an action currently desired by the first user,the action is based on the attribute and the current situation, anda second signal indicates an ability of an unspecified user to help the first user. 7. The communication device according to claim 2, wherein the communication unit is further configured to receive attribute information from a device affixed to an object, wherein the attribute information corresponds to the object in a specific proximity to the communication device,the control unit is further configured to generate the current situation information based on the attribute of the first user and the attribute information of the object, andthe current situation information corresponds to the current situation of the first user. 8. The communication device according to claim 7, wherein the current situation information is an advisability to the first user, andth... | SONY CORPORATION | G08B023/00 G08B021/02 H04M011/00 A61B005/00 H04W004/06 G06Q030/02 H04M001/725 A61B005/01 A61B005/021 A61B005/024 A61B005/0476 A61B005/11
US10405775 | B2 | 2019-09-10 | Apparatus and method for tracking a device | 2014-11-21 | The present invention relates to an apparatus for tracking a device comprising a magnet as the device is inserted through a subject. The apparatus is wearable by the subject and comprises a unit configured to conform to the subject. The apparatus further comprises magnetic sensors arranged with the unit. In use, the magnetic sensors detect magnetic fields of the magnet and the detected magnetic fields are processed to determine a position of the magnet. This allows tracking of the device as the device is inserted through the subject. | 1. A wearable sensor network for tracking a device having a magnet, the wearable sensor network comprising: at least one flexible element configured to conform to a subject;magnetic sensors arranged with the at least one flexible element to detect magnetic fields of the magnet as the device is inserted through the subject; anda plurality of indication elements located in positions corresponding to respective points along the subject;wherein the detected magnetic fields are processable to determine a position of the magnet to track the device as the device is inserted through the subject;wherein each indication element is configured to provide an indication when the magnet is within a predetermined range of the corresponding point along the subject. 2. A wearable sensor network according to claim 1, wherein the at least one flexible element comprises alternating parts of different rigidity. 3. A wearable sensor network according to claim 1, wherein the at least one flexible element is bendable to conform to the subject and the wearable sensor network further comprises flex sensors arranged with the at least one flexible element and configured to determine an extent the at least one flexible element bends. 4. A wearable sensor network according to claim 3, wherein the extent the at least one flexible element bends is used to determine positions of the magnetic sensors when the at least one flexible element is bent; and wherein the position of the magnet is determined using the detected magnetic fields and the positions of the magnetic sensors when the at least one flexible element is bent. 5. A wearable sensor network according to claim 1, wherein the at least one flexible element comprises: a first portion configured to ensure that the device is inserted into a target part of the subject; anda second portion configured to ensure that the device is inserted through the subject to a target destination. 6. A wearable sensor network according to claim 1, further comprising FPGA localization electronics configured to process the detected magnetic fields to determine the position of the magnet. 7. A wearable sensor network according to claim 1, wherein the detected magnetic fields are processable to determine an orientation of the magnet. 8. A kit comprising: a device comprising a magnet; anda wearable sensor network for tracking the device comprising the magnet, the wearable sensor network comprising: at least one flexible element configured to conform to a subject;magnetic sensors arranged with the at least one flexible element to detect magnetic fields of the magnet as the device is inserted through the subject; anda plurality of indication elements located in positions corresponding to respective points along the subject;wherein the detected magnetic fields are processable to determine a position of the magnet to track the device as the device is inserted through the subject;wherein each indication element is configured to provide an indicati... | Singapore University of Technology and Design & National University of Singapore | A61B005/06 A61B005/00 A61B034/20 A61J015/00 A61B090/00 A61M025/01
US10416054 | B2 | 2019-09-17 | Blood collector with capillary structure | 2016-12-21 | System and method of determining an amount of an analyte in a blood sample using a cartridge and blood collector are disclosed. The blood collector has a mounting surface, a capillary structure with a curved portion, and a capillary inlet. The cartridge has a receiving surface, a cartridge inlet, a microfluidic structure, and a measurement structure. The method includes placing the blood sample into the capillary inlet; attaching the mounting surface to the receiving surface; rotating the cartridge about a rotational axis to transport the blood sample from the capillary structure to the cartridge inlet and into the microfluidic structure; controlling the rotation of the cartridge to process the blood sample into the processed sample using the microfluidic structure; controlling the rotation of the cartridge to transfer the processed sample to the measurement structure; and measuring the amount of the analyte using the measurement structure and a measurement system. | 1. A method of determining an amount of an analyte in a blood sample using a cartridge and a blood collector, wherein the cartridge is operable for being spun around a rotational axis, the blood collector comprises a mounting surface, and a capillary structure for holding the blood sample,the capillary structure comprises a curved portion, a capillary inlet for receiving the blood sample, a capillary channel, and a vent forming a capillary stop at an end of the capillary channel remote from the capillary inlet, wherein the capillary channel is transparent from the capillary inlet to the vent to form a visual indicator which indicates when the capillary structure is filled completely between the capillary inlet and the vent with a precise amount of the blood sample,the cartridge comprises a receiving surface for attaching to the mounting surface, a cartridge inlet for receiving the blood sample from the blood collector, the blood collector being configured such that when the mounting surface is attached to the receiving surface the capillary inlet is in fluidic connection with the cartridge inlet, a microfluidic structure for processing the blood sample into a processed sample, the microfluidic structure being fluidically connected to the inlet, and a measurement structure for enabling measurement of the processed sample to determine the amount of the analyte in the blood sample, the method comprising:placing the blood sample into the capillary inlet;attaching the mounting surface to the receiving surface;rotating the cartridge about the rotational axis to transport the blood sample from the capillary structure to the cartridge inlet;rotating the cartridge about the rotational axis to transport the blood sample from the cartridge inlet into the microfluidic structure;controlling the rotation of the cartridge about the rotational axis to process the blood sample into the processed sample using the microfluidic structure;controlling the rotation of the cartridge to transfer the processed sample to the measurement structure;controlling the rotation of the cartridge to position the measurement structure relative to a measuring system; andmeasuring, via the measurement system, the amount of the analyte in the processed sample transferred to the measurement structure. 2. The method of claim 1, wherein the microfluidic structure comprises a blood separation chamber for separating blood plasma or serum from the blood sample, wherein the blood separation chamber is fluidically connected to the inlet, wherein the method further comprises: rotating the cartridge about the rotational axis to transport the blood sample from the cartridge inlet into the blood separation chamber; andcontrolling the rotation of the cartridge about the rotational axis to separate blood plasma from the blood sample by centrifugation, wherein the step of controlling the rotation of the cartridge about the rotational axis to process the blood sample into the processed sample using t... | Roche Diagnostics Operations, Inc. | G01N001/40 G01N001/10 G01N001/28 G01N033/49 G01N021/07 G01N021/84 B01L003/00 B01D017/02 A61B005/15 A61B005/157 A61B010/00
US10401214 | B2 | 2019-09-03 | Probe, object information acquisition apparatus, and method of manufacturing the probe | 2017-03-06 | A probe configured to receive an acoustic wave from an object including an element having a cell structure, in which a vibration membrane having one of a pair of electrodes formed with a gap arranged therebetween is supported so that the vibration membrane can be vibrated by the acoustic wave; a light reflection layer provided at a position near the object with respect to the element and configured to reflect light; and a support layer provided between the element and the light reflection layer and configured to support the light reflection layer. | 1. A probe configured to receive an acoustic wave from an object, the probe comprising: a capacitive element having a cell structure, in which a vibration membrane having one of a pair of electrodes formed with a gap arranged therebetween is supported so that the vibration membrane is vibratable by the acoustic wave;a light reflection layer provided closer to the object than the capacitive element and configured to reflect light;a support layer provided between the capacitive element and the light reflection layer and configured to support the light reflection layer; andan acoustic matching layer provided between the capacitive element and the support layer,wherein the support layer has a rupture stress of 50 MPa or larger, and the acoustic matching layer has a smaller acoustic impedance than an acoustic impedance of the support layer. 2. The probe according to claim 1, wherein the support layer contacts the light reflection layer to support the light reflection layer. 3. The probe according to claim 1, wherein a difference between a solubility parameter of the acoustic matching layer and a solubility parameter of an acoustic medium that contacts the probe is greater than or equal to 5. 4. The probe according to claim 1, wherein the support layer has a larger Young's modulus than a Young's modulus of the acoustic matching layer. 5. The probe according to claim 4, wherein the support layer has a larger Young's modulus than a Young's modulus of the acoustic matching layer so that the light reflection layer is not easily bent. 6. The probe according to claim 1, wherein the support layer has an acoustic impedance in a range from 1 MRayls to 5 MRayls. 7. The probe according to claim 1, wherein the support layer has a Young's modulus in a range from 100 MPa to 20 GPa. 8. The probe according to claim 1, wherein the acoustic matching layer has an acoustic impedance in a range from 1 MRayls to 2 MRayls. 9. The probe according to claim 1, wherein the acoustic matching layer has a Young's modulus of 10 MPa or smaller. 10. The probe according to claim 1, wherein the support layer has a thickness of 30 μm or smaller. 11. The probe according to claim 1, further comprising: a housing configured to house the capacitive element,wherein the support layer has a thermal contraction of 1.2% or higher, and the support layer is bonded to the housing. 12. The probe according to claim 1, wherein the support layer is made of polyester. 13. The probe according to claim 12, wherein the polyester is polyethylene terephthalate. 14. The probe according to claim 1, wherein the light reflection layer is formed of a metal thin film containing at least one element of Au, Ag, Al, and Cu. 15. The probe according to claim 1, wherein the light reflection layer is formed of a dielectric multilayer film. 16. The probe according to claim 1, wherein the acoustic matching layer has a thickness in a range from 10 μm to 900 μm. 17. The probe according to claim 1, wherein the ... | Canon Kabushiki Kaisha | G01H009/00 G01N029/24 A61B005/00 G01N021/17 A61B008/00
US10398383 | B2 | 2019-09-03 | Motion artifact reduction using multi-channel PPG signals | 2016-11-25 | A data processing device is disclosed for extracting a desired vital signal containing a physiological information component from sensor data that includes time-dependent first sensor data comprising the physiological information component and at least one motion artifact component, and that includes time-dependent second sensor data that is indicative of a position, a velocity or an acceleration of the sensed region as a function of time. A decomposition unit decomposes the second sensor data into at least two components of decomposed sensor data and, based on the decomposed second sensor data, provides at least two different sets of motion reference data in at least two different motion reference data channels. An artifact removal unit determines the vital signal formed from a linear combination of the first sensor data and the motion reference data of at least one two of the motion reference data channels. | 1. A data processing device for using improved motion artifact reduction to extract a desired vital signal, which contains a physiological information component pertaining to a subject of interest, from sensor data that includes time-dependent first sensor data, obtained from a sensed region in a first spectral channel that is sensitive to blood volume variations, and comprising the physiological information component and at least one motion artifact component, and that includes time-dependent second sensor data in the form of photoplethysmography data, obtained simultaneously with the first sensor data, wherein the photoplethysmography data is indicative of a position, a velocity or an acceleration of the sensed region as a function of time in one or more spatial dimensions; the data processing device comprising: a decomposition unit, which is configured to receive the second sensor data, to decompose the second sensor data into at least two components of decomposed second sensor data and to provide, based on the decomposed second sensor data, at least two different sets of motion reference data in at least two different motion reference data channels, wherein the decomposition unit is configured to filter the second sensor data as a function of time with respect to its phase components, so as to provide the at least two components of decomposed second sensor data as a function of time in the form of at least two respective phase components of the second sensor data that are phase shifted relative to each other, andan artifact removal unit, which is configured to receive the first sensor data and the at least two different motion reference data channels, and to determine and provide at its output the vital signal (V) formed from a combination of the first sensor data and the motion reference data of at least two of the motion reference data channels; andwherein the photoplethysmography data is indicative of an amount of electromagnetic radiation reflected from or transmitted through the sensed region in at least one second spectral channel that is less sensitive to blood volume variations in the sensed region than the first spectral channel. 2. The data processing device of claim 1, wherein the artifact removal unit is configured to determine individual weights of the respective spectral and motion reference data channels subject to the combination using a boundary condition, which requires that a weight vector that has as its vector components the individual weights of the spectral channels and of the motion reference data channels to be selected for the combination forms an optimum of a correspondence measure indicative of a correspondence of the vital signal to a prestored normalized correlation vector (b). 3. The data processing device of claim 1, which is configured to structure the time-dependent first and second sensor data into frames containing sensor data pertaining to predetermined time spans, wherein the decomposition unit is confi... | KONINKLIJKE PHILIPS N.V. | A61B005/00 A61B005/11 A61B005/1455 A61B005/024 A61B005/026
US10406368 | B2 | 2019-09-10 | Pulse generator system for promoting desynchronized firing of recruited neural populations | 2017-02-09 | An Implantable Pulse Generator (IPG) is disclosed that is capable of sensing a degree to which recruited neurons in a patient's tissue are firing synchronously, and of modifying a stimulation program to promote desynchronicity and to reduce paresthesia. An evoked compound action potential (ECAP) of the recruited neurons is sensed as a measure of synchronicity by at least one non-active electrode. An ECAP algorithm operable in the IPG assesses the shape of the ECAP and determines one or more ECAP shape parameters that indicate whether the recruited neurons are firing synchronously or desynchronously. If the shape parameters indicate significant synchronicity, the ECAP algorithm can adjust the stimulation program to promote desynchronous firing. | 1. A medical device, comprising: a plurality of electrodes configured to provide stimulation for a patient's tissue;stimulation circuitry;at least one amplifier; andcontroller circuitry configured to control the stimulation circuitry to issue stimulation pulses pursuant to a stimulation program using at least two active electrodes,receive from the at least one sense amplifier a neural response to at least one of the stimulation pulses from at least one non-active electrode of the plurality of electrodes and to determine at least one measure of synchronicity of the neural response, andin response to the at least one measure of synchronicity, adjust the stimulation program at the stimulation circuitry to promote desynchronicity of the neural response, wherein the control circuitry is configured to adjust the stimulation program by adding to the at least two active electrodes an additional one or more anode electrodes or one or more cathodes that issue one or more additional pulses. 2. The device of claim 1, wherein the neural response comprises an Evoked Compound Action Potential (ECAP). 3. The device of claim 2, wherein the controller circuitry is configured to determine at least one measure of synchronicity of the neural response by determining at least one shape parameter of the ECAP. 4. The device of claim 3, wherein the at least one shape parameters comprises one or more of ECAP height or width. 5. The device of claim 1, wherein the controller circuitry is configured to compare the at least one measure of synchronicity of the neural response to at least one threshold, and to adjust the stimulation program to promote desynchronicity of the neural response if the comparison of the at least one measure and the at least one threshold indicates synchronous neural firing. 6. The device of claim 1, wherein the controller circuitry comprises a microcontroller programmed with an algorithm configured to receive the neural response to the at least one of the stimulation pulses and to determine the at least one measure of synchronicity, and to adjust the stimulation program to promote desynchronicity of the neural response. 7. The device of claim 6, wherein the algorithm is further configured to select the at least one non-active electrode at least with respect to the at least two active electrodes. 8. The device of claim 1, wherein the controller circuitry further comprises at least one Analog-to-Digital converter to receive the output of the at least one amplifier and to digitize the amplified neural response. 9. The device of claim 1, wherein the controller circuitry is further configured to adjust the stimulation program to promote desynchronicity of the neural response by adjusting one or more stimulation parameters, including which of the at least two active electrodes and the additional one or more anode electrodes or one or more cathodes are active to act as anodes or cathodes; the current or voltage amplitude of the stimulation pulses or ... | Boston Scientific Neuromodulation Corporation | A61N001/36 A61N001/00 A61B005/00 A61B005/04
US10406373 | B2 | 2019-09-10 | Noise detection and frequency determination in an extra-cardiovascular implantable cardioverter defibrillator system | 2017-01-26 | An extra-cardiovascular implantable cardioverter defibrillator is configured to store a cardiac signal segment in response to sensing a cardiac event and obtain a notch filtered signal segment by notch filtering the cardiac signal segment. The ICD determines a count of crossings of the notch filtered signal segment by the cardiac signal segment and determines whether electromagnetic interference (EMI) is present in the cardiac signal segment based on a value of the count. | 1. An extra-cardiovascular implantable cardioverter defibrillator (ICD) comprising: a therapy delivery circuit configured to deliver a tachyarrhythmia therapy to a patient's heart via extra-cardiovascular electrodes;a sensing circuit configured to receive a first cardiac electrical signal via a first extra-cardiovascular sensing electrode vector and sense a cardiac event in response to the first cardiac electrical signal crossing a sensing threshold amplitude;a memory; anda control circuit coupled to the sensing circuit, the therapy delivery circuit and the memory, the control circuit configured to: store a cardiac signal segment in the memory in response to the sensing circuit sensing the cardiac event;obtain a notch filtered signal segment by notch filtering the cardiac signal segment;determine a count of crossings of the notch filtered signal segment by the cardiac signal segment;determine whether electromagnetic interference (EMI) is present in the cardiac signal segment based on a value of the count; andwithhold a tachyarrhythmia therapy in response to determining that EMI is present. 2. The ICD of claim 1, wherein the control circuit is configured to store the cardiac signal segment from the first cardiac electrical signal. 3. The ICD of claim 1, wherein: the sensing circuit is further configured to receive a second cardiac electrical signal via a second extra-cardiovascular sensing electrode vector different than the first extra-cardiovascular sensing electrode vector; andthe control circuit is configured to store the cardiac signal segment from the second cardiac electrical signal. 4. The ICD of claim 1, wherein the control circuit is configured to store the cardiac signal segment by: storing a first number of sample points of the cardiac signal segment that occur earlier than the sensed cardiac event; andstore a second number of sample points of the cardiac signal segment that occur later than the sensed cardiac event, the first number greater than the second number. 5. The ICD of claim 1, wherein the control circuit is configured to determine the count of the crossings of the notch filtered signal segment by: determining a first difference between a first cardiac signal segment sample point and a corresponding first notch filtered signal sample point;determining a second difference between a second cardiac signal segment sample point and a corresponding second notch filtered signal sample point;determining a product of the first difference and the second difference; andincreasing the count of the crossings of the notch filtered signal segment in response to the product being negative. 6. The ICD of claim 5, wherein the control circuit is further configured to determine the count of the crossings of the notch filtered signal segment by: comparing the first difference to an equality threshold;comparing the second difference to an equality threshold; andincreasing the count of the crossings of the notch filtered signal segment in resp... | Medtronic, Inc. | A61N001/362 A61N001/39 A61B005/0464 A61B005/04 A61N001/37 A61N001/365
US10410250 | B2 | 2019-09-10 | Vehicle autonomy level selection based on user context | 2016-12-30 | Embodiments herein relate to an autonomous vehicle or self-driving vehicle. The level of comfort with autonomous driving offered to the user and the parameters of operation of the autonomous vehicle might increase or decrease a driver's comfort (anxiety) with the vehicle. Sensors in the vehicle can detect a user's driving style, comfort level and may propose an autonomy level to the user and/or parameters of operation. | 1. A vehicle, comprising: a sensor configured to sense driving functions associated with an operation of the vehicle;a vehicle control system configured to autonomously control driving functions of the vehicle; anda processor in communication with the sensor and the vehicle control system, the processor configured to: receive information from the sensor when a driver of the vehicle is operating the vehicle in a manual operational mode, wherein the information corresponds to driving functions performed by the driver in the manual operational mode;determine, based on the information received from the sensor, a manual control behavior for the driving functions performed by the driver in the manual operational mode, the manual control behavior defining a manual driving style of the driver;determine, based on the determined manual control behavior, an autonomous operational mode for controlling driving functions of the vehicle during an autonomous operation of the vehicle, wherein the autonomous operational mode includes an autonomous control behavior that mimics the manual control behavior and matches the manual driving style of the driver;send the autonomous operational mode to the vehicle control system to control driving functions of the vehicle during the autonomous operation of the vehicle using the determined autonomous control behavior that mimics the determined manual control behavior and matches the manual driving style of the driver;monitor, while the vehicle control system is autonomously controlling a driving function of the vehicle using the determined autonomous control behavior, a biometric characteristic of the driver to determine a level of anxiety of the driver; andpresent, in response to determining an increased level of anxiety of the driver above a baseline level of anxiety for the driver, an option for the driver to take control over the vehicle. 2. The vehicle of claim 1, wherein the determined manual control behavior is stored as a driving characteristic in a driver behavior data structure. 3. The vehicle of claim 2, wherein the driving characteristic is one or more of a speed characteristic, an acceleration or deceleration characteristic, a distance characteristic, a steering angle characteristic, and/or a lane change characteristic performed by the driver in the manual operational mode. 4. The vehicle of claim 3, wherein the autonomous operational mode establishes a level of autonomy for the vehicle control system to control the vehicle, and wherein the operational mode is one of a Level 4 or a High Automation Level and a Level 5 or a Full Automation Level. 5. The vehicle of claim 4, wherein the autonomous operational mode is represented by an autonomous operational mode data structure and wherein the autonomous operational mode data structure comprises an autonomy level indicator indicative of one of Level 0, Level 1, Level 2, Level 3, Level 4, and Level 5. 6. The vehicle of claim 5, wherein the autonomous operational ... | NIO USA, Inc. | B60W050/08 B60W040/09 G05D001/00 G05D001/02 B60W050/00 A61B005/18 A61B005/16 A61B005/024 A61B005/08 A61B005/01 G06Q030/02 G06F016/29 G01C021/34 G01C021/36 B60R011/04 B60S001/62 G01S007/40 G01S007/497 G01S013/86 G01S017/89 G02B027/00 B60W030/09 B60W010/18 B60W010/20 G08G001/16 B60W010/04 B60W040/04 B60W040/08 B60W040/105 G01S013/87 G01S015/02 B62D015/02 G06F016/95 G01S013/93
US10404093 | B2 | 2019-09-03 | Using location transmission signals for charging a wireless medical tool of an electromagnetic navigation system | 2017-04-26 | An electromagnetic navigation system having a wireless, battery-powered medical tool is provided. The system charges the medical tool using energy from the same magnetic fields used to locate the tool in 3-D space. The system includes one or more wireless transmission devices which generate the magnetic fields. The medical tool includes a receiving coil which generates electrical signals indicative of a location of the tool in response to receiving the magnetic fields. The tool also includes a wireless interface which provides electrical signals for processing to determine the location of the tool in 3-D space and a battery which supplies power to the tool. The tool also includes one or more charging coils, electrically connected to the battery. Each charging coil receives energy from the magnetic fields passing through a charging coil surface and supplies the energy to the battery to charge the battery. | 1. An electromagnetic navigation system comprising: a first wireless transmission device having one or more emitter coils, each of the one or more emitter coils configured to generate a magnetic field; anda wireless, battery-powered tool comprising: a receiving coil, disposed at the tool, configured to receive one or more magnetic fields emitted by the one or more emitter coils and generate electrical signals indicative of a location of the tool in response to receiving the one or more magnetic fields;a wireless interface configured to provide the electrical signals for processing to determine the location of the tool in three-dimensional (3-D) space;a battery configured to supply power to the tool; andone or more charging coils electrically connected to the battery, each of the one or more charging coils configured to (i) receive energy from the one or more magnetic fields and (ii) supply the energy to the battery to charge the battery,wherein the receiving coil is disposed at a first portion of the tool configured to be inserted into patient anatomy during operation of the tool, andthe battery and the one or more charging coils are disposed at a second portion of the tool configured to remain external to the patient anatomy during operation of the tool. 2. The system of claim 1, wherein the one or more charging coils is wound in a plurality of loops. 3. The system of claim 2, wherein the one or more charging coils is disposed at the battery and is wound in the plurality of loops around a portion of the battery. 4. The system of claim 2, wherein the tool further comprises a handle and at least a portion of the one or more charging coils is wound in the plurality of loops on an exterior surface of the handle. 5. The system of claim 1, wherein the one or more charging coils includes a first charging coil disposed at the first portion of the tool and a second charging coil disposed at the second portion of the tool separate from the first portion of the tool. 6. The system of claim 5, wherein the first charging coil is disposed at the battery and the second charging coil is disposed at a handle of the tool. 7. The system of claim 1, wherein the first wireless transmission device is horseshoe-shaped and comprises a plurality of emitter coils each configured to transmit wireless signals and generate the one or more magnetic fields. 8. The system of claim 1, further comprising a second wireless transmission device, separate from the first wireless transmission device, configured to transmit wireless signals and generate one or more additional magnetic fields, wherein each of the one or more charging coils is further configured to (i) receive energy from the one or more additional magnetic fields, generated by the second wireless transmission device, passing through the one or more charging coils and (ii) supply the energy received from the one or more additional magnetic fields to the battery to charge the battery. 9. A wireless, battery-power... | Biosense Webster (Israel) Ltd. | A61B005/06 H02J007/00 H02J007/02 A61B017/00 A61B034/20 H01F038/14 H02J050/10 H02J050/40
US10419680 | B2 | 2019-09-17 | Endoscope system and method of controlling endoscope system | 2016-08-18 | The endoscope system includes an endoscope including an imaging unit that is capable of taking an image of a subject of interest, a display unit for displaying an image taken by the imaging unit, an endoscopic position sensor for detecting a position of the endoscope in the body cavity, a distance measurement unit for measuring a distance from a distal end of the endoscope to the subject of interest, a position calculation unit for computing the positions of the distal end of the endoscope and the subject of interest on the basis of information from the endoscopic position sensor and the distance measurement unit, a position storage unit for storing a position of the subject of interest computed by the position calculation unit, and a direction indication unit for indicating a direction in which the subject of interest is present on the display unit. | 1. An endoscope system comprising: an endoscope comprising an image sensor arranged at a distal end of the endoscope, wherein the image sensor is configured to capture an image of a subject of interest in a body cavity within an imaging range of the image sensor;an endoscopic position sensor configured to perform detections of positions of the endoscope in the body cavity;a distance sensor configured to perform detections of distances from the distal end of the endoscope to the subject of interest;a field adjusting actuator configured to vary an orientation of the image sensor within a moving range of the field adjusting actuator to move the imaging range of the image sensor within an imageable range;a driver configured to drive the field adjusting actuator to vary the orientation of the image sensor within the moving range of the field adjusting actuator to move the imaging range of the image sensor within the imageable range; anda processor comprising hardware, wherein the processor is configured to: receive an initial position of the endoscope in the body cavity detected by the endoscopic position sensor and an initial distance from the distal end of the endoscope to the subject of interest detected by the distance sensor;determine, based on the initial position of the endoscope in the body cavity, the initial distance from the distal end of the endoscope to the subject of interest, and the moving range of the field adjusting actuator, whether a current position of the subject of interest is within the imageable range;in response to determining that the current position of the subject of interest is not within the imageable range: calculate a first direction in which the current position of the subject of interest is positioned relative to a current imaging range of the image sensor; andcontrol a display to display a first direction indication indicative of the first direction;in response to determining that the current position of the subject of interest is within the imageable range: determine whether the current position of the subject of interest is within the current imaging range of the image sensor; andin response to determining that the current position of the subject of interest is not within the current imaging range of the image sensor: calculate a second direction in which the current position of the subject of interest is positioned relative to the current imaging range of the image sensor; andcontrol the display to display a second direction indication indicative of the second direction,wherein the processor is configured to: in response to determining that the current position of the subject of interest is not within the imageable range: receive a user input; andcontrol the driver to drive the field adjusting actuator to vary the orientation of the image sensor based on the user input; andin response to determining that the current position of the subject of interest is within the imageable range and determining that the current... | OLYMPUS CORPORATION | A61B017/00 A61B034/20 A61B001/00 A61B090/00 H04N005/232 G02B023/24 A61B005/06 H04N005/225 A61B001/005 A61B001/313 A61B017/34 A61B034/00
US10420486 | B1 | 2019-09-24 | Promoting positive activity patterns | 2013-01-28 | Methods, computer systems, and computer readable media are provided for promoting positive activity patterns for users and facilitate long-term adherence to the activity patterns, such as by providing alerts or electronic reminders to ambulate in a fashion that is responsive to an individual's actual activity patterns and behaviors and compatible with routine activities in the workplace and home. In particular, embodiments of the present invention are directed to (1) measuring physical activity patterns during the waking hours of a human, and in some embodiments continuously measuring these activity patterns; (2) automatically ascertaining whether the patterns exhibit sufficient frequency and variability of activity such as confers certain health benefits; and (3) if the patterns do not manifest such features, to adaptively provide sensible reminders at irregular within-day intervals such as are likely to establish healthy patterns of ambulation and other light activity. | 1. Non-transitory computer-readable media having computer-executable instructions embodied thereon, that, when executed by one or more processors, implement a method of generating and providing adaptive activity reminders to a user, via a user device, for promoting positive activity patterns for the user, the method comprising: receiving on a computing device a first set of user-motion information over a first time interval, the first set of user-motion information determined from one or more sensors positioned at one or more locations on the user, wherein the first set of user-motion information includes user-motion measurements obtained over the first time interval which correspond to a first ambulation for the user during the first time interval;calculating a first entropy for an amount of variation in the first ambulation based on the user-motion measurements, wherein the first entropy is a quantitative measure of the amount of variation for the first ambulation for the user during the first time interval;specifying a target entropy threshold amount of ambulation variation;comparing, in a first comparison, the target entropy threshold to the first entropy of the first ambulation during the first time interval;based on the first comparison, determining whether the first entropy of the first ambulation is less than the target entropy threshold;when the first entropy of the first ambulation is less than the target entropy threshold, then generating a pseudorandom value;based on the generated pseudorandom value, determining a pseudorandom interval; andat the pseudorandom interval, generating an activity reminder and presenting the activity reminder by way of a user interface on the user device, wherein the presented activity reminder prompts the user to perform a physical activity that increases an entropy level of user activity. 2. The computer-readable media of claim 1, further comprising: receiving a second set of user-motion information over a second time interval;based on the received second set of user-motion information, calculating a second entropy for a second ambulation for the user during the second time interval; andcomparing, in a second comparison, the target entropy threshold to the second entropy for the second ambulation;wherein the pseudorandom value is generated based on each of the first entropy level for the first ambulation and the second entropy level for the second ambulation being less than the target entropy threshold. 3. The computer-readable media of claim 2, wherein the first time interval immediately precedes the second time interval. 4. The computer-readable media of claim 1, wherein the pseudorandom value represents logically true or false, and wherein presenting the activity reminder comprises presenting the activity reminder when the pseudorandom value represents logically true, and not presenting the activity reminder when the pseudorandom value represents logically false. 5. The computer-readable media of c... | Cerner Innovation, Inc. | A61B005/11 A61B005/00
US10413284 | B2 | 2019-09-17 | Atrial pressure regulation with control, sensing, monitoring and therapy delivery | 2012-04-18 | The present disclosure relates to improved capabilities for stabilizing and regulating atrial pressure with a shunt in the atrial septum or a stent in the coronary sinus. The disclosure also includes sensing, monitoring, drug therapy and control capabilities to provide improved treatment of patients with heart disease and other cardiac related conditions. | 1. A system for treating a heart condition in a patient comprising: a body element comprising; a cylindrical core segment defining a passage;a first annular flange adapted to engage a first surface of an atrial septum of the patient;a second annular flange adapted to engage a second surface of the atrial septum of the patient; anda motor mounted to the body element includes a stationary portion and a movable portion, wherein the movable portion of the motor is anchored to a movable flap,wherein the movable flap is configured to move away from the stationary portion of the motor, forming an opening of the atrial septum, and allowing blood flow between left atrium and right atrium. 2. The system of claim 1 further comprises a sensor that detects data related to at least one of blood chemistry, blood pressure, temperature, electrical characteristics of the patient's heart, chemical characteristics of the blood and biomarkers in the blood. 3. The system of claim 2, further comprising a microprocessor in communication with the sensor. 4. The system of claim 3, wherein the sensor is mounted within the patient remotely from the microprocessor and communicates wirelessly with the microprocessor. 5. The system of claim 3 further comprising a wireless communications facility that receives and transmits data detected by the sensor and data generated by the microprocessor. 6. The system of claim 5 wherein the wireless communication facility transmits the data from the sensors and the data generated by the microprocessor to an externally-located monitor. 7. The system of claim 3 further comprising a therapeutic facility mounted within the patient, the therapeutic facility in communication with at least one of the microprocessor and sensor. 8. The system of claim 7, wherein the therapeutic facility dispenses therapy based on at least one instruction received from the microprocessor and the data detected by the sensor. 9. The system of claim 8 wherein the therapy comprises administration of a drug. 10. The system of claim 3, wherein the microprocessor is mounted to or integral with at least one of said core segment, the first annular flange and the second annular flange. 11. The system of claim 1, wherein the cylindrical core segment has a size of a first diameter when deployed, and wherein the cylindrical core segment is collapsible, enabling the cylindrical core segment to have a second diameter less than a size of the first diameter, thereby enabling percutaneous delivery of the system. 12. The system of claim 1, wherein the second annular flange comprises a plurality of flange segments and wherein at least a portion of one of the flange segments of the second annular flange is more flexible or less flexible than another flange segment of the second annular flange. 13. The system of claim 1, wherein the second annular flange comprises a plurality of flange segments, and wherein at least one of the flange segments of the second annular flange comp... | Corvia Medical, Inc. | A61F002/82 A61B017/00 A61B017/221 A61F002/24 A61L031/02 A61B005/0215 A61B018/14 A61B017/22 A61B018/00 A61F002/06 A61F002/966
US10406250 | B2 | 2019-09-10 | Suicide contrast agents targeting HIV reservoirs for theranostic eradication | 2014-11-14 | We have developed a model system of HIV reservoirs in neural cells by generating chimeric phosphorothioate-modified oligodeoxynucleotides (sODN) that specifically interact with neural cell DNA or RNA, and that further comprise a sequence of the HIV genome. In particular, we have conjugated the chimera sODN to a delivery vehicle (e.g. a superparamagnetic iron oxide nanoparticle (SPIO)) and have demonstrated specific delivery to neural cells, in vitro and in vivo. These model systems can be used to screen for agents that specifically target latent viral infection. In particular, using the model system, we have developed suicide MRI contrast agents that can be used to reduce the number of neural cells which harbor the virus, also provided herein. Our model system is translatable to other latent viruses as well. | 1. A magnetic resonance imaging (MRI) agent for detecting or killing an HIV-infected cell, the agent comprising a T1 or a T2 contrast agent linked to a single stranded phosphorothioate-modified oligodeoxynucleotide (sODN) that includes a nucleotide sequence that binds specifically to an HIV nucleic acid sequence, wherein the nucleotide sequence is selected from the group consisting of SEQ ID NO: 51, SEQ ID NO: 52, SEQ ID NO: 53, SEQ ID NO: 54, SEQ ID NO: 55, SEQ ID NO: 56, SEQ ID NO: 57, SEQ ID NO: 9, SEQ ID NO: 10, SEQ ID NO: 11, SEQ ID NO: 12, SEQ ID NO: 13, SEQ ID NO: 14, and SEQ ID NO: 15. 2. The MRI agent of claim 1, wherein the nucleotide sequence is selected from the group consisting of SEQ ID NO: 51, SEQ ID NO: 52, SEQ ID NO: 53, SEQ ID NO: 54, SEQ ID NO: 55, SEQ ID NO: 56, and SEQ ID NO: 57. 3. The MRI agent of claim 1, wherein the nucleotide sequence is selected from the group consisting of SEQ ID NO: 9, SEQ ID NO: 10, SEQ ID NO: 11, SEQ ID NO: 12, SEQ ID NO: 13, SEQ ID NO: 14, and SEQ ID NO: 15. 4. The MRI agent of claim 2, wherein the contrast agent is a toxic T1 agent containing a member selected from the group consisting of gadolinium (Gd3+), dysprosium (Dy3+), lanthanide (Ln3+), and a paracest imaging agent. 5. The MRI agent of claim 3, wherein the contrast agent is a toxic T1 agent containing a member selected from the group consisting of Gd3+, Dy3+, Ln3+, and a paracest imaging agent. 6. The MRI agent of claim 2, wherein the contrast agent is a T2 agent that contains a superparamagnetic iron oxide nanoparticle (SPION). 7. The MRI agent of claim 3, wherein the contrast agent is a T2 agent that contains a SPION. 8. The MRI agent of claim 1, wherein the contrast agent contains a SPION and a toxic agent selected from the group consisting of Gd3+, Dy3+, Ln3+, and a paracest imaging agent. 9. A method for treating an HIV infection in a subject, the method comprising administering to the subject in need thereof an MRI agent containing a toxic T1 contrast agent linked to a single stranded sODN including a nucleotide sequence that binds specifically to an HIV nucleic acid sequence, wherein the nucleotide sequence is selected from the group consisting of SEQ ID NO: 51, SEQ ID NO: 52, SEQ ID NO: 53, SEQ ID NO: 54, SEQ ID NO: 55, SEQ ID NO: 56, SEQ ID NO: 57, SEQ ID NO: 9, SEQ ID NO: 10, SEQ ID NO: 11, SEQ ID NO: 12, SEQ ID NO: 13, SEQ ID NO: 14, and SEQ ID NO: 15. 10. The method of claim 9, wherein the nucleotide sequence is selected from the group consisting of SEQ ID NO: 9, SEQ ID NO: 10, SEQ ID NO: 11, SEQ ID NO: 12, SEQ ID NO: 13, SEQ ID NO: 14, and SEQ ID NO: 15. 11. The method of claim 9, wherein the HIV infection is a latent infection and the nucleotide sequence is selected from the group consisting of SEQ ID NO: 51, SEQ ID NO: 52, SEQ ID NO: 53, SEQ ID NO: 54, SEQ ID NO: 55, SEQ ID NO: 56, and SEQ ID NO: 57. 12. A method for detecting an HIV infection in a subject, the method comprising administering to the subject an MRI... | The General Hospital Corporation | A61B005/055 A61K049/12 A61K049/00 A61K049/18 C12Q001/68 C12N015/113 A61K047/69
US10420507 | B2 | 2019-09-24 | Personal impact monitoring system | 2014-09-26 | A personal impact monitoring system is described herein comprising a monitoring station that receives impact events sent from personal impact monitors, using a monitoring station receiver. The impact events, which specify impact parameters associated with the impact events, are stored in a data storage location associated with the monitoring station. Software operating on the operating station is configured to retrieve the impact events from the data storage location and to perform calculations based on the impact events to identify notable impact events. | 1. A system for monitoring impacts to one or more participants in a contact sport, comprising: one or more personal impact monitors each integrated into a mouth guard, the one or more personal impact monitors each attached to a respective participant of the one or more participants;a monitoring station receiver located in a location proximal to the contact sport, the location selected based at least in part on the monitoring station receiver being configured to receive one or more impact events from the one or more personal impact monitors; anda monitoring station, the monitoring station configured to implement one or more services to analyze the one or more impact events, wherein the one or more services are configured to: receive the one or more impact events from the one or more personal impact monitors using the monitoring station receiver;analyze the one or more impact events to select one or more harmful impact events of the one or more impact events, the one or more harmful impact events selected based at least in part on compliance information associated with each of the one or more participants wherein the compliance information comprises measurements accumulated from the impacts received at the one or more personal impact monitors;add one or more of the one or more harmful impact events to a set of harmful impact events;perform one or more statistical analyses of at least a subset of the set of harmful impact events; andprovide an impact event analysis, the impact event analysis indicates at least a number of impact events and a time associated with the impact events for each respective participant based at least in part on the one or more statistical analyses. 2. The system of claim 1, wherein the one or more services are further configured to perform a kinematic analysis of the one or more impact events, the kinematic analysis comprising: modeling a skull as a kinematic rigid body;calibrating a set of data from the personal impact monitor based at least in part on the kinematic rigid body;identifying points of interest on the kinematic rigid body based at least in part on the calibrated set of data;performing a kinematic translation of the one or more impact events to the kinematic rigid body based at least in part on the points of interest; andperforming an analysis of the one or more impact events based at least in part on the kinematic translation. 3. The system of claim 2, wherein the kinematic rigid body is based at least in part on one or more morphological measurements of the one or more participants. 4. The system of claim 1, wherein the one or more services are further configured to perform an outlier analysis of the one or more impact events, the outlier analysis comprising: determining one or more statistical measurements of the one or more impact events; andidentifying one or more harmful impact events of the set of harmful impact events that differ from the one or more statistical measurements by more than a threshold ... | il Sensortech, Inc. | A61B005/00 G01L005/00 A61B005/11 A61B005/0205 A61L002/04 A61L002/10 A61L002/16 A63B071/08 G16H050/70 G16H015/00 A61B005/01 A61B005/021 A61B005/024 A61B005/08
US10401318 | B2 | 2019-09-03 | Breath analyzer and breath test methods | 2015-05-22 | The present invention provides an improved breath analyzer and breath test method to determine the presence of a gastrointestinal disorder in a subject's digestive tract. | 1. A handheld, portable breath analyzer, comprising: a main body;a removable mouthpiece, wherein the removable mouthpiece removably attaches to the main body; anda gas filter, the gas filter being located in either the removable mouthpiece or the main body;wherein the main body includes a sensor, a processor, a power source and an electrical circuit;wherein the electrical circuit operably connects the power source to the sensor and connects the sensor to the processor;wherein the sensor comprises a conductive material and a hydrogen selective material in contact with the conductive material, wherein the hydrogen selective material has a resistivity that increases in response to increased concentration of hydrogen, wherein the hydrogen selective material comprises polyaniline, wherein the polyaniline is doped with a dopant that increases pH sensitivity of the polyaniline, and wherein the polyaniline has a resistivity that increases in response to increased concentration of hydrogen;wherein the gas filter is configured to remove ammonia from a breath sample exhaled into the removable mouthpiece, and wherein the breath sample is configured to move through the gas filter before coming into contact with the sensor; andwherein the processor detects resistivity of the sensor and uses the resistivity to calculate a concentration of hydrogen. 2. The breath analyzer of claim 1 wherein the polyaniline has a pH sensitivity of more than 59 mV. 3. The breath analyzer of claim 1 wherein the dopant comprises a protonic acid. 4. The breath analyzer of claim 3 wherein the dopant comprises a protonic acid selected from the group consisting of hydrochloric acid, sulfuric acid, salicylic acid, acetic acid, citric acid, tartaric acid, oxalic acid, malonic acid, succinic acid, glutamic acid, adipic acid, phthalic acid and camphor sulfonic acid. 5. The breath analyzer of claim 4 wherein the dopant consists essentially of hydrochloric acid. 6. The breath analyzer of claim 1 wherein the conductive material comprises a plurality of electrodes. 7. The breath analyzer of claim 6 wherein the plurality of electrodes are interdigitated finger electrodes. 8. The breath analyzer of claim 1 wherein the hydrogen selective material is deposited as a thin film on the conductive material. 9. The breath analyzer of claim 1 further comprising a desiccant, wherein the desiccant is located in either the removable mouthpiece or the main body. 10. The breath analyzer of claim 6 wherein the electrodes are spaced less than 10 μm apart. 11. The breath analyzer of claim 1 wherein the conductive material is gold. 12. The breath analyzer of claim 1 wherein the sensor detects hydrogen at levels between 1 ppm and 100 ppm. 13. The breath analyzer of claim 1 wherein the removable mouthpiece includes a one-way valve. 14. The breath analyzer of claim 1 wherein the conductive material is platinum. 15. A breath test method for screening for a gastrointestinal disorder, comprising steps of: ... | - | A61B005/08 G01N027/12 G01N033/497 A61B005/097 A61B005/00 G01N033/84
US10410369 | B2 | 2019-09-10 | Method and system for determining locations of electrodes on a patient body | 2016-04-15 | A method for electrode placement includes acquiring an image of a body of a patient, such that the image captures a patch that has been placed on the body. Based on the acquired image and the patch appearing therein, one or more preferred locations are calculated on the body for placing one or more respective electrodes to be used in carrying out a procedure in an internal organ of the patient. The preferred locations are displayed to an operator. | 1. A method for electrode placement, comprising: acquiring an image of a body of a patient, such that the image captures a patch that has been placed on the body;calculating, based on the acquired image and the patch appearing therein, one or more preferred locations on the body for placing one or more respective electrodes to be used in carrying out a procedure in an internal organ of the patient by calculating a first forbidden zone having a first size for a first type of electrode of the one or more respective electrodes, and a second forbidden zone having a second size, different from the first size, for a second type of electrode of the one or more respective electrodes that is different from the first type; andoutputting the preferred locations to an operator. 2. The method according to claim 1, wherein the patch comprises an embedded electrode, to be used together with the one or more respective electrodes in carrying out the procedure. 3. The method according to claim 1, wherein carrying out the procedure comprises measuring impedance of the body between a distal-end of a catheter located in the internal organ and at least one of the electrodes. 4. The method according to claim 1, wherein calculating and outputting the preferred locations comprises receiving at least first and second images in which the body appears at different respective positions, and overlaying the preferred locations over the body in the at least first and second images while compensating for the different positions. 5. The method according to claim 1, and comprising, after the electrodes have been placed on the body, acquiring another image of the body and automatically verifying, using the additional image, that the electrodes have been placed in compliance with the calculated preferred locations. 6. The method according to claim 1, wherein calculating the preferred locations comprises estimating a dimension of the body based on the image, and calculating the preferred locations depending on the dimension of the body. 7. The method according to claim 6, wherein calculating and outputting the preferred locations comprises calculating and outputting, based at least on the estimated dimension of the body, a virtual frame within which the one or more respective electrodes are to be placed. 8. The method according to claim 6, wherein the patch has a predefined physical size, and wherein estimating the dimension of the body comprises assessing the dimension of the body based on the predefined physical size of the patch and on an imaged size of the patch in the image. 9. A medical apparatus, comprising: a camera, which is configured to acquire an image of a body of a patient, such that the image captures a patch that has been placed on the body; anda processor, which is configured to: determine, based on the acquired image and the patch appearing therein, one or more preferred locations on the body for placing one or more respective electrodes to be used in carryi... | Biosense Webster (Israel) Ltd. | G06K009/00 G06T007/60 A61B005/053 G06T019/00 A61B005/00 A61B005/0408 A61B005/06 A61B005/107 A61B005/042
US10413215 | B2 | 2019-09-17 | Mobile device and method for analysing breath samples | 2013-04-12 | Disclosed is a mobile device (15) for analyzing breath samples, comprising:—at least one mouthpiece (16) provided with at least one inlet opening (17) and at least one outlet opening (21) for allowing a person to respectively inhale and exhale via the mouthpiece,—at least one air filter (20) connected to the mouthpiece for filtering ambient air to be inhaled by the person,—at least one analysis compartment (19) connecting to the outlet opening of the mouthpiece and provided with at least one chemical trace detector (1), wherein the chemical trace detector comprises: at least one semi-conducting sensor (2); at least one heating element (4) for heating the semi-conducting sensor; at least one processor (6) for controlling the heating element; and a detection circuit (7) for detecting the change in resistance of the semi-conducting sensor which is at least partially determined by the presence of at least one chemical trace which reacts in the presence of the semi-conducting sensor. | 1. A portable and autonomous device for analysing breath samples for the diagnosis of diseases or physical conditions, comprising: at least one mouthpiece provided with at least one inlet opening and at least one outlet opening for allowing a person to respectively inhale and exhale via the mouthpiece, wherein the at least one inlet opening is provided with a displaceable closing valve configured to open the inlet opening when the person inhales and to close the inlet opening when the person exhales so that only inhaled air passes through the at least one inlet opening, and wherein the at least one outlet opening of the mouthpiece is provided with a displaceable closing valve configured to close the outlet opening of the mouthpiece when the person inhales and to open the outlet opening of the mouthpiece when the person exhales so that only exhaled air passes through the at least one outlet opening of the mouthpiece,at least one air filter connected to the mouthpiece for filtering ambient air to be inhaled by the person through the at least one inlet opening,at least one exhaled air filter positioned in or close to the at least one outlet opening of the mouthpiece, wherein the at least one exhaled air filter is configured as a selective gas filter allowing passage of characteristic chemical traces, and wherein the at least one exhaled air filter is further configured as a bacterial filter for filtering bacteria and saliva residues out of the exhaled air that is exhaled through the at least one outlet opening of the mouthpiece, andat least one analysis compartment connecting to the outlet opening of the mouthpiece, wherein the displaceable closing valve provided with the at least one outlet opening of the mouthpiece is configured to permit only the exhaled air to pass into the analysis compartment, wherein the at least one analysis compartment is provided with at least one chemical trace detector, wherein the chemical trace detector comprises: a plurality of semi-conducting sensors;a plurality of heating elements for heating the semi-conducting sensors;at least one processor for controlling the heating elements to heat each semi-conducting sensor to a predefined temperature, respectively; anda detection circuit for detecting the change in resistance of each semi-conducting sensor at said predefined temperature, wherein the change in resistance is at least partially determined by the presence of at least one chemical trace which reacts in the presence of the plurality of semi-conducting sensors to create a temperature-dependent pattern of resistance changes which can be compared to one or more stored reference patterns to determine the presence of the characteristic chemical traces in the exhaled air,wherein the analysis compartment is provided with at least one outlet opening for discharging from the analysis compartment at least a part of the exhaled air,wherein the at least one outlet opening of the analysis compartment is provided with at least ... | eNose Holding B.V. | A61B005/08 A61B005/097 G01N033/497 G01N027/12 A61B005/00
US10405774 | B2 | 2019-09-10 | Catheter with single axial sensors | 2014-07-28 | A catheter has single axis sensors mounted directly along a portion of the catheter whose position/location is of interest. The magnetic based, single axis sensors are on a linear or nonlinear single axis sensor (SAS) assembly. The catheter includes a catheter body and a distal 2D or 3D configuration provided by a support member on which at least one, if not at least three single axis sensors, are mounted serially along a length of the support member. The magnetic-based sensor assembly may include at least one coil member wrapped on the support member, wherein the coil member is connected via a joint region to a respective cable member adapted to transmit a signal providing location information from the coil member to a mapping and localization system. The joint region provides strain relief adaptations to the at least one coil member and the respective cable member from detaching. | 1. A catheter comprising: an elongated body;a distal member distal of the elongated body, the distal member having a support member and a configuration;a control handle proximal of the elongated body;a magnetic-based sensor assembly including at least one conducting member comprising a wire having first and second ends, the wire comprising: a coil region that is wrapped on the support member; anda joint region adjacent the coil region, the joint region comprising: a first connection of the first end of the wire to a cable member at a first location proximal of the coil region, the first end of the wire forming a first amount of slack in the wire between the proximal end of the coil region and the first connection, anda second connection of the second end of the wire to the cable member at a second location proximal of the coil region, the second end of the wire extending through the coil region from a distal end of the coil region to the second location proximal of the coil region, and the second end of the wire forming a second amount of slack in the wire between the proximal end of the coil region and the second connection,the cable member being adapted to transmit a signal providing location information from the conducting member to a mapping and localization system, and the joint region provides strain relief to the coil region and the cable member from detaching. 2. A catheter of claim 1, wherein the sensor assembly includes a heat shrink sleeve. 3. A catheter of claim 1, wherein each of the first and second connections of the first and second ends of the wire and the cable member comprises a solder between the respective first or second end of the wire and the cable member, and the first and second amounts of slack are adjacent the solder. 4. A catheter of claim 1, wherein the cable member is wrapped at least 360 degrees around the support member adjacent the joint region. 5. A catheter of claim 1, wherein the at least one conducting member of the magnetic-based sensor assembly includes at least three conducting members, each of the at least three conducting members comprising a respective wire having respective first and second ends, each respective wire comprising: a respective coil region wrapped on the support member at a respective location along the length of the support member, anda respective joint region adjacent its respective coil region, the joint region comprising: a first respective connection of the first end of the respective wire to a respective cable member at a first respective location proximal of its respective coil region, the first respective end of the respective wire forming a first respective amount of slack in the respective wire between the proximal end of the respective coil region and the first respective connection, anda second respective connection of the second end of the respective wire to the respective cable member at a second respective location proximal of its respective coil region, the second resp... | Biosense Webster, Inc. | A61B005/04 A61B005/06 A61M025/00 A61M025/01 A61B034/20 A61B017/00
US10403007 | B2 | 2019-09-03 | Registration-based motion tracking for motion-robust imaging | 2017-04-18 | System and method for processing magnetic resonance imaging (MRI) data of an object to perform motion correction. The method comprises estimating, for each slice of the MRI data, parameters for a state space model using a filter that predicts the location of the object for temporally adjacent slices, wherein the state space model represents motion dynamics of the object throughout acquisition of a three-dimensional volume, registering the slices to a reference image based, at least in part, on the estimated parameters, reconstructing an image based, at least in part, on the registered two-dimensional slices, and outputting the reconstructed image. | 1. A computer system configured to process magnetic resonance imaging (MRI) data of an object to perform motion correction, the computer system comprising: an input interface configured to receive the MRI data, wherein the MRI data comprises a three-dimensional volume of time-sequentially acquired and spatially interleaved two-dimensional slices;at least one processor programmed to: identify based, at least in part, on at least one two-dimensional slice in the three-dimensional volume and a model trained on labeled MRI data, one or more of the two-dimensional slices in the three-dimensional volume that are motion corrupted;estimate, for each slice of the two-dimensional slices that is not identified as being motion corrupted, parameters for a state space model using a filter that predicts the location of the object for temporally adjacent slices, wherein the state space model represents motion dynamics of the object throughout acquisition of the three-dimensional volume, wherein estimating the parameters is performed only on two-dimensional slices that are not identified as being motion corrupted; register each of the two-dimensional slices to a reference image based, at least in part, on the estimated parameters; andreconstruct an image based, at least in part, on the registered two-dimensional slices; andan output interface configured to output the reconstructed image. 2. The computer system of claim 1, wherein the filter is a Kalman filter. 3. The computer system of claim 1, wherein the filter is an outlier-robust Kalman filter. 4. The computer system of claim 1, wherein registering each of the two-dimensional slices to a reference image comprises using the estimated state space model parameters for a slice to select a starting point for a slice registration search process. 5. The computer system of claim 1, wherein the model is a model trained based, at least in part, using a machine learning technique. 6. The computer system of claim 1, wherein the at least one processor is further programmed to construct the reference image based, at least in part, on a plurality of images acquired in a first state, and wherein the two-dimensional slices are acquired in one or more second states different from the first state. 7. The computer system of claim 1, wherein constructing the reference image based, at least in part, on a plurality of images comprises constructing the reference image based, at least in part on an estimation of motion of the object between the plurality of images. 8. The computer system of claim 1, wherein at least two of the two-dimensional slices corresponding to different spatial locations in the three-dimensional volume were acquired at the same time. 9. A method of performing motion correction of magnetic resonance imaging (MRI) data of an object, wherein the MRI data comprises a three-dimensional volume of time-sequentially acquired and spatially interleaved two-dimensional slices, the method comprising: identifying ba... | Children's Medical Center Corporation | G06T011/00 A61B005/055
US10398511 | B2 | 2019-09-03 | System and method to locate soft tissue for preoperative planning | 2018-12-05 | Methods and systems for determining a patient specific soft tissue location within a joint are discussed. For example, a method can include imaging a target location for an orthopedic implant to collect image data regarding a morphology of the patient, the morphology including at least one of bone size and bone feature. The method can additionally include accessing stored soft tissue data and bone data corresponding to the target location of the orthopedic implant, locating a soft tissue of the patient based at least in part upon the soft tissue data and bone data and the image data, and displaying data including the location of the soft tissue of the patient. This data can be used to created patient specific surgical jigs according to one example of the present application. | 1. A method comprising: creating an average of one or more of an ACL or PCL contour for one or more of an average femur or tibia from a soft tissue data and a bone data corresponding to a target location of the orthopedic implant, wherein the creating the average is derived from a database of femoral and tibial data with identified known one or more of ACL or PCL attachment location information;for a specific patient, imaging a target location corresponding to the target location of the orthopedic implant to collect image data regarding a morphology of the specific patient, the morphology including at least one of a bone size or a bone feature;measuring the morphology resulting from the imaging;altering one or more of the average femur or tibia to match one or more of a femur or tibia of the specific patient; andaltering one or more of an ACL or PCL contour of the specific patient with the step of altering one or more of the average femur or tibia. 2. The method of claim 1, wherein the altering the one or more of the ACL or PCL contour of the specific patient is a linear transformation with respect to the altering one or more of the average femur or tibia. 3. The method claim 1, wherein the altering the one or more of the ACL or PCL contour of the specific patient includes breaking the image data into several two dimensional images, taking one of the two dimensional images and comparing the one of the two dimensional images to another of the two dimensional images from the database. 4. The method of claim 3, further comprising making both the one of the two dimensional images and the another of the two dimensional images from the database have a same number of reference points. 5. The method of claim 4, wherein making both the one of the two dimensional images and the another of the two dimensional images from the database have a same number of reference points comprises moving the reference points in the another two dimensional image from the database to be equal to that of the one of the two dimensional images. 6. The method of claim 5, further comprising performing the making of claim 4 with the several of the two dimensional images. 7. The method of claim 1, wherein the altering the one or more of the ACL or PCL contour of the specific patient includes creating a mathematical transformation that describes the differences between the one or more of the ACL or PCL contour of the specific patient and the average of one or more of an ACL or PCL contour in three dimensions, and transferring other information from the database of femoral and tibial data to the image data of the specific patient. 8. The method of claim 1, further comprising displaying data including a location of the one or more of the ACL or PCL contour of the specific patient. 9. The method of claim 8, comprising constructing, based at least in part on the location of the one or more of the ACL or PCL contour of the specific patient, a virtual model of the target location ... | Zimmer, Inc. | G06K009/00 A61B034/10 G06T007/00 A61B017/17 A61B006/00 A61B006/03 A61B005/055 A61F002/38 G06F019/00 A61B034/00
US10413227 | B2 | 2019-09-17 | Membrane for continuous analyte sensors | 2017-07-18 | Devices are presented for measurement of an analyte concentration. The devices comprise: a sensor configured to generate a signal indicative of a concentration of an analyte; and a sensing membrane located over the sensor. The sensing membrane comprises an enzyme domain comprising an enzyme, a base polymer, and a hydrophilic polymer which makes up from about 5 wt. % to about 30 wt. % of the enzyme domain. | 1. A device for measurement of an analyte concentration, the device comprising: a sensor configured to generate a signal indicative of a concentration of an analyte; anda sensing membrane located over the sensor, the sensing membrane comprising an enzyme domain comprising an enzyme, a base polymer, and a zwitterionic enzyme stabilizing agent, wherein the zwitterionic enzyme stabilizing agent is a betaine. 2. The device of claim 1, wherein the enzyme domain further comprises a hydrophilic polymer, wherein the hydrophilic polymer comprises from about 10 wt. % to about 25 wt. % of the enzyme domain. 3. The device of claim 2, wherein the hydrophilic polymer comprises from about 15 wt. % to about 20 wt. % of the enzyme domain. 4. The device of claim 2, wherein the hydrophilic polymer is selected from the group consisting of poly-N-vinylpyrrolidone (PVP), poly(ethylene glycol) (PEG), polyacrylamide, acetates, polyethylene oxide (PEO), polyethylacrylate (PEA), poly-N-vinyl-3-ethyl-2-pyrrolidone, poly-N-vinyl-4,5-dimethyl-2-pyrrolidone, poly-N,N-dimethylacrylamide, polyvinyl alcohol, polyvinyl acetate, polymers with pendent ionizable groups and copolymers or blends thereof. 5. The device of claim 2, wherein the hydrophilic polymer comprises poly-N-vinylpyrrolidone (PVP). 6. The device of claim 1, wherein the enzyme is selected from the group consisting of glucose oxidase, glucose dehydrogenase, galactose oxidase, cholesterol oxidase, amino acid oxidase, alcohol oxidase, lactate oxidase, and uricase. 7. The device of claim 1, wherein the enzyme is glucose oxidase. 8. The device of claim 1, wherein the base polymer comprises at least one polymer selected from the group consisting of epoxies, polyolefins, polysiloxanes, polyethers, acrylics, polyesters, carbonates, and polyurethanes. 9. The device of claim 7, where the polyurethane comprises a polyurethane copolymer. 10. The device of claim 1, wherein the base polymer comprises a polyurethane. 11. The device of claim 1, wherein the enzyme domain further comprises a cross-linking agent in an amount sufficient to induce cross-linking between polymer molecules. 12. The device of claim 11, wherein the cross-linking agent comprises a cross-linking agent selected from the group consisting of isocyanate, carbodiimide, gluteraldehyde or other aldehydes, epoxy, acrylates, free-radical based agents, ethylene glycol diglycidyl ether (EGDE), poly(ethylene glycol) diglycidyl ether (PEGDE), and dicumyl peroxide (DCP). 13. The device of claim 11, wherein the cross-linking agent comprises from about 0.1 wt. % to about 15 wt. % of the total dry weight of the enzyme, cross-linking agent, and polymers. 14. The device of claim 1, wherein the thickness of the enzyme domain is from about 0.05 micron to about 100 microns. 15. The device of claim 1, wherein the sensor comprises an electrode. 16. The device of claim 1, wherein the sensing membrane further comprises a resistance domain configured to control a flux of ... | DexCom, Inc. | A61B005/1486 A61B005/145
US10398354 | B2 | 2019-09-03 | Sensor array system | 2014-07-09 | A system is provided for assessing heard injury criterion (HIC) by analyzing signals received from sensors of a sensor array to calculate an impact force on an impact area, determine the linear acceleration based on the impact force and mass of the wearer's head. HIC values are calculated within a variable duration sliding window across a time period within which an impact occurs based on the integral of linear acceleration for the time period of the window, to determine a maximal HIC which is converted to a biofeedback signal. | 1. A system for assessing head injury criterion, the system including a sensor array comprising a plurality of sensors, a processor and a signal output device, wherein the processor analyzes pressure signals input from the plurality of sensors of the sensor array to calculate at least one advanced pressure parameter, the advanced pressure parameter being any one of: instantaneous location of a center of pressure (COP) on the sensor array, magnitude of the COP, speed of movement of the COP, direction of movement of the COP and distribution of the COP within a time period, and the processor calculates an impact force on an impact area of the sensor array encompassing one or more of the plurality of sensors by integrating pressure signals input from the one or more sensors in the impact area over a time within which an impact occurs, and determines a linear acceleration perpendicular to the impact area based on the calculated impact force and an effective mass of the wearer's head, andwherein the processor determines a head injury criterion (HIC) for assessment by determining a maximal HIC value from a plurality of HIC values each calculated by multiplying an integral of the linear acceleration over a time period by the inverse of the time period, raising this product to the power of 2.5, and multiplying the result by the time period; wherein the time period is a variable time window having a duration ranging between 1 millisecond and 15 milliseconds and variable starting time, whereby variable time period window acts as a sliding window continuously slid across the time within which the impact occurs combining different time periods and initial times for iterative calculation of HIC values from which only the maximal HIC value is taken, and converted to an auditory, visual or tactile biofeedback signal by the output. 2. The system as claimed in claim 1, wherein the sensors of the sensor array are evenly distributed over a measurement area. 3. The system as claimed in claim 2, wherein the processor calculates the instantaneous COP measurement using the formulaeCOPx=∑i=1n⁢⁢xi⁢pin;⁢COPy=∑i=1n⁢⁢yi⁢pinwhere COPx and COPy are the coordinates of the COP; xi and yi are distances of an ith sensor from an origin of a sensor matrix coordinate system; pi is pressure on the ith sensor, and n is a total number of sensors. 4. The system as claimed in claim 2, wherein a magnitude for an instantaneous COP is converted to an auditory biofeedback signal, and the magnitude of the instantaneous COP is converted to a pitch signal by a non-linear function, where frequency of the pitch is a polynomial or exponential function of the instantaneous COP magnitude. 5. The system as claimed in claim 4 wherein the magnitude is converted to a pitch signal by a non-linear function, f =c ep−p0+f0 where f is a frequency of the pitch, c is a constant multiplier, f0 is a minimum frequency of the pitch, p is the instantaneous COP magnitude and p0 is pressure threshold. 6. The syst... | Swinburne University of Technology | A61B005/103 A61B005/00
US10398936 | B2 | 2019-09-03 | Interactive athletic training log | 2015-05-29 | Systems and techniques for the collection and display of athletic information. Athletic data relating to a single person or group of people is collected at a central location, and subsequently displayed at a desired remote location so that the person or people can review and critique their performance. In addition, athletic data for multiple persons can be collected at a central location, and subsequently displayed to a user at a desired remote location, so that the user can compare his or her athletic activities to others. | 1. A computer-implemented method comprising: creating a virtual team of a plurality of athletes;formulating a team training program for reaching a team goal comprising a route having a plurality of locations having at least a first location and a second location; andtracking progress of at least a first athlete and a second athlete of the team comprising: displaying the training program in a user interface including a plurality of visual interactive elements corresponding to a plurality of tasks in the training program, wherein a first visual interactive element is configured to control at least one attribute of a first task and a second visual interactive element is configured to control at least one attribute of a second task;receiving user input corresponding to a modification of an attribute of the first task of the plurality of tasks, wherein the user input includes interaction with the first visual interactive element;automatically revising at least the second task scheduled for a time after the first task to compensate for the modification to the first task, wherein revising at least the second task is performed based on a predefined completion date for reaching the team goal and wherein automatically revising at least the second task includes modifying an appearance of the second visual interactive element;receiving locational data of the first athlete and second athlete traversing over the route during performance of an athletic activity; andreceiving athletic performance data for each of the first athlete and the second athlete performing the athletic performance and storing the athletic performance data in association with the route;receiving from an electronic source, an indication of audio data presented to each of the first athlete and the second athlete while traversing over the route between at least the first and the second location;generating a route map on a user interface showing the route, generating the route map including: receiving a zip code associated with a location;displaying a map of the location associated with the zip code;receiving user input drawing a route on the displayed map, drawing the route including displaying a total distance of the route as the route is drawn and drawing the route including highlighting the route on the map,wherein the route map further includes one or more markers on the route identifying at least one metric of the athletic performance data;generating a playlist of audio data based upon the audio data presented to the first and second athlete during performance of the athletic activity respective to the first location and the second location; andresponsive to receiving a user input interacting with a first marker of the user interface associated with the first location, providing information relating to the playlist generated, wherein a simultaneous provision of the generated playlist of the audio data and the at least one metric is selectively achieved along the route map of the user in... | NIKE, Inc. | A63B069/00 A63B024/00 A63B071/06 G06F019/00 A61B005/11 A61B005/00 A63B022/00 A63B022/02 A63B022/06
US10398363 | B2 | 2019-09-03 | Temperature-compensated analyte monitoring devices, systems, and methods thereof | 2018-01-17 | Methods of compensating for ambient temperature using a single temperature sensor, the method comprising detecting a first temperature measurement from a temperature sensor; and determining, with a processor, an ambient-compensated temperature from the first temperature measurement using an offset term. The method may also include receiving a sensor signal from an in vivo analyte sensor; and determining, with a processor, a temperature-compensated analyte sensor signal with the ambient-compensated temperature. | 1. A method of compensating for ambient temperature using a single temperature sensor, the method comprising: detecting a first temperature measurement from a temperature sensor;receiving a sensor signal from an in vivo analyte sensor; anddetermining, with a processor, an ambient-compensated sensor signal-using the first temperature measurement using the formula of ITC=*k^(32.5−T), wherein I is the raw sensor current, k is a constant, T is the measured temperature in degrees Celsius, and ITC is the temperature-compensated analyte sensor signal. 2. The method of claim 1, wherein the analyte is glucose. 3. The method of claim 1, wherein the in vivo analyte sensor is a subcutaneous analyte sensor. 4. An analyte monitoring device, comprising: a housing;a processor coupled to the housing; wherein an in vivo analyte sensor is communicably coupled to the processor that produces an analyte sensor signal;wherein a single temperature sensor is communicably coupled to the processor; andmemory communicably coupled to the processor, wherein the memory includes instructions stored therein that, when executed by the processor, cause the processor to: receive the sensor signal from an in vivo analyte sensor;detect a temperature measurement from the single temperature sensor; anddetermine an ambient-compensated sensor signal using the temperature measurement using the formula of ITC=*k^(32.5−T), wherein I is the raw sensor current, k is a constant, T is the measured temperature in degrees Celsius, and ITC is the temperature-compensated analyte sensor signal. 5. The analyte monitoring device of claim 4, wherein the analyte is glucose. 6. The analyte monitoring device of claim 4, wherein the in vivo analyte sensor is a subcutaneous analyte sensor. 7. An analyte monitoring system, comprising: an on-body unit, comprising: a first processor and first memory communicably coupled to the first processor;an in vivo analyte sensor communicably coupled to the first processor that produces an analyte sensor signal;a single temperature sensor communicably coupled to the first processor; and,a receiver configured to communicate with the on-body unit, the receiver comprising: a second processor and second memory communicably coupled to the second processor;wherein at least one of the first memory and second memory includes instructions stored therein that, when executed by at least one of the first and second processors, cause the at least one first and second processor to: receive the sensor signal from an in vivo analyte sensor;detect a temperature measurement from the single temperature sensor; anddetermine an ambient-compensated sensor signal using the temperature measurement using the formula of ITC=*k^(32.5−T), wherein I is the raw sensor current, k is a constant, T is the measured temperature in degrees Celsius, and ITC is the temperature-compensated analyte sensor signal. 8. The analyte monitoring system of claim 7, wherein the analyte is glucose. 9. The analyte... | Abbott Diabetes Care Inc. | A61B005/05 A61B005/145 A61B005/01 A61B005/00 A61B005/1473
US10398587 | B2 | 2019-09-03 | Breathing mask | 2017-10-10 | One variation of a method—for controlling a breathing mask comprising a flow control module configured to mate to nostrils of a user and comprising an actuator configured to adjust obstruction to airflow out of the flow control module—includes: accessing a wake alarm time; accessing a sleep delay duration; at a first time, receiving an indicator that the user is preparing for sleep; in response to receiving the indicator, triggering the actuator to transition from a minimum-restriction position toward a maximum-restriction position at a second time succeeding the first time by the sleep delay duration, the actuator minimally obstructing airflow out of outlet port in the minimum-restriction position and maximally obstructing airflow out of outlet port in the maximally-restriction position; and, prior to the wake alarm time, triggering the actuator to transition back to the minimum-restriction position. | 1. A breathing mask comprising: an eye covering comprising an opaque material, defining an eye region configured to extend over both eyes of a user wearing the eye covering, and defining a nose region configured to extend over a nose of the user;a strap configured to retain the eye covering on a head of the user with the eye region over both eyes of the user and with the nose region aligned to the nose of the user;a flow control module coupled to the nose region of the eye covering, defining a manifold, comprising a nostril junction fluidly coupled to the manifold and configured to mate with nostrils of the nose of the user, and comprising an outlet port fluidly coupled to the manifold;an inlet check valve fluidly coupled to the manifold and configured to open in response to a decrease in air pressure inside the manifold;an actuator operable over a range of positions between a minimum-restriction position and a maximum-restriction position, the actuator minimally restricting airflow out of the outlet port in the minimum-restriction position and maximally restricting airflow out of the outlet port in the maximum-restriction position; anda controller configured to: trigger the actuator to transition from the minimum-restriction position toward the maximum-restriction position in response to transition of the user from a wakeful state to a sleep state;store a preset sleep delay duration approximating a common duration of transition from a wakeful state to a sleep state for users;initiate a timer for the sleep delay duration in response to activation of the breathing mask; andtrigger the actuator to transition from the minimum-restriction position to an initial restriction position between the minimum-restriction position and the maximum-restriction position in response to conclusion of the timer. 2. The breathing mask of claim 1: wherein the flow control module defines a first internal volume;further comprising a second flow control module defining a second manifold, comprising a second nostril junction fluidly coupled to the second manifold and configured to mate with nostrils of the nose of the user, comprising a second outlet port fluidly coupled to the second manifold, and defining a second internal volume greater than the first internal volume; andwherein the flow control module and the second flow control module are interchangeable over the nose region of the eye covering. 3. The breathing mask of claim 1, further comprising a wireless communication module configured to receive, from an external computing device associated with the user, the sleep delay duration customized by the user at the external computing device and the initial restriction position. 4. The breathing mask of claim 1: wherein a wireless communication module further receives from the external computing device an indicator of upcoming activation of a wake alarm, set by the user, at the external computing device; andwherein the controller is further configured to trigger th... | Hupnos, Inc. | A61F005/56 A61M016/20 A61M016/00 A61F009/04 A61M016/06 A61M021/00 A61B005/00
US10420531 | B2 | 2019-09-24 | Synthetic aperture image reconstruction system in a patient interface module (PIM) | 2013-12-20 | A field programmable gate array (FPGA) circuit including a quadrature internal conditioning circuit is provided. The circuit having a buffer circuit; and a reconstruction engine circuit, wherein the reconstruction engine circuit includes: a circuit to measure a phase of a signal; and a flavor interpolation circuit; wherein: the circuit to measure the phase of a signal includes digitization points forming two complex numbers for each cycle of the center frequency of the signal. A system for collecting tissue images including a patient interface module (PIM); a pulse transmitter circuit; an analog to digital converter circuit; and an FPGA circuit as above; and a catheter having a sensing head is also provided. A method for using the above system to provide an image reconstruction is also provided. | 1. A system for collecting tissue images comprising: a patient interface module (PIM), the PIM comprising: a pulse transmitter circuit;an analog to digital converter circuit; anda reconstruction FPGA circuit;an intravascular ultrasound (IVUS) imaging catheter comprising a sensing head near the distal end, the sensing head comprising an array of transducer elements associated with an aperture configuration and configured to obtain image data while positioned within a blood vessel, wherein the array of transducer elements comprises a circumferential arrangement around the sensing head such that the aperture configuration is associated with a group of the array of transducer elements forming a portion of the circumferential arrangement, wherein the PIM is configured to process the image data obtained by the array of transducer elements; anda control system distinct from the PIM, wherein the control system is configured to receive the processed image data from the PIM and to output an IVUS image based on the processed image data to a display,wherein the PIM is communicatively interposed between the control system and the catheter,wherein the reconstruction FPGA circuit comprises: an internal conditioning circuit;a buffer circuit; anda reconstruction engine circuit, wherein the reconstruction engine circuit comprises: a circuit to measure a phase of a signal, wherein the circuit to measure the phase of the signal includes digitization points forming two complex numbers for each cycle of a center frequency of the signal; anda flavor interpolation circuit configured to form a data set separating the digitization points according to associated flavors of the aperture configuration,wherein the pulse transmitter circuit is configured to generate triggers for the array of transducer elements according to the associated flavors of the aperture configuration, andwherein the flavor interpolation circuit is configured to interpolate the digitization points according to the associated flavors of the aperture configuration. 2. The system of claim 1 wherein the array of transducer elements comprises an ultrasound transducer. 3. The system of claim 2 wherein the center frequency of the signal is a center frequency in a response spectrum of the ultrasound transducer. 4. The system of claim 1 wherein the array of transducer elements comprises at least one of a piezo-electric transducer, a piezo-electric micro-machined ultrasonic transducer (PMUT), or a capacitive micro-machined ultrasonic transducer (CMUT). 5. The system of claim 1 wherein the internal conditioning circuit is configured to provide the two complex numbers from the digitization points separated by approximately ¼ of a wave cycle of the center frequency of the signal. 6. The system of claim 1 wherein the digitization points comprise at least two nodes in the signal. 7. The system of claim 1 wherein the digitization points comprise two interleaved sets of data points in the signal. 8. The system o... | VOLCANO CORPORATION | A61B005/00 A61B008/08 A61B008/12 G01S015/89 H03K019/177
US10424078 | B2 | 2019-09-24 | Height measuring system and method | 2016-06-08 | Disclosed is a height measuring system and method. The height measuring system of the disclosure comprises an image obtaining unit configured to obtaining a depth image and a processing unit configured to analyze and determine a ground and a top of a head of a human body in the depth image and calculating a distance between the top of the head of the human body and a plane of the ground as a height. | 1. A height measuring system comprising; an image obtaining unit configured to obtain a depth image; anda processing unit configured to analyze and determine a ground and a top of a head of a human body in the depth image and calculate a distance between the top of the head of the human body and a plane of the ground as a height,wherein the image obtaining unit comprises an image capturing unit, andwherein the processing unit is configured to analyze and determine the ground in the depth image by: obtaining all planar surfaces in the depth image through analysis; anddetermining a maximum planar surface which is located at a lower half of the depth image and away from the image obtaining unit by a distance less than a predetermined value as the ground. 2. The height measuring system according to claim 1, wherein the predetermined value is 3 m. 3. The height measuring system according to claim 1, wherein the processing unit is configured to analyze and determine the top of the head of the human body in the depth image by: identifying the human body in the depth image through a human body segmentation technique; anddetermining a point being in an integrate region of the human body and being farthest away from the plane of the ground as the top of the head of the human body. 4. The height measuring system according to claim 1, wherein the processing unit is configured to analyze and determine the ground and the top of the head of the human body in the depth image by: analyzing and determining the top of the head of the human body from the depth image of a current frame; andanalyzing and determining the ground from one or more depth images of one or more previous frames before the current frame if the ground fails to be determined from a depth image of the current frame. 5. The height measuring system according to claim 1, wherein the processing unit is further configured to establish a coordinate system and determine a coordinate of each pixel in the depth image, and to analyze and determine the ground and the top of the head of the human body in the depth image by: analyzing and determining a plane equation Ax+By+Cz+D=0 of the plane of the ground, wherein x, y, z are coordinate values of a pixel (x, y, z) on the plane; andanalyzing and determining coordinate values x0, y0, z0 of a coordinate point (x0, y0, z0) of the top of the head of the human body. 6. The height measuring system according to claim 5, wherein calculating the distance between the top of the head of the human body and the plane of the ground as the height comprises: calculating the distance High as the height according to a formula:High=A*x0+B*y0+C*z0+DA2+B2+C2. 7. A height measuring method comprising: obtaining a depth image;analyzing and determining a ground in the depth image;analyzing and determining a top of a head of a human body in the depth image; andcalculating a distance between the top of the head of the human body and a plane of the ground as the height,wherein the... | BOE TECHNOLOGY GROUP CO., LTD. | G06T007/70 G01B011/06 G01B011/22 G01B011/24 A61B005/00 A61B005/107 G06T007/60 G06T007/73
US10398340 | B2 | 2019-09-03 | Device and method for non-invasive recording of the ERG and VEP response of an eye | 2016-04-06 | The present invention refers to the field of ophthalmology, and in particular to that of devices and methods for supporting the diagnosis of important eye pathologies such as Age-related Macular Degeneration (AMD), Diabetic Retinopathy (DR), anomalies and dysfunctions of the retina and of sight in general such as degeneration of the retinal structure of the optical nerve and of the visual cortex. More specifically, the invention concerns a new device and method for recording the electroretinogram (so-called ERG) of an eye, i.e. the bioelectric response of the retina induced by a light stimulus, through the eyelid. | 1. A device for recording signals which are a function of the ERG and VEP bioelectrical response of an eye of a patient in response to a visual stimulus, comprising: a light emission means configured to generate said stimulus,a sensor means to detect said bioelectric response configured to be placed in contact with the patient, the device being configured to communicate with a processing meanssaid processing means configured to control said light emission means to manage the emission of said stimulus and to receive and process a detection signal emitted by said sensor means,wherein said sensor means are arranged on at least one eyepiece configured to abut with a patient's eye with the eyelid closed, in contact at least partially with said eyelid, and said light emission means and said processing means are configured such that said bioelectric response is detected by said sensor means when said stimulus is perceived through the closed eyelid,wherein said light emitting means and said sensor means are disposed within an elongated handpiece configured to be gripped by a medical operator,wherein said sensor means for each handpiece comprises an active electrode and a reference electrode both arranged on said eyepiece in correspondence with an axial end of the handpiece, said electrodes being concentrically arranged on a ring of said eyepiece and said ring being configured to contact the face of the patient around the eye socket, andwherein said both concentric electrodes are radially spaced from a center axis at the axial end of the device, said reference electrode being radically spaced greater from the central axis than said active electrode. 2. The device according to claim 1, wherein said electrodes are circuitally connected with a differential amplifier outputting a detection signal adapted to be processed by said processing means. 3. The device according to claim 1, wherein said handpiece comprises an ergononomically shaped frame to be gripped by a medical operator. 4. The device according to claim 1, comprising said processing means onboard said handpiece. 5. The device according to claim 1, comprising said processing means in a remote position with respect to said handpiece and communicating therewith via wire means or wireless systems. 6. The device according to claim 1, wherein said eyepiece comprises light diffuser means for diffusing the light emitted by said light emission means. 7. A method for recording signals which are a function of the ERG and VEP bioelectrical response of an eye of a patient in response to a visual stimulus, the method providing the emission of a light stimulus and the detection of the bioelectric response in response to said stimulus, the method comprising: providing the device of claim 1,at least partially contacting the eye socket of the patient with the eyepiece of said device,providing visual stimulus with the device to the eye of the patent with the eyelid closed, anddetecting the bioelectric response o... | COSTRUZIONI STRUMENTI OFTALMICI C.S.O. S.R.L. | A61B003/00 A61B003/14 A61B003/02 A61B005/04 A61B005/0496 A61B005/00 A61B003/12 A61B005/0484 A61B003/113 A61F009/007
US10410500 | B2 | 2019-09-10 | Person support apparatuses with virtual control panels | 2014-11-20 | A virtual control panel for a person support apparatus includes at least one image sensor that monitors a movement of a user's finger(s) relative to a control surface. The control surface includes one or more control images thereon. When the user's finger(s) move within a threshold distance of the control image, a controller reacts as if the user had pushed an actual control button for the function that corresponds to the control image. The control image may be projected by a projector, and may have static or dynamic content. Alternatively, the control image may be printed on the surface, adhered thereto, or otherwise physically present. In some embodiments, ancillary devices may connect to the person support apparatus and forward images for projection on the control surface, thereby allowing the control surface of the person support apparatus to be used to control the ancillary devices. | 1. A person support apparatus comprising: a frame; a support adapted to support a person thereon; an actuator adapted to move a component of the person support apparatus when actuated; an external surface defined on a component of the person support apparatus; a control panel including a lockout control for locking out movement of the actuator; an image projector positioned externally of the component and adapted to project a first control image or a second control image onto the external surface such that a reflection of the first or second control image from the external surface is visible to a user positioned externally of the component, the first control image including an actuator control image for controlling movement of the actuator and the second control image not including the actuator control image, the image projector further adapted to project the first control image only when the lockout control is not activated and to project the second control image when the lockout control is activated; an image sensor positioned externally of the component and adapted to capture images of a user's finger when positioned near the external surface; and a controller adapted to analyze images from the image sensor and determine if the user has moved a finger within a threshold distance of a location on the external surface at which the actuator control image is located and, if so, the controller is adapted to actuate the actuator when the first control image is projected but not when the second control image is projected. 2. The person support apparatus of claim 1 wherein the threshold distance is zero and the controller is adapted to determine if the user has touched the location on the external surface at which the actuator control image is located before actuating the actuator. 3. The person support apparatus of claim 1 wherein the image sensor comprises both an optical camera and an infrared detector, the infrared detector adapted to determine if the user's finger has moved within the threshold distance of the location on the external surface at which the actuator control image is located. 4. The person support apparatus of claim 3 further comprising an infrared light source adapted to project a beam of infrared light along a plane that is generally parallel to the external surface and spaced from the external surface the threshold distance, the infrared detector adapted to detect reflections of the infrared light when the user's finger intersects the infrared light. 5. The person support apparatus of claim 1 wherein the person support apparatus is a bed having a footboard and the image projector and image sensor are both positioned at the footboard. 6. The person support apparatus of claim 1 wherein the person support apparatus is a bed having a plurality of siderails and the image projector and image sensor are both positioned at one of the siderails. 7. The person support apparatus of claim 1 further comprising a second image projector, ... | Stryker Corporation | G08B021/04 H04N007/18 G06F003/01 G06F003/041 H04N005/33 A61B005/00 A61B005/11 G08B021/24 G16H040/63 G06F019/00
US10420471 | B2 | 2019-09-24 | Method of deep tissue imaging using multi-photon excitation of a fluorophore | 2014-06-09 | A method is provided for deep tissue imaging using multi-photon excitation of a fluorescent agent. The fluorescent agent is irradiated with an ultrafast laser to produce an excited singlet state (Sn) which subsequently undergoes non-radiative relaxation to a first singlet state (S1). The S1 state undergoes fluorescence to the ground state S0 to produce an emission wavelength. Both the excitation and emission wavelengths are within the near infrared optical window, thereby permitting deep tissue penetration for both the incoming and outgoing signals. | 1. A method for imaging tissue using a multi-photon process where both excitation and emission wavelengths fall within an optical window, the method comprising sequential steps of: irradiating a fluorescent agent with a multi-photon excitation wavelength that is within the optical window, wherein the optical window is selected from a group consisting of: a first optical window at 650±25 nm to 1100±25 nm;a second optical window at 1200±25 nm to 1350±25 nm; anda third optical window at 1550±25 nm to 1800±25 nm;the step of irradiating being performed with a laser with picosecond pulses,the fluorescent agent being present within a biological tissue and having: a first singlet energy gap (S0 to S1) corresponding to an emission wavelength within the optical window; andan excited singlet energy gap (S0 to Sn where n is greater than 1) corresponding to the multi-photon excitation wavelength that is within the optical window, the step of irradiating producing an excited singlet state (Sn) that is higher in energy than a first singlet state (S1) of the fluorescent agent;allowing time to pass such that the excited singlet state (Sn) is permitted to undergo non-radiative relaxation to the first singlet state (S1);allowing time to pass such that the first singlet state (S1) is permitted to undergo fluorescence to a ground state (S0) to produce the emission wavelength that is within the optical window, the emission wavelength corresponding to the first singlet energy gap (S0 to S1); andimaging the biological tissue using the emission wavelength to produce an image of the biological tissue. 2. The method as recited in claim 1, wherein the fluorescent agent is selected from the group consisting of chlorophyll and indocyanine green (ICG). 3. The method as recited in claim 1, wherein the image of the biological tissue is a two-dimensional image. 4. The method as recited in claim 1, wherein the image of the biological tissue is a three-dimensional image. 5. The method as recited in claim 1, wherein the optical window is 700±25 nm to 900±25 nm and both the emission wavelength and the multi-photon excitation wavelength are within the optical window. 6. The method as recited in claim 1, wherein the excited singlet state (Sn) is a second singlet state (S2) and the multi-photon excitation wavelength is a two-photon or three-photon wavelength. 7. The method as recited in claim 1, further comprising passing the emission wavelength through a filter that is selective for the emission wavelength, the step of passing being performed prior to the step of imaging the biological tissue. 8. The method as recited in claim 1, wherein the fluorescent agent is selected from the group consisting of cypate, cybesin and cytate. 9. The method as recited in claim 1, wherein the fluorescent agent is selected from the group consisting of diprotonated-tetraphenylporphyrin, magnesium octaethylporphyrin, N-confused tetraphenylporphyrin, octaethylporphyrin, pheophorbide A, porphin, pyro... | Research Foundation of the City University of New York | A61B005/00 A61N005/06 G01N021/00 G01N021/64 G01N021/17 A61B001/00 G01N021/62 G01N021/63 A61K049/00
US10398520 | B2 | 2019-09-03 | Minimally invasive surgical system | 2018-04-26 | The distal end of a surgical instrument is movable in all six Cartesian degrees of freedom independently of other components of a telemanipulated surgical system. The surgical instrument extends through a guide tube. The distal end is moved by actuators that are telemanipulatively controlled. | 1. A patient side support system comprising: a base;a first link coupled to the base at a first rotational joint, the first rotational joint having a rotational axis around which the first rotational joint rotates;a platform supported by the first link, the platform having a roll axis around which the platform rotates;a plurality of manipulator assemblies coupled to the platform;a plurality of instruments, each of the plurality of instruments being coupled to a different one of the plurality of manipulator assemblies, each of the plurality of instruments including a body and a shaft, the shaft extending from the body; anda rigid guide tube common to the plurality of instruments;wherein a first part of the shaft of each individual one of the plurality of instruments extends between the body and the rigid guide tube, and a second part of the shaft of each individual one of the plurality of instruments extends through the rigid guide tube;wherein the rigid guide tube is positioned so that a remote center of motion point of the platform is located on the rigid guide tube, the remote center of motion point being adjacent a location at which the rigid guide tube is configured to enter a patient;wherein the rotational axis of the first rotational joint is vertically aligned with and extends through the remote center of motion point;wherein the roll axis of the platform is aligned with and extends through the remote center of motion point; andwherein the first part of the shaft of one or more of the plurality of instruments being resiliently bent between the body of the one of the plurality of instruments and the rigid guide tube. 2. The patient side support system of claim 1, one of the plurality of instruments further comprising a parallel motion mechanism and an end component; the parallel motion mechanism comprising: a first joint connected to a distal end of the second part of the shaft of the one of the plurality of instruments,an elongate rigid body segment connected to the first joint, anda second joint connected to the elongate rigid body segment and coupled to the end component,wherein the first and second joints are coupled by cables, andwherein moving the parallel motion mechanism heaves and sways the end component with reference to a longitudinal axis of the second part of the shaft of the one of the plurality of instruments without changing pitch and yaw of the end component. 3. The patient side support system of claim 2, wherein the end component comprises an end effector. 4. The patient side support system of claim 2, wherein the end component comprises an image capture component. 5. The patient side support system of claim 2, the one of the plurality of instruments further comprising a wrist mechanism mounted between the parallel motion mechanism and the end component. 6. The patient side support system of claim 2, another one of the plurality of instruments further comprising an image capture unit coupled to a distal end of the sec... | INTUITIVE SURGICAL OPERATIONS, INC. | A61B001/00 A61B001/04 A61B001/05 A61B001/06 A61B001/002 A61B001/005 A61B001/018 A61B017/00 A61B017/34 A61B034/00 A61B034/20 A61B034/30 A61B034/37 A61B005/00 A61B008/12 A61B090/10 A61B090/00
US10405746 | B2 | 2019-09-10 | Wireless analog passive sensors | 2015-04-14 | In one embodiment, a method is disclosed in which an analog sensor receives an electromagnetic (EM) wave (e.g., a radio frequency signal) from an interrogation device. The sensor converts a biological measurement of a subject into an electrical resistance and modulates a response to reflect the incident signal based on the electrical resistance. The sensor then provides the response to the interrogation device that corresponds to the biological measurement. | 1. A method, comprising: generating, by an interrogation device, a radio frequency (RF) wave signal used to activate a sensor;providing the RF signal to a passive analog sensor that converts a physiological measurement of a subject into an electrical resistance;receiving, at the interrogation device, a response to the RF wave signal from the sensor that is based on the converted resistance;analyzing the response of an analog modulation of a radio frequency signal amplitude to determine the physiological measurement;detecting, by the interrogation device, engagement of a switch to short a known resistive load;scanning, by the interrogation device, a frequency band to detect the sensor with the known resistive load; andstoring, by the interrogation device, received power to calibrate the device and sensor for a difference in amplitude response. 2. The method as in claim 1, wherein the response is a backscattered signal of the RF wave signal at a tuned resonant frequency. 3. The method as in claim 1, further comprising: activating the passive analog sensor using the RF wave signal. 4. The method as in claim 1, further comprising: sending the RF wave signal as part of a frequency multiplexed signal; andusing a different frequency of the frequency multiplexed signal to interrogate a second passive analog sensor. 5. The method as in claim 1, wherein the measurement comprises one or more of a temperature measurement, a pulse measurement, a galvanic skin response measurement, a pulse oximetry measurement, an electrocardiography measurement, or an electroencephalography measurement. 6. The method as in claim 1, further comprising: conveying the RF wave signal to the sensor using the subject as a medium. 7. The method as in claim 1, further comprising: conveying the RF wave signal to the sensor using air as a medium. 8. The method as in claim 1, wherein the RF wave signal is within an industrial, scientific, and medical (ISM) radio band. | The University of Memphis Research Foundation | H04Q009/00 G08C017/02 H04Q009/14 A61B005/00 A61B005/01 A61B005/0402 A61B005/0476 A61B005/053 A61B005/1455
US10420952 | B2 | 2019-09-24 | Method and apparatus for treating a patient's heart using hemodynamics | 2012-10-10 | An apparatus for treating a patient's heart includes a sensor for measuring hemodynamics of the heart. The apparatus includes a processing unit which receives the hemodynamics from the sensor and uses the hemodynamics to determine whether to shock the heart. A method for treating a patient's heart. The method includes the steps of measuring hemodynamics of the heart with a sensor. There is the step of receiving the hemodynamics from the sensor at a processing unit which uses the hemodynamics to determine whether to shock the heart. | 1. An apparatus for treating a patient's heart comprising: a pacemaker can; a sensor for measuring hemodynamics of the heart, the sensor including pacemaker leads, the sensor uses a sinusoidal current between 2 electrodes of the pacemaker leads and senses a voltage produced from the sinusoidal current; a processing unit disposed in the can which receives the hemodynamics from the sensor and uses the hemodynamics to determine whether to shock the heart, pace the heart, or observe the heart and offer no therapy, the processing unit determines a real part and an imaginary part of impedance of the heart from the hemodynamics of the heart measured by the sensor, the processing unit determines the heart's myocardium and blood component, the processing unit determines volume in regard to the heart from the blood component with the myocardium component removed to identify current stroke volume of the heart, the processing unit compares the current stroke volume to a baseline stroke volume, and if the current stroke volume is below an average stroke volume by at least a predetermined amount, the processing unit produces a shock signal to shock the heart; and a stimulator in electric communication with the processing unit and the heart which is caused to shock the heart by the processing unit when the processing unit determines the hemodynamics are below a threshold, the stimulator and the sensor and the processing unit together using an average current of less than 23 mA in operation over time, wherein the processing units causes no action when the current stroke volume is approximately 80% to 100% of baseline stroke volume; wherein the processing unit increases sensing frequency of the stroke volume when the current stroke volume is approximately between 60% to 80% of baseline stroke volume; wherein the processing unit reviews the patient's ECG and sends a shock signal to shock the heart when the current stroke volume is between about 40% to 60% of baseline stroke file; and the processing unit sends a shock signal to shock the heart when the current stroke volume is between approximately 0% to 40% of baseline stroke volume. 2. A method for treating a patient's heart comprising the steps of: measuring hemodynamics of the heart with a sensor, the sensor including pacemaker leads, the sensor uses a sinusoidal current between 2 electrodes of the pacemaker leads and senses a voltage produced from the sinusoidal current; receiving the hemodynamics from the sensor at a processing unit disposed in a pacemaker can which uses the hemodynamics to determine whether to shock the heart, pace the heart, or observe the heart and offer no therapy, the processing unit determining a real part and an imaginary part of impedance of the heart from the hemodynamics of the heart measured by the sensor, the processing unit determining the heart's myocardium and blood component, the processing unit determining volume in regard to the heart from the blood component with the myoca... | Board of Regents, The University of Texas System Admittance Technologies, Inc. | A61N001/39 A61B005/02 A61B005/00
US10420608 | B2 | 2019-09-24 | System for laser ablation surgery | 2014-05-20 | An active tracking system includes an imager configured to image the temperature of a biological tissue and a heating laser configured to heat regions of the biological tissue. The imager locates high-temperature regions of the biological tissue and the heating laser is controlled to point toward target regions of the biological tissue based on the located high-temperature regions. The active tracking system can be used to control a heating laser to continuously heat a target region of a biological tissue even when the target region moves relative to the heating laser. The active tracking system could allow one or more target regions of a biological tissue to be ‘tagged’ with heat by the heating laser and to be tracked even when the one or more target regions move relative to the heating laser. Devices and methods for operating such active tracking systems are also provided. | 1. A system comprising: a camera system, wherein the camera system is operable to image infrared and visible light;a heating laser, wherein the heating laser comprises at least one optical element;a spotting laser configured to emit visible light; anda controller comprising a memory and at least one processor, wherein the processor is configured to execute instructions stored in the memory so as to perform operations, wherein the operations comprise:during a first time period, operating the camera system to generate a first image of a biological tissue;determining, based on the first image of the biological tissue, that the spotting laser illuminated a specified location of the biological tissue during the first time period;during the first time period, based on the first image of the biological tissue, controlling the heating laser to emit a beam of electromagnetic radiation toward the specified location of the biological tissue to heat the specified location of the biological tissue;receiving, via the camera system during a second time period following the first time period, information indicative of respective temperatures of a plurality of regions of the biological tissue;determining, based on the received information, a heated region from among the plurality of regions of the biological tissue;determining a target region of biological tissue based on a location of the heated region;tracking a movement of the heated region of biological tissue relative to the heating laser; andduring a third time period following the second time period, causing the beam of electromagnetic radiation to intersect with the target region of biological tissue by adjusting the at least one optical element based on the movement of the heated region of biological tissue relative to the heating laser. 2. The system of claim 1, wherein the target region comprises the heated region. 3. The system of claim 1, further comprising a second laser comprising at least one optical element, wherein the operations further comprise: controlling the second laser to emit a beam of electromagnetic radiation;receiving, via the camera system, second information indicative of a position of the beam of electromagnetic radiation emitted by the second laser; andcausing the beam of electromagnetic radiation emitted by the second laser to intersect a second target region of the biological tissue by adjusting the at least one optical element of the second laser based on the second information. 4. The system of claim 1, wherein the camera system can detect infrared light having a wavelength between 9 micrometers and 14 micrometers. 5. The system of claim 1, wherein the camera system has an optical axis, wherein the heating laser has an emitted beam axis, wherein the optical axis is co-axial with the emitted beam axis. 6. The system of claim 1, wherein the camera system comprises a filter that blocks light of wavelengths corresponding to a wavelength of the beam of electromagnetic radiatio... | Verily Life Sciences LLC | A61B018/20 A61B018/22 A61B018/00 A61B005/00 A61B005/01
US10420215 | B2 | 2019-09-17 | Flexible printed circuit and a method of fabricating a flexible printed circuit | 2012-06-29 | Various embodiments provide a flexible printed circuit comprising a substrate layer portion and an electrically-conductive layer portion. The electrically-conductive layer portion may be superimposed over the substrate layer portion. The substrate layer portion may have an opening formed therein and part of the electrically-conductive layer portion may be positioned over the opening to form a partially detachable tab. The tab may be for use in initiating separation of one portion of the flexible printed circuit from another portion of the flexible printed circuit. Various embodiments provide a corresponding method of fabrication of a flexible printed circuit. Various embodiments provide a corresponding method of fabrication of a plurality of electronic devices. | 1. A flexible printed circuit comprising a substrate layer portion and an electrically-conductive layer portion, the electrically-conductive layer portion being superimposed over the substrate layer portion; wherein the substrate layer portion has an opening formed therein and part of the electrically-conductive layer portion is positioned over the opening to form a detachable tab, the tab being for use in initiating separation of one portion of the flexible printed circuit from another portion of the flexible printed circuit, said another portion comprising at least one electric circuit, the at least one electric circuit comprising a plurality of electrically conductive traces,wherein the electrically-conductive layer portion comprises a notch adjacent to and over the opening of the substrate layer portion, the notch connecting the tab to an adjacent part of the electrically-conductive layer portion, the notch providing a localized area of weakness in the electrically-conductive layer portion and being for use in initiating detachment of the tab from the adjacent part of the electrically-conductive layer portion, andwherein the flexible printed circuit is configured such that said one portion is completely detachable from said another portion without damaging the at least one electric circuit by peeling the tab, said one portion comprising the tab. 2. The flexible printed circuit of claim 1, wherein the electrically-conductive layer portion comprises a groove, the groove being configured in use to guide the separation of said one portion from said another portion. 3. The flexible printed circuit of claim 2, wherein the groove of the electrically-conductive layer portion is additionally configured in use to guide partial detachment of the tab from an adjacent part of the electrically-conductive layer portion. 4. The flexible printed circuit of claim 1, wherein the flexible printed circuit further comprises a cover layer portion, the cover layer portion being superimposed over the electrically-conductive layer portion, the electrically-conductive layer portion being positioned in-between the cover layer portion and the substrate layer portion. 5. The flexible printed circuit of claim 4, wherein the cover layer portion comprises a groove, the groove being configured in use to guide the separation of said one portion from said another portion. 6. The flexible printed circuit of claim 5, wherein the groove of the cover layer portion is additionally configured in use to guide partial detachment of the tab from an adjacent part of the electrically conductive layer portion. 7. The flexible printed circuit of claim 1, wherein said one portion and said another portion are adjacent strips of flexible printed circuit joined together along their respective length portions, wherein the tab is positioned at a first end portion of said one portion. 8. The flexible printed circuit of claim 7, wherein a second tab is positioned at a second end portion of s... | 3M INNOVATIVE PROPERTIES COMPANY | H05K001/11 H05K003/10 A61B005/0416 A61B005/0408 H05K003/38 H05K003/40
US10413157 | B2 | 2019-09-17 | Endoscope system with image pasting on planar model | 2016-03-25 | An endoscope system includes: an insertion portion to be inserted into a predetermined luminal organ in a subject; an image pickup section provided in a vicinity of a distal end of the insertion portion, the image pickup section picking up an image of a predetermined range; an image pickup information acquiring section acquiring position information and gaze information about the image pickup section; a model image generating section generating a planar model image of the predetermined luminal organ; an image pasting processing section generating a pasted image obtained by pasting a subject image of an inside of the predetermined luminal organ onto the planar model image based on the position information and gaze information about the image pickup section; and an image pasting/presentation processing section presenting an image pickup range of the image pickup section on the pasted image based on the position information about the image pickup section. | 1. An endoscope system comprising: an insertion portion configured to be inserted into a predetermined luminal organ in a subject;an image sensor provided in a vicinity of a distal end of the insertion portion, wherein the image sensor is configured to pick up an image of an inside of the predetermined luminal organ; anda processor comprising hardware, wherein the processor is configured to: acquire position information and gaze information about the image sensor;generate a planar model image by planarly developing an inner surface of a three-dimensional model image corresponding to the predetermined luminal organ;judge whether or not an endoscopic image obtained by picking up the image of the inside of the predetermined luminal organ by the image sensor conforms to a pasting condition;paste, as a pasted image, the endoscopic image judged to conform to the pasting condition, on the planar model image, based on the position information and gaze information about the image sensor; andpresent an image pickup range of the image sensor on the planar model image on which the pasted image is pasted based on the position information about the image sensor. 2. The endoscope system according to claim 1, wherein the processor is configured to change an angle for presenting the endoscopic image pasted, as the pasted image, on the planar model image based on the position information and the gaze information about the image sensor. 3. The endoscope system according to claim 1, wherein the processor is configured to change a method for presentation of the pasted image on the planar model image according to a kind of the image sensor. 4. The endoscope system according to claim 1, wherein the processor is configured to perform presentation of the pasted image so that a position of the pasted image in the planar model image is located at a center of the planar model image, based on the position information about the image sensor. 5. The endoscope system according to claim 1, wherein the insertion portion comprises a bendable bending portion provided at the distal end of the insertion portion,wherein the image sensor is provided in a vicinity of a distal end of the bendable bending portion, andwherein the processor is configured to: cause the endoscopic image to be displayed on a display; andperform adjustment so that orientations of the endoscopic image displayed on the display and of the pasted image pasted on the planar model image are caused to correspond to each other, according to a bending state of the image sensor accompanying bending of the bendable bending portion. 6. The endoscope system according to claim 1, wherein the processor is configured to: generate the three-dimensional model image corresponding to the predetermined luminal organ in addition to the planar model image;detect information about an insertion shape of the insertion portion being inserted into the predetermined luminal organ; andpresent the information about the insertion shape i... | OLYMPUS CORPORATION | A61B001/00 A61B001/05 A61B001/005 A61B001/06 A61B001/303 A61B001/307 A61B005/06
US10420338 | B2 | 2019-09-24 | Apparatus for testing, assessment, and maintenance of harvested hearts for transplanting | 2017-06-14 | An apparatus, a system, and methods for receiving, perfusing and maintaining and assessing excised donor heart physiological functionality. The system generally comprises an apparatus for receiving and holding an excised heart that is interconnected with: (i) a perfusate-processing system, (ii) a bi-directional perfusate pumping system, (iii) flow sensors for monitoring the flow of perfusate to and from an installed heart's aorta, pulmonary artery, pulmonary vein, and vena cava, (iv) an ECG apparatus interconnectable with the installed heart, and (v) probes interconnecting the installed heart with instruments for monitoring the heart's physiogical functionality using load independent indices and load dependent indices. | 1. An apparatus for perfusing excised donor hearts, comprising: a support for supporting an excised donor heart;a plurality of conduits for connecting a reservoir of a perfusate to the heart supported on the support to circulate the perfusate through the heart, said conduits comprising a first cannula for cannulation into an atrium of the heart, and a second cannula for cannulation into an aorta of the heart;a servo-actuated partial occlusion clamp connected to the first cannula for automated control of a fluid flow through the first cannula;an afterload pump in fluid communication with said second cannula, said afterload pump configured and operable to selectively apply an afterload pressure to the aorta to resist circulation of the perfusate through the heart when said clamp is opened to allow the perfusate to enter the atrium through said first cannula; anda controller in electronic communication with said clamp and said afterload pump, and configured to automatically control operation of said clamp and said afterload pump for regulating circulation of the perfusate through the heart. 2. The apparatus of claim 1, wherein said pump is a centrifugal pump. 3. The apparatus of claim 1, wherein the pump is a first pump, and said apparatus comprises a second pump in fluid communication with the atrium through said clamp, for applying a fluid pressure to the atrium. 4. The apparatus of claim 3, wherein said second pump is a centrifugal pump. 5. The apparatus of claim 1, wherein said atrium is the right atrium of the heart. 6. The apparatus of claim 1, wherein said controller comprises a microprocessor. 7. The apparatus of claim 1, comprising a plurality of flow regulating devices positioned for adjusting perfusate flows in selected ones of said conduits. 8. The apparatus of claim 1, comprising a temperature sensor positioned for detecting a temperature of the perfusate, and comprising a heat-exchanger for adjusting the temperature of the perfusate. 9. The apparatus of claim 1, comprising flow sensors positioned for detecting flow rates in selected ones of said conduits. 10. The apparatus of claim 1, comprising a first pressure sensor positioned for detecting the afterload pressure, and a second pressure sensor positioned for detecting the preload pressure. 11. The apparatus of claim 1, comprising an oxygenator for controllably adjusting an oxygen content of the perfusate. 12. The apparatus of claim 1, comprising said reservoir. 13. The apparatus of claim 1, comprising an electrocardiographic device. 14. The apparatus of claim 1, comprising a hard-shell container sealingly engagable with the reservoir, wherein said support is removably mounted in the hard-shell container. 15. The apparatus of claim 14, wherein the reservoir comprises a soft-shell reservoir housed in said hard-shell container, said soft-shell reservoir comprising ports for sealingly engaging and communicating with selected ones of said plurality of conduits. 16. The appa... | TEVOSOL, INC. | A01N001/02 A61B005/0402
US10405757 | B2 | 2019-09-10 | Patient monitoring system with gatekeeper signal | 2015-02-24 | A gatekeeper electronic signal can be generated by a patient sensor and/or in an intermediate device, such as an electrical cable, that is separate from a patient's physiological information electronic signal. The gatekeeper signal can be generated to indicate to a computer monitor that the sensor and/or cable is of the type that is compatible with, and/or usable with, such computer monitor, and/or that the sensor and/or cable is properly attached to the computer monitor. The gatekeeper signal can be created by an ambient temperature sensor on, or in electrical communication with, the patient monitor, and/or the gatekeeper signal can be created by a gatekeeper electronic signal generator to simulate an ambient temperature value. The gatekeeper signal can be separate from an electronic signal or plurality of signals that include patient physiological information, and the gatekeeper signal may not include any patient physiological information. | 1. A disposable patient-monitoring device having first and second wires and configured to be attached to tubing in fluid communication with a patient's blood vessel, and configured to be attached in electrical communication with a medical device, the patient-monitoring device comprising: at least one pressure sensor configured to be in fluid communication with the patient's blood vessel through a fluid-receiving region in the pressure sensor and configured to be in electrical communication with the medical device using the first wire, the pressure sensor being configured to sense a pressure wave in the patient's vasculature and being configured to transmit, with the first wire, at least one patient-information electrical signal that indicates a physiological parameter of the patient to the medical device; anda temperature signal generator that is configured to send a gatekeeper electrical signal to the medical device from the disposable patient-monitoring device with the second wire, to enable the medical device to confirm that the patient-monitoring device is attached in electrical communication with the medical device, the gatekeeper electrical signal not including diagnostic or physiological information about the patient;wherein the gatekeeper electrical signal is not configured to be used to modify the physiological parameter conveyed by the patient-information electrical signal in order for the patient-information electrical signal to indicate the physiological parameter of the patient; andwherein the temperature signal generator does not receive information from the pressure sensor. 2. The disposable patient-monitoring device of claim 1, in combination with the medical device. 3. The disposable patient-monitoring device of claim 1, further comprising a housing. 4. The disposable patient-monitoring device of claim 3, wherein the device is configured to measure an actual ambient temperature. 5. The disposable patient-monitoring device of claim 4, wherein the ambient temperature is measured inside of the housing. 6. The disposable patient-monitoring device of claim 4, wherein the ambient temperature is measured outside of the housing. 7. The disposable patient-monitoring device of claim 1, wherein the gatekeeper electrical signal is generated by a simulator, not an actual temperature measurement. 8. The disposable patient-monitoring device of claim 7, wherein the device does not include any temperature sensor. | ICU Medical, Inc. | A61B005/02 A61B005/0215 A61B005/021 A61B017/00 A61M025/00
US10413193 | B2 | 2019-09-17 | Photoacoustic apparatus | 2015-11-19 | In a photoacoustic apparatus, a light source irradiates an inspection target with pulsed light; a detector detects acoustic waves generated in the inspection target due to interaction of the pulsed light with the inspection target, and outputs detection signals corresponding to the detected acoustic waves; a light-quantity measurement unit measures the quantity of the light output from the light source; and a signal processor obtains information on an inside of the inspection target by using the detection signals output from the detector. The signal processor also corrects intensities of the detection signals so as to suppress variations in intensities of the detection signals caused by a temporal change in the quantity of the light. | 1. A photoacoustic apparatus comprising: a light source configured to irradiate an inspection target with pulsed light;a detector having a plurality of transducer elements configured to output a plurality of analog signals by detecting an acoustic wave generated due to irradiating the inspection target with the pulsed light;a light-quantity measurement unit configured to measure a quantity of the pulsed light output from the light source, before the inspection target is irradiated with the pulsed light;an A/D (analog-to-digital) converter configured to convert the plurality of analog signals output from the plurality of transducer elements into a plurality of digital signals; anda signal processing unit configured to:obtain image reconstruction data in a three-dimensional space by performing image reconstruction based on the plurality of digital signals,obtain a light intensity distribution of the pulsed light in the three-dimensional space by performing a light propagation simulation based on an in-plane light intensity distribution of the pulsed light, an attenuation inside the inspection target of the pulsed light, and the quantity of the pulsed light measured by the light-quantity measurement unit, andobtain information on an inside of the inspection target in the three-dimensional space by correcting the image reconstruction data in the three-dimensional space based on the light intensity distribution of the pulse light in the three-dimensional space. 2. The photoacoustic apparatus according to claim 1, wherein the signal processing unit is configured to obtain the image reconstruction data by converting the plurality of digital signals into an initial acoustic pressure distribution or an optical energy absorption density distribution in the three-dimensional space. 3. The photoacoustic apparatus according to claim 1, wherein the signal processing unit is configured to obtain an absorption coefficient distribution in the three-dimensional space as the information on the inside of the inspection target in the three-dimensional space. 4. The photoacoustic apparatus according to claim 1, wherein the signal processing unit is configured to obtain an oxygen saturation distribution in the three-dimensional space as the information on the inside of the inspection target in the three-dimensional space. 5. The photoacoustic apparatus according to claim 1, wherein the signal processing unit is configured to:determine a correction amount based on a predetermined reference value and the quantity of the pulsed light measured by the light-quantity measurement unit, andobtain the light intensity distribution in the three-dimensional space based on the correction amount. 6. The photoacoustic apparatus according to claim 5 wherein the signal processing unit is configured to obtain the light intensity distribution in the three-dimensional space based on the in-plane light intensity distribution of the pulsed light, the attenuation inside the inspection t... | Canon Kabushiki Kaisha | A61B005/00 A61B008/08 G01N021/17
US10398448 | B2 | 2019-09-03 | Arteriovenous fistula maturation | 2015-06-23 | A compression device controller controls operation of a compression device to inflate at least one inflatable bladder to control forces applied to an arteriovenous fistula of a subject for maturing the arteriovenous fistula. | 1. A method comprising: directing pressurized fluid using a controller comprising a source of pressurized fluid to inflate at least one inflatable bladder of a first compression garment secured to an outer portion of a limb of a subject and at least one inflatable bladder of a second compression garment secured to an outer portion of a limb of a subjectwherein the controller is in fluid communication with the first and second compression garments through tubing sets; andbased at least in part on the directed inflation of the at least one inflatable bladder of the first compression garment and the at least one inflatable bladder of the second compression garment, controlling forces applied to an arteriovenous fistula in the limb of the subject;receiving at least one physiological parameter signal representative of one or more physiological parameters of the subject, wherein directing pressurized fluid is based at least in part on the at least one received physiological parameter signal to accomplish at least one of increasing the flow rate of blood through the arteriovenous fistula above a pulsatile flow rate and increasing the volume of blood in the arteriovenous fistula above a pulsatile volume of blood in the arteriovenous fistula to advance maturation of the fistula. 2. The method of claim 1, wherein the at least one physiological parameter signal is indicative of natural pulsatile blood flow through the arteriovenous fistula. 3. The method of claim 2, wherein directing pressurized fluid based at least in part on the physiological parameter signals indicative of natural pulsatile blood flow through the arteriovenous fistula includes inflating the at least one inflatable bladder to alter the physiological parameter signal from a natural pulsatile flow signal to a modified flow signal. 4. The method of claim 2, wherein directing pressurized fluid to inflate the at least one inflatable bladder of the first compression garment and the at least one inflatable bladder of the second compression garment includes cyclically inflating and deflating the at least one inflatable bladder of the first compression garment and the at least one inflatable bladder of the second compression garment, with initiation each inflation and deflation cycle of the at least one inflatable bladder of the first compression garment and the at least one inflatable bladder of the second compression garment based at least in part on the signal indicative of the natural pulsatile blood flow through the arteriovenous fistula. 5. The method of claim 4, wherein directing pressurized fluid to cyclically inflate and deflate the at least one inflatable bladder of the first compression garment and the least one inflatable bladder of the second compression garment based at least in part on the signal indicative of natural pulsatile blood flow through the arteriovenous fistula includes inflating the at least one inflatable bladder of the first compression garment and the at least one... | KPR U.S., LLC | A61B017/135 A61B005/00 A61B005/024 A61B005/0295 A61H009/00 A61B017/00 A61B005/0245 A61B005/0402 A61B090/00
US10413189 | B2 | 2019-09-17 | Viewing and processing multispectral images | 2018-06-04 | Multispectral images, including ultraviolet light and its interactions with ultraviolet light-interactive compounds, can be captured, processed, and represented to a user. Ultraviolet-light related information can be conveniently provided to a user to allow the user to have awareness of UV characteristics and the user's risk to UV exposure. | 1. A mobile device comprising: a camera sensor system capable of capturing a multispectral image comprising representations of wavelengths of light in a visible spectrum and an ultraviolet spectrum of a same area;wherein the wavelengths of light in a visible spectrum comprise the red spectrum, green spectrum, and blue spectrum;a computer system coupled to the camera sensor system and configured to process the multispectral image to detect and identify an area representing a user in the multispectral image;the computer system is further configured to identify one or more areas of interest of the area representing the user by comparing an ultraviolet reflectivity of a portion of the area representing the user with a predetermined-ultraviolet-light threshold;the computer system is further configured to render a display image for display from the multispectral image;wherein the rendering indicates the identified one or more areas of interest by giving the identified one or more areas of interest a false color on top of the representation of wavelengths of light in the visible spectrum; anda display coupled to the computer system and operable to display the rendered display image at approximately the same time the multispectral image is captured. 2. The mobile device of claim 1, wherein the predetermined-ultraviolet-light threshold is based on an ultraviolet reflectivity of a topical compound comprising sunscreen. 3. The mobile device of claim 1, wherein the predetermined-ultraviolet-light threshold is based on an ultraviolet reflectivity of a portion of the area representing a user in the multispectral images to (i) another portion of the portion of the area representing a user in the multispectral images or (ii) an area outside the portion of the area representing a user in the multispectral images. 4. The mobile device of claim 1, wherein: the camera sensor system is further capable of separately capturing ultraviolet A wavelengths and ultraviolet B wavelengths,the computer system is further configured to separately identify whether the identified one or more areas of interest lacks ultraviolet A protection and ultraviolet B protection; andthe computer system is further configured, when rendering the display image, to assign different false colors to the identified one or more areas of interest that lack ultraviolet A protection and the identified one or more areas of interest that lack ultraviolet B protection. 5. The mobile device of claim 4, wherein the camera sensor system uses an optical filter on a lens to filter out visible light. 6. The mobile device of claim 1, further comprising: means to obtain information comprising a type of sunscreen;means to obtain an ultraviolet characteristics of that type of sunscreen; andwherein the computer system is further operable to use the ultraviolet characteristics to set the predetermined-ultraviolet-light threshold. 7. The mobile device of claim 1, wherein the camera sensor system is further capab... | Thomas Nathan Millikan | A61B005/05 A61B005/00 H04N007/18 G01J003/51 G01J001/58 G01J003/02 G01J003/10 G01J003/14 G01J003/28 G01J003/36 H04N005/33 G06T007/90 G06T007/00 H04N005/232 A61B005/11 G01J003/12
US10398355 | B2 | 2019-09-03 | Smart belt and control method thereof | 2016-09-15 | A smart belt and a control method thereof are provided, in which a belt device is provided, including a strap portion comprising a plurality of magnet patterns, a first sensor portion configured to sense one of the plurality of magnet patterns while the strap portion is being fastened to a buckle portion, and a controller configured to obtain a length of a waist circumference of a user that corresponds to the magnet pattern sensed by the first sensor portion. The belt apparatus may additionally include a clip portion connecting the strap portion with the buckle portion, and a second sensor portion configured to measure a tension exerted on the clip portion while the strap portion is being fastened to the buckle portion. The controller may correct the length of the waist circumference using a waist circumference correction value corresponding to the measured tension. | 1. A belt apparatus, comprising: a strap portion comprising a plurality of magnet patterns;a first sensor portion configured to sense one of the plurality of magnet patterns while the strap portion is being fastened to a buckle portion;a clip portion connecting the strap portion with the buckle portion and including a body portion and a cover portion;an electromagnetic permeable plate attached on an outer side of the cover portion;a second sensor portion configured to measure a tension exerted on the clip portion while the strap portion is being fastened to the buckle portion, wherein the first sensor portion comprises a magnetic sensor, and the second sensor portion comprises a strain gauge or a force sensing resistor (FSR) sensor, wherein the body portion includes an attachment surface on which the strain gauge or the FSR sensor is attached, andthe cover portion includes an electromagnetic transmitting window configured to allow the magnetic sensor to sense a magnetic signal generated from the magnet pattern, among the plurality of magnet patterns, that is positioned above the clip portion;a controller configured to obtain a length of a waist circumference of a user that corresponds to the magnet pattern sensed by the first sensor portion, wherein the controller corrects the length of the waist circumference using a waist circumference correction value corresponding to the measured tension. 2. The belt apparatus of claim 1, wherein the strap portion comprises a plurality of holes corresponding to the plurality of magnet patterns, respectively. 3. The belt apparatus of claim 2, wherein lengths of the waist circumference of the user corresponding to the magnet patterns are determined based on distances from predetermined points of the buckle portion or the clip portion to the holes that correspond to the plurality of magnet patterns, respectively. 4. The belt apparatus of claim 1, further comprising a third sensor portion configured to sense user motion information of a user wearing the belt apparatus, wherein the controller corrects the tension using the user motion information sensed at the third sensor portion. 5. The belt apparatus of claim 4, wherein the controller measures the length of the waist circumference of the user in a predetermined state, based on the user motion information. 6. The belt apparatus of claim 1, further comprising a memory configured to store a table composed of a waist circumference correction value corresponding to the measured tension. 7. The belt apparatus of claim 1, wherein the plurality of magnet patterns are distinguished from one another according to at least one of: a number of magnets included in the magnet patterns; positions of the magnets; polarities of the magnets; and intensities of the magnets. | WELT CORP., LTD. | A61B005/107 A41F009/00 A61B005/00 A61B005/05 A61B005/11 G01B007/04 G01L001/22 G06F001/16 A41H001/02
US10405753 | B2 | 2019-09-10 | Pharmaceutical compositions of near IR closed chain, sulfo-cyanine dyes | 2015-11-10 | Sterile and non-toxic pharmaceutical compositions of near IR, closed chain, sulfo-cyanine dyes and methods for visualizing tissue under illumination with near-infrared radiation are provided. | 1. A method of visualizing tissue in a patient, the method comprising the step of administering a sterile pharmaceutical composition comprising a unit dosage form of a compound having the formula:wherein, R1, R2, R3, and R4 are each independently hydrogen, C1-3 alkyl, or —CO2T;X is a single bond, —O—, or —S—;subscripts a, b, c, and d are each independently an integer from 1 to 6, andT is a metal ion, H, or a negative charge; wherein the composition is non-toxic, and wherein the unit dosage form delivers to the patient an amount sufficient to visualize tissue; and further comprising imaging the tissue under illumination with near-infrared radiation, and obtaining at least one image of the tissue from the patient using the composition. 2. The method of claim 1 wherein the unit dosage form delivers to the patient an amount between 0.05 and 8 mg/kg. 3. The method of claim 1 further comprising obtaining the image during administration, after administration, or both during and after administration of the composition. 4. The method of claim 1 where the step of administering a sterile pharmaceutical composition is by intravenous injection. 5. The method of claim 1 where the composition is injected into a circulatory system. 6. The method of claim 1 further comprising visualizing a patient area on which surgery is or will be performed, or for viewing a patient area otherwise being examined by a medical professional. 7. The method of claim 6 further comprising performing a surgical procedure on the patient area based on the visualization of the surgical area. 8. The method of claim 6 further comprising viewing a patient area on which an ophthalmic, arthroscopic, laparoscopic, cardiothoracic, muscular, or neuro procedure is or will be performed. 9. The method of claim 1 further comprising obtaining ex vivo images of at least a portion of the patient. 10. The method of claim 1 wherein the compound has the formula:wherein, R1, R2, R3, and R4 are each independently hydrogen, —CH3, or —CO2T. 11. The method of claim 1 wherein the compound is: | Intuitive Surgical Operations, Inc. | A61B005/00 A61B008/00 A61B010/00 A61K049/06 C09B023/16 C09B023/01 C09B023/08 A61K049/00
US10413205 | B2 | 2019-09-17 | Electrocardiography and actigraphy monitoring system | 2017-08-18 | Physiological monitoring can be provided through an actigraphy sensor imbedded into an electrocardiography monitor, which correlates movement and electrocardiographic data. Physiological monitoring can be provided through a wearable monitor that includes two components, a flexible extended wear electrode patch and a removable reusable monitor recorder. The wearable monitor sits centrally on the patient's chest along the sternum. The patient can place an electrode patch anywhere within the general region of the sternum. The occurrence of actigraphy events are monitored by the monitor recorder through an actigraphy sensor. Actigraphy becomes a recordable actigraphy event occurrence when the movement of the wearable monitor and, therefore, the patient, exceeds a certain criteria threshold of acceleration or deceleration as detected by the actigraphy sensor. Certain actigraphy event occurrences as recorded by the monitor recorder are considered to be actionable, that is, of sufficient importance to warrant flagging for further consideration to a following physician. | 1. An electrocardiography and actigraphy monitoring system, comprising: a monitor recorder, comprising: a sealed housing adapted to be removably secured into a non-conductive receptacle on a disposable extended wear electrode patch;electronic circuitry comprised within the sealed housing, comprising: an externally-powered flash memory electrically interfaced with an externally-powered micro-controller and comprising a data record comprising at least two electrocardiogram (ECG) tracks, each of the ECG tracks operable to store ECG data from an ECG data channel;an electrocardiographic front end circuit electrically interfaced to the externally-powered micro-controller and operable to sense electrocardiographic signals through electrocardiographic electrodes provided on the disposable extended wear electrode patch;an actigraphy sensor electrically interfaced with the micro-controller and operable to sense one or more actigraphy event occurrences based on movement of the sensor using an actigraphy event occurrence criteria and to send an interrupt request (IRQ) signal to the micro-controller upon sensing each of the actigraphy event occurrences; andan externally-powered micro-controller operable to execute under micro-programmable control, the micro-controller further operable to sample the electrocardiographic signals and to sample one of the actigraphy event occurrences sensed by the actigraphy sensor upon receiving one of the IRQ signals, to embed samples of the electrocardiographic signals within one of the ECG tracks for storage into the data record in the memory and to embed the samples of the actigraphy event occurrences into another one of the ECG tracks for storage into the data record in the memory, the embedding of the samples of the actigraphy event occurences comprising buffering each of the actigraphy event occurrences samples, compressing each of the buffered actigraphy event occurrences samples, buffering each of the compressed actigraphy event occurrences samples, and writing the buffered compressed actigraphy event occurrences samples into the another one of ECG tracks. 2. A system according to claim 1, wherein the format of the data record is Standard communications. 3. A system according to claim 1, further comprising: the disposable extended wear electrode patch comprising:a flexible backing formed of an elongated strip of stretchable material with a narrow longitudinal midsection and, on each end, a contact surface at least partially coated with an adhesive dressing provided as a crimp relief;the pair of electrocardiographic electrodes conductively exposed on the contact surface of each end of the elongated strip, respectively;the receptacle adhered to an outward-facing surface of the elongated strip and comprising a plurality of electrical pads; anda flexible circuit affixed on each end of the elongated strip as a strain relief and comprising a pair of circuit traces electrically coupled to the pair of electrocardiographic ele... | Bardy Diagnostics, Inc. | A61B005/0408 A61B005/0205 A61B005/0432 A61B005/11 A61B005/021 A61B005/03 A61B005/04 A61B005/0452 A61B005/145 A61B005/1455
US10398378 | B2 | 2019-09-03 | Sleep monitoring system | 2018-04-05 | Sleep systems having embedded sensors are described. In one aspect, a sleep system includes a mattress and one or more force sensors embedded within the mattress. The force sensors are positioned within the mattress to sense movement of an occupant of the mattress. The sleep system also includes one or more processors coupled with the one or more force sensors. At least one of the processors is configured to determine sleep state information for the occupant based on data obtained from one or more of the force sensors. | 1. A sleep system comprising: one or more force sensors associated with a mattress, the force sensors being positioned to sense an occupant of the mattress;a memory storing characteristic information associated with a plurality of predetermined sleep positions; andone or more processors coupled with the one or more force sensors and the memory, at least one of the processors being configured to determine, by comparing the data obtained from the force sensors to the characteristic information and based on information about relative probabilities of sleep positions, a sleep position associated with the occupant. 2. The sleep system of claim 1, wherein the characteristic information represents a force distribution pattern for each of the plurality of sleep positions. 3. The sleep system of claim 1, wherein the one or more processors are further configured to separately determine a sleep position for a second occupant based on data obtained from one or more of the force sensors that are positioned to sense the second occupant. 4. The sleep system of claim 1, wherein the information about the relative probabilities of sleep positions is used by the one or more processors to resolve an ambiguity based on the data obtained from the force sensors. 5. The sleep system of claim 1, wherein the one or more processors are further configured to store the sleep position associated with the occupant in memory. 6. The sleep system of claim 5, wherein the one or more processors are further configured to store timing information in association with the stored sleep position. 7. The sleep system of claim 6, wherein the timing information is a time when the occupant entered or exited the stored sleep position. 8. The sleep system of claim 1, wherein at least one of the plurality of predetermined sleep positions is a position associated with sleeping on a stomach. 9. The sleep system of claim 1, wherein at least one of the plurality of predetermined sleep positions is selected from the group that includes: a fetus position;a freefall position;a log position;a yearner position;a solider position; anda starfish position. 10. The sleep system of claim 1, wherein the at least one of the processors is provided on a mobile device. 11. The sleep system of claim 1, wherein the at least one of the processors is provided on a server. 12. The sleep system of claim 1 wherein at least one of the plurality of predetermined sleep positions is a position associated with sleeping on a back or a position associated with sleeping on a side. 13. A sleep system comprising: one or more force sensors associated with a mattress, the force sensors being positioned to sense an occupant of the mattress;a memory storing characteristic information associated with a plurality of predetermined sleep positions; andone or more processors coupled with the one or more force sensors and the memory, at least one of the processors being configured to:determine, by comparing the data obtained f... | Blue Ocean Laboratories, Inc. | G08B021/06 B60K028/06 A61B005/18 A61B005/00 A47C031/00 G16H050/30 A61B005/01 A61B005/024 A61B005/08 A61B005/11 A61B007/00 A61G007/05 A61M021/00 A47C027/15 G06F019/00 A47C027/00 A61B005/113 G08B006/00 G08B021/04 G16H040/67 G16H040/63
US10420666 | B2 | 2019-09-24 | Apparatus, system, and method for controlling movement of an orthopedic joint prosthesis in a mammalian subject | 2013-04-08 | Apparatus, system, and method are disclosed herein for controlling movement of an artificial orthopedic joint prosthesis in a mammalian subject. The apparatus, system, or method includes an orthopedic brace configured to control movement of an orthopedic joint prosthesis. The apparatus, system, or method includes one or more sensors and one or more controllers in communication with the one or more sensors. The one or more sensors are configured to detect a change in an orientation of a subject's position in an environment and configured to detect one or more alignment orientations of the orthopedic joint prosthesis. | 1. An apparatus comprising: an orthopedic brace adapted to be external to a subject, the orthopedic brace including a first member and a second member, wherein the first member is configured to control movement of a first component of an orthopedic joint prosthesis relative to the second member and the second member is configured to control movement of a second component of the orthopedic joint prosthesis;at least one of an imaging device, an inertial sensor, or a proximity sensor configured to detect a change in an orientation of the subject's position in an environment and at least one additional sensor configured to detect one or more alignment orientations of the first component relative to the second component of the orthopedic joint prosthesis by transcutaneously detecting at least one portion of the internal orthopedic joint prosthesis;one or more controllers in communication with the at least one of the imaging device, the inertial sensor, or the proximity sensor and the at least one additional sensor, wherein the at least one of the imaging device, the inertial sensor, or the proximity sensor reports the change in the orientation of the subject's position in the environment to the one or more controllers, and the at least one additional sensor reports the one or more alignment orientations to the one or more controllers, and the one or more controllers control movement of the first member relative to the second member of the orthopedic brace, wherein the orthopedic brace is configured to adjust the one or more alignment orientations of the first component relative to the second component of the orthopedic joint prosthesis; andone or more force-applying elements to control the movement of the first member relative to the second member, wherein the one or more force-applying elements in response to the one or more controllers are configured to permit unrestrained motion of the orthopedic joint prosthesis under a first set of the one or more alignment orientations and are configured to permit restrained motion of the orthopedic joint prosthesis under a second set of the one or more alignment orientations. 2. The apparatus of claim 1, wherein the second set of the one or more alignment orientations includes a separation of the first component relative to the second component of the orthopedic joint prosthesis. 3. The apparatus of claim 1, wherein the restrained motion comprises a motion from the second set of the one or more alignment orientations towards the first set of the one or more alignment orientations. 4. The apparatus of claim 1, wherein the restrained motion comprises a reduction of one or more alignment differences between the second set of the one or more alignment orientations and the first set of the one or more alignment orientations. 5. The apparatus of claim 1, wherein the at least one additional sensor comprises one or more sonic energy sensors. 6. The apparatus of claim 5, wherein the one or more sonic energy sensors... | Elwha LLC | A61F005/01 A61B005/00 A61B005/11 A61B008/08 A61B008/00 A61B005/03 A61F002/36
US10402966 | B2 | 2019-09-03 | Systems and methods for identifying optimized ablation targets for treating and preventing arrhythmias sustained by reentrant circuits | 2016-12-03 | Methods and systems for identifying optimized ablation targets for treating and preventing arrhythmias sustained by reentrant circuits are described. The methods comprise receiving at least one mesh generated from one or more images of a patient's heart, receiving activation data generated from one or more simulations of electrical-signal propagation over the at least one mesh, generating at least one flow graph based on the activation data and the at least one mesh, and applying a max-flow min-cut algorithm to the at least one flow graph to determine at least one of a number, one or more dimensions, and one or more locations of one or more ablation targets. Non-transitory computer-readable media storing a set of instructions for treating and preventing arrhythmias sustained by reentrant circuits are also described. | 1. A method for identifying optimized ablation targets for treating and preventing arrhythmias sustained by reentrant circuits, the method comprising: receiving at least one mesh generated from one or more images of a patient's heart;receiving activation data generated from one or more simulations of electrical-signal propagation over the mesh, the simulations being consistent with one or more heart conditions;generating at least one flow graph based on the activation data and the mesh, the flow graph comprising one or more nodes;designating a first set of one or more nodes as source nodes;designating a second set of one or more nodes as sink nodes; anddetermining at least one of a number, one or more dimensions, and one or more locations of one or more ablation targets, which will maximize flow through the heart with the least number of ablations, based on the flow graph. 2. A method of claim 1, wherein the mesh comprises one or more elements. 3. A method of claim 2, wherein the activation data comprises one or more activation times associated with one or more parts of the elements. 4. A method of claim 2, wherein the nodes are associated with the elements. 5. A method of claim 2, wherein the flow graph comprises one or more edges connecting two or more nodes associated with one or more elements. 6. A method of claim 5, wherein the edges connect two or more nodes associated with two or more elements that are joined. 7. A method of claim 5, further comprising calculating one or more capacities associated with the edges. 8. The method of claim 7, wherein the capacities are based on one or more measures of intersection of two or more elements that are joined. 9. A method of claim 5, further comprising: calculating one or more capacities associated with the edges;creating a combination of nodes; anddesignating the combination of nodes as a source,wherein the combination is created such that the combination comprises the smallest number of nodes and the sum of the capacities associated with the edges emanating from the nodes in the combination is above a threshold. 10. A method of claim 5, further comprising: calculating one or more capacities associated with the edges;creating a combination of nodes; anddesignating the combination of nodes as a sink,wherein the combination is created such that the combination comprises the smallest number of nodes and the sum of the capacities associated with the edges terminating into the nodes in the combination is above a threshold. 11. A method of claim 5, further comprising: calculating one or more capacities associated with the edges;creating a combination of nodes; anddesignating the combination of nodes as a source,wherein the combination is created such that the combination comprises the smallest number of nodes and the edges emanating from the nodes in the combination have non-zero residual capacities. 12. A method of claim 5, further comprising: calculating one or more capacities associated wit... | CardioSolv Ablation Technologies, Inc. | G06K009/00 G06T007/00 G06T007/11 G06T007/13 A61B005/0402 A61B005/0452 A61B005/0464 A61B005/055 A61B018/00
US10413732 | B2 | 2019-09-17 | Implantable neurostimulator-implemented method for enhancing heart failure patient awakening through vagus nerve stimulation | 2018-06-22 | An implantable neurostimulator-implemented method for managing tachyarrhythmias upon a patient's awakening from sleep through vagus nerve stimulation is provided. An implantable neurostimulator, including a pulse generator, is configured to deliver electrical therapeutic stimulation in a manner that results in creation and propagation (in both afferent and efferent directions) of action potentials within neuronal fibers comprising the cervical vagus nerve of a patient. Operating modes of the pulse generator are stored. An enhanced dose of the electrical therapeutic stimulation is parametrically defined and tuned to prevent initiation of or disrupt tachyarrhythmia upon the patient's awakening from a sleep state through at least one of continuously-cycling, intermittent and periodic ON-OFF cycles of electrical pulses. Other operating modes, including a maintenance dose and a restorative dose are defined. The patient's physiological state is monitored via at least one sensor to detect that patient's awakening, which activates the delivery of the enhanced dose. | 1. A method for aiding awakening-induced tachyarrhythmias through vagus nerve stimulation, comprising the steps of: providing an implantable neurostimulator comprising a sensor and a pulse generator configured to deliver electrical therapeutic stimulation to a vagus nerve of a patient;storing an operating mode of the pulse generator in a memory, the operating mode defining: a first dose of the electrical therapeutic simulation comprising a first intensity; anda second dose of the electrical therapeutic stimulation comprising a second intensity lower than the first intensity;monitoring a physiological state of the patient to sense a patient's awakening from a sleep state via the sensor; andupon sensing the patient's awakening, delivering the first dose to the vagus nerve. 2. A method according to claim 1, further comprising delivering the second dose to the vagus nerve via the pulse generator through a pair of helical electrodes following the delivery of the first dose. 3. A method according to claim 1, wherein the sensor comprises a heart rate sensor, the method further comprising the steps of: establishing a normative heart rate of the patient with the heart rate sensor as a mean heart rate sensed during the sleep state;sensing a heart rate of the patient with the heart rate sensor; andconfirming that the patient is awakening from the sleep state when the heart rate gradually rises and is sustained at an elevated heart rate above the normative heart rate. 4. A method according to claim 1, wherein the sensor comprises an accelerometer, the method further comprising the steps of: establishing a normative activity level of the patient with the accelerometer as a mean frequency of movement sensed during the sleep state;sensing the patient's activity level with the accelerometer; andconfirming that the patient is awakening from the sleep state when the patient's activity level rises and is sustained at an elevated activity level above the normative activity level. 5. A method according to claim 1, wherein the sensor comprises a minute ventilation sensor, the method further comprising the steps of: establishing a normative tidal volume and normative respiratory rate of the patient with the minute ventilation sensor sensed during the sleep state;sensing the patient's tidal volume and respiratory rate with the minute ventilation sensor; andconfirming that the patient is awakening from the sleep state with the patient's tidal volume and respiratory rate rise and are sustained at elevated levels respectively above the normative tidal volume and the normative respiratory rate by a threshold amount. 6. A method according to claim 1, further comprising monitoring the physiological state through delivery of the first dose and, upon sensing a condition indicative of an onset of tachyarrhythmia, intensifying the electrical therapeutic stimulation as specified in the operating mode. 7. A method according to claim 6, further comprising progressively intensi... | LivaNova USA, Inc. | A61N001/36 A61B005/00 A61B005/0205 A61N001/05 A61B005/11 A61N001/362 A61B005/0452 A61B005/0464 A61B005/08 A61B005/0245
US10398529 | B2 | 2019-09-03 | Sensor module and wearable body composition analyzer including same | 2016-01-20 | A wearable body composition analyzer according to various embodiments of the present disclosure may include an induction part for inducing secretion of bodily liquid while being in contact with a body part, a collection part that collects the bodily liquid secreted, a sensor part that detects a body composition from the bodily liquid collected, and a wearable part to which the induction part and the collection part is detachably attached, wherein the wearable part may be worn on a body. The above-described wearable body composition analyzer may be implemented variously according to embodiments. | 1. A wearable body composition analyzer comprising: an induction circuit configured to induce a secretion of a bodily liquid from a body part;a collector configured to collect the bodily liquid secreted;a sensor configured to detect a body composition from the bodily liquid collected by the collector; anda wearable part configured to detachably receive each of the induction circuit, the collector, and the sensor, so that the induction circuit, the collector, and the sensor are slidingly received in a groove in the wearable part so as to be removable when desired,wherein the wearable part is configured to be worn on the body;wherein the analyzer further comprises a driving circuit and an induction body part providing a support groove, wherein the driving circuit comprises a protrusion part, and wherein the protrusion part is configured to connect the driving circuit with the induction body part when the protrusion part is inserted into the support groove of the induction body part. 2. The wearable body composition analyzer of claim 1, wherein the collector comprises: a space provision part that provides a collection space in which the bodily liquid secreted is collected while the space provision part is in contact with the body part; and a movement path part communicating with the collection space, through which the bodily liquid is moved. 3. The wearable body composition analyzer of claim 2, wherein the space provision part comprises: a cover part that has a communication opening formed therein to communicate with the movement path part; a contact part that extends from a lower portion of the cover part to be in contact with the body part, and constitutes a closed curve to form the collection space; and a support part that extends from the lower portion of the cover part within the closed curve constituting the contact part, wherein the support part prevents a close contact between the cover part and the body part. 4. The wearable body composition analyzer of claim 2, wherein the movement path part comprises a sensor coupling part to couple to the sensor. 5. The wearable body composition analyzer of claim 2, wherein the movement path part is made of a hydrophilic material and one end of the movement path part is made of a hydrophobic material. 6. The wearable body composition analyzer of claim 1, wherein the sensor is configured to detect glucose from the bodily liquid. 7. The wearable body composition analyzer of claim 1, wherein the induction circuit comprises a driving circuit that also provides a signal to the sensor. 8. The wearable body composition analyzer of claim 7, wherein the driving circuit comprises: a first connection circuit connected to the induction circuit; anda second connection circuit connected to the sensor. 9. The wearable body composition analyzer of claim 7, wherein the induction circuit comprises an inductive agent that induces the secretion of the bodily liquid, wherein the inductive agent is injected into the b... | Samsung Electronics Co., Ltd. | A61B090/80 A61B010/00 A61B005/145 A61M005/172 A61B005/00
US10420523 | B2 | 2019-09-24 | Adaptive local window-based methods for characterizing features of interest in digital images and systems for practicing same | 2017-03-21 | Provided are methods for characterizing a feature of interest in a digital image. In certain aspects, the methods use an adaptive local window and include obtaining an initial contour for a feature of interest, defining a region of interest around the contour, and segmenting the feature of interest by iteratively selecting a size of a local window surrounding each point on the contour. Non-transitory computer readable media and systems that find use in practicing the methods of the present disclosure are also provided. | 1. A computer-implemented method for characterizing a feature of interest in a digital image, using an adaptive local window, comprising the steps of: (a) obtaining an initial contour for a feature of interest, the initial contour formed of contour points;(b) defining a region of interest around the contour; and(c) segmenting the feature of interest by iteratively selecting a size of a local window surrounding each point on the contour, wherein the local window size is determined based on (i) homogeneity, (ii) contrast surrounding each contour point, (iii) approximate lesion size, and (iv) an energy function, wherein the energy decreases as the segmenting progresses. 2. The method according to claim 1, wherein the initial contour is represented as an initial zero level set. 3. The method according to claim 2, wherein selecting a size of a local window comprises calculating spatial statistics only for pixels that are within a narrow range 10 pixels of the zero set level. 4. The method according to claim 1, wherein the region of interest has a shape selected from the group consisting of: a square, a rectangle, a circle, and an oval. 5. The method according to claim 1, wherein the energy function comprises a calculation of a mean-curvature flow-like evolving the active contour. 6. The method according to claim 1, wherein a smaller local window is used when contrast in the digital image is low, a larger local window is used when the digital image contains a high level of noise or heterogeneity, or both. 7. The method according to claim 1, wherein the segmenting stops automatically at a set degree of convergence between iterations. 8. The method according to claim 1, wherein the feature of interest is a lesion in a digital medical image. 9. The method according to claim 8, wherein the digital medical image is selected from the group consisting of: a magnetic resonance imaging (MRI) image, a computerized tomography (CT) scan, a mammogram, and an X-ray image. 10. The method according to claim 1, wherein step (c) is automated. 11. A system, comprising: a processor, anda non-transitory computer readable medium comprising instructions that cause the system to perform one or more steps of claim 1. 12. A computer-implemented method for characterizing a feature of interest in a digital image, using a calculated adaptive level set method, comprising: (a) obtaining an initial contour for a feature of interest; and(b) producing an evolved contour towards the boundary of the feature of interest, wherein the producing comprises determining weighting parameters of a level set function using a convolutional neural network (CNN), wherein the weighting parameters are determined based on: output probabilities from the CNN that are probabilities of the initial contour being inside the feature of interest and far from its boundaries, outside the feature of interest and includes it and far from its boundaries, or close to a boundary of the feature of interest;w... | The Board of Trustees of the Leland Stanford Junior University | A61B006/00 A61B005/055 A61B006/03 G06T007/10 G06T007/12 G06T007/174 G06T007/194 A61B005/00
US10420501 | B2 | 2019-09-24 | Sleep monitoring | 2017-05-08 | A sleep monitoring system (10) for monitoring the sleep of a subject is disclosed. The system comprises a CO2 sensor (21) and a processor (31) communicatively coupled to the CO2 sensor, wherein the processor is adapted to monitor a CO2 concentration from sensor data produced by the CO2 sensor; and derive sleep pattern information from the monitored CO2 concentration, wherein the sleep pattern information comprises at least an indication that the subject is awake and an indication that the subject is asleep. A sleep monitoring method and computer program product are also disclosed. | 1. A sleep monitoring system for monitoring the sleep of a subject, comprising: a CO2 sensor for producing sensor data; anda processor communicatively coupled to the CO2 sensor, wherein the processor is adapted to:monitor a CO2 concentration from sensor data produced by the CO2 sensor and derive sleep pattern information from the monitored CO2 concentration, wherein the sleep pattern information comprises at least an indication that the subject is awake and an indication that the subject is asleep;wherein,the processor is further adapted to:provide an indication that the subject is awake when a rate of increase in the monitored CO2 concentration is greater than a first threshold, andprovide an indication that the subject is asleep when the rate of increase in the monitored CO2 concentration is below the first threshold, further comprising:an output device communicatively coupled to the processor for creating a sensory stimulus for the subject in response to a control signal generated by the processor, wherein the processor generates the control signal in response to the sleep pattern information that comprises at least the indication that the subject is awake and the indication that the subject is asleep. 2. The sleep monitoring system of claim 1, further comprising a further sensor for producing an indication that the subject is attempting to sleep, wherein the processor is adapted to derive sleep pattern information from sensor data produced by the CO2 sensor and the further sensor. 3. The sleep monitoring system of claim 2, wherein the sleep pattern information further comprises an indication of sleep efficiency, wherein the processor is adapted to calculate the indication of the sleep efficiency from: a first time period initiated by the indication that the subject is attempting to sleep and terminated by an indication that the subject is getting up; anda second time period initiated by an indication that the subject is asleep and terminated by an indication that the subject is awake that follows the indication that the subject is asleep. 4. The sleep monitoring system of claim 2, wherein the further sensor is a light sensor, a sound sensor or a user interface sensor. 5. The sleep monitoring system of claim 1, wherein the processor is further adapted to identify a sleep phase from said sensor data for the subject from the monitored CO2 concentration, wherein the processor is adapted to: identify that the subject is awake when a rate of increase in the monitored CO2 concentration is greater than the first threshold;identify a light sleep phase when a rate of increase in the monitored CO2 concentration is between the first threshold and a second threshold; andidentify a deep sleep phase when a rate of increase in the monitored CO2 concentration is below the second threshold. 6. The sleep monitoring system of claim 5, wherein the processor is further adapted to generate a control signal for the output device in response to an identified sle... | KONINKLIJKE PHILIPS N.V. | A61B005/08 A61M021/02 A61B005/00 A61B005/083 A61M021/00
US10405112 | B2 | 2019-09-03 | Automated assessment and adjustment of tinnitus-masker impact on speech intelligibility during fitting | 2017-03-31 | Disclosed herein, among other things, are apparatus and methods for automated assessment and adjustment of tinnitus-masker impact on speech intelligibility during fitting. In various embodiments, a method of fitting a tinnitus-masker device for a patient is provided. The method includes using a speech intelligibility model to predict impact of therapy provided by the tinnitus-maker device on speech understanding of the patient. A parameter of the tinnitus-masker device is automatically adjusted during fitting to reduce the impact of the therapy provided by the tinnitus-maker device on speech understanding of the patient, according to various embodiments. | 1. A method of fitting a tinnitus-masker device for a patient, the method comprising: using a speech intelligibility model to compute a first speech intelligibility score without a tinnitus-masking therapy provided by the device and a second speech intelligibility score with the tinnitus-masking therapy, and computing a difference between the first and second speech intelligibility scores; andif the difference exceeds a programmable threshold, automatically adjusting a parameter of the tinnitus-masker device during fitting to reduce the impact of the therapy provided by the tinnitus-masker device on speech understanding of the patient. 2. The method of claim 1, wherein adjusting a parameter of the tinnitus-masker device includes adjusting volume, spectral shape, or modulation rate of an output of the tinnitus-masker device. 3. The method of claim 1, comprising using the speech intelligibility model to compute adjustments of the parameters of the tinnitus-masker device during fitting. 4. The method of claim 1, wherein using a speech intelligibility model to predict impact of therapy provided by the tinnitus-masker device on speech understanding of the patient includes using a proficiency factor incorporating a relationship between computed audibility of speech signals and predicted speech intelligibility. 5. The method of claim 1, wherein using a speech intelligibility model to predict impact of therapy provided by the tinnitus-masker device on speech understanding of the patient includes estimating audibility of conversational speech in different frequency bands. 6. The method of claim 5, comprising using the estimated audibility of conversational speech to compute speech intelligibility scores with and without the therapy provided by the tinnitus-masker device. 7. The method of claim 1, comprising computing a corrected speech intelligibility score using a measured or estimated proficiency factor of the patient. 8. The method of claim 7, comprising comparing the corrected speech intelligibility score to a predefined threshold, and providing an option to a user to adjust the parameter of the tinnitus-masker device if the threshold is exceeded. 9. A fitting device for fitting a tinnitus masking hearing device for a patient, the fitting device comprising: a communication transceiver configured to communicate with the tinnitus masking hearing device; anda processor connected to the communication transceiver, the processor programmed with instructions to perform:using a speech intelligibility model to compute a first speech intelligibility score for speech without a tinnitus masking therapy provided by the tinnitus masking heating device;using the speech intelligibility model to compute a second speech intelligibility score for speech with the tinnitus masking therapy provided by the tinnitus masking hearing device;computing a difference between the first speech intelligibility score and the second speech intelligibility score; andif the diffe... | Starkey Laboratories, Inc. | H04R025/00 A61B005/00 A61B005/12
US10420517 | B2 | 2019-09-24 | Notification system of deviation from predefined conditions | 2017-10-13 | The present invention includes a healthcare system for capturing and maintaining patient healthcare records and employing information in the records to proactively alert hospital workers to a condition that places patient health at risk. | 1. A notification system comprising: a patient support having at least one sensor to sense a physiological condition of a patient supported thereon and at least one sensor to sense a condition or configuration of the patient support, and said patient support further comprising a bed control in communication with said sensors;a patient support monitoring system having stored therein a default setting for said physiological condition, and said patient support monitoring system automatically selecting an appropriate default setting for said patient support condition or configuration based on said physiological condition of the patient; andthe patient support monitoring system in communication with said bed control and said sensors and automatically operable to process information from said sensors and determine whether to generate a notification to a caregiver when said patient support monitoring system detects when a sensed physiological condition and/or sensed condition or configuration of the patient support deviates from said default settings. 2. The notification system according to claim 1, in combination with a healthcare system, said healthcare system comprising said patient support monitoring system. 3. The notification system according to claim 2, wherein the patient support comprises a network interface, and the network interface operable to communicate with said healthcare system. 4. The notification system according to claim 3, wherein said network interface is operable to send the information from said sensors to the healthcare system. 5. The notification system according to claim 4, further comprising a patient support control in communication with the healthcare system via said network interface and is operable to transmit said information received from said sensors to the healthcare system via said network interface. 6. The notification system according to claim 5, wherein said patient support control processes said information received from the sensors prior to transmitting said information to the healthcare system. 7. The notification system according to claim 2, further comprising a second patient support having at least one sensor to sense a physiological condition of a patient supported thereon and at least one sensor to sense a condition or configuration of said second patient support, said patient support monitoring system is in communication with said second patient support and operable to process the information from said sensors on said second patient support and to determine whether to generate a notification based the information from said sensors on said second patient support. 8. The notification system according to claim 7, wherein said healthcare system includes a healthcare system network and a server. 9. The notification system according to claim 7, wherein said patient support monitoring system is configured to allow remote selection or remote input of said default settings in said patient support monitorin... | Stryker Corporation | G08B005/22 A61B005/00 G08B021/04 A61B005/11 G16H050/20 G06F019/00 G16H040/20
US10413247 | B2 | 2019-09-17 | Signal detection device, signal detection method, and method of manufacturing signal detection device | 2014-02-14 | A signal detection device includes: multiple electrodes that are arranged to come into contact with a subject that generates a signal; an electrode signal selection unit that alternatively selects one signal from signals on the multiple electrodes based on a selection signal; an amplification unit that amplifies the signal that is selected by the electrode signal selection unit; and a flexible substrate on which the multiple electrodes, the selection unit, and the amplification unit are formed, in which the amplification unit is formed on the substrate to form a laminated structure together with the multiple electrodes and the selection unit. | 1. A signal detection device comprising: a first circuit layer having flexibility, in which multiple electrode groups, each of which is made from multiple electrodes configured to come into contact with a subject that generates a signal, and multiple first selection units, each of which selects signals on the multiple electrodes based on a selection signal, are arranged in the form of a matrix;a second circuit layer having flexibility, in which multiple amplification units, each of which amplifies the signal selected by a first selection unit selected from the multiple first selection units, are arranged in the form of a matrix, and in which a second selection unit that selects a single detection signal which is output from each of the multiple amplification units that are arranged in the form of a matrix is arranged; anda conductive layer having a sheet shape that is provided between the first circuit layer and the second circuit layer, and that electrically connects an output part of the first selection unit that is formed on the first circuit layer and an input part of an amplification unit selected from the multiple amplification units that are formed on the second circuit layer, whereinthe first circuit layer and the second circuit layer are stacked with the conductive layer in between in such a manner that the amplification unit forms a laminated structure together with an electrode group that is made from the multiple electrodes and the first selection unit, andthe conductive layer is in the form of a sheet having anisotropic conductivity. 2. The signal detection device according to claim 1, wherein each first selection unit is configured from multiple source follower circuits and each of the multiple source follower circuits includes each of the multiple electrodes, respectively, andwherein one circuit alternatively selected from the multiple source follower circuits based on the selection signal is activated. 3. The signal detection device according to claim 2, wherein each of the multiple source follower circuits includes a first transistor, a gate of which is connected to any of the multiple electrodes associated with the source follower circuit and a drain of which is connected to a predetermined fixed potential node, anda second transistor that is connected between a source of the first transistor and a load electric current source, the selection signal being supplied to a gate of the second transistor. 4. The signal detection device according to claim 2, wherein the amplification unit includes a capacitor that has a first electrode that is commonly connected to output parts of the multiple source follower circuits, andan amplifier, an input part of which is connected to a second electrode of the capacitor. 5. The signal detection device according to claim 4, wherein the amplification unit includes a transistor group for adjusting electrical characteristics of the amplifier, andwherein one or several transistors that constitute t... | JAPAN SCIENCE AND TECHNOLOGY AGENCY | A61B005/0492 A61B005/0488 A61B005/00 A61B005/04
US10405957 | B2 | 2019-09-10 | Method and system for generating an oestrus attention signal for a cattle animal | 2013-12-12 | A method for monitoring oestrus of a cattle animal, for example a cow. The method includes: a) collecting activity data of the animal, b) computing a current activity level based on the activity data, c) deciding whether to generate an oestrus attention signal by comparing at least one current activity level to a corresponding baseline activity level. The computing b) further includes b1) detecting travelling movements of the animal and b2) correcting the baseline activity level for detected travelling movements. | 1. A system for generating an oestrus attention signal for one or more cattle animals, the system comprising: a milking robot that identifies which animal of the one or more animals visits the milking robot;a clock to determine a milking robot visiting time of the animal to the milking robot;an activity measurement sensor configured to collect activity data of the animal; anda processing device;wherein the activity measurement sensor is configured to transmit activity data to the processing device, the processing device being configured to:a) receive the activity data from the activity measurement sensor,b) compute current activity levels based on the activity data for the animal, andc) decide whether to generate an oestrus attention signal for the animal by comparing at least one current activity level for the animal to a corresponding baseline activity level,wherein the processing device is further configured to receive the activity data from the activity measurement sensor by being configured to detect travelling movements of the animal by receiving a milking robot visit notification relating to the animal and/or indicating the milking robot visiting time, the activity data includes steps, head/neck movements, or walking of the animal,the travelling movements are movements in which the animal moves to and from the milking robot,wherein the processing device is further configured to compute current activity levels based on the activity data for the animal by being configured to correct the current activity level for detected travelling movements,wherein the processing device is further configured to correct the current activity level with respect to the animal for detected travelling movements of the animal by discarding activity data related to the travelling movements, associated with the milking robot visit notification and/or the milking robot visiting time, or subtracting activity data related to the travelling movements, associated with the milking robot visit notification and/or the milking robot visiting time, from the activity data, andwherein the processing device is further configured to generate, based on the decision, the oestrus attention signal with respect to the animal if more than a predetermined number of consecutive current activity levels of the animal exceed the corresponding baseline activity levels with more than a predetermined amount or percentage. 2. A system according to claim 1, wherein the processing device is configured to: b3) determine a baseline activity level based on the activity data. 3. A system according to claim 2, wherein the processing device is configured to: b4) correct the baseline activity level for detected travelling movements. 4. A system according to claim 1, wherein the processing device is configured to detect a milking robot visit. 5. A system according to claim 1, wherein the processing device is configured to detect travelling movements by collecting data from the milking robot. 6. A s... | Lely Patent N.V. | A61D017/00 A01K029/00 A61B005/11 A61B005/00
US10403423 | B2 | 2019-09-03 | Superconducting magnet system including thermally efficient ride-through system and method of cooling superconducting magnet system | 2014-10-22 | A superconducting magnet system, including a cryostat, and a ride-through system for the superconducting magnet system include: one or more gravity-fed cooling tubes configured to have therein a cryogenic fluid; a first heat exchanger configured to transfer heat from the one or more gravity-fed cooling tubes to a cryocooler; a storage device having an input connected to the first heat exchanger and configured to receive and store a boiled-off gas from the first heat exchanger; and a thermal regenerator having an input connected to the output of the storage device. | 1. An apparatus comprising: one or more gravity-fed cooling tubes configured to have therein a first cryogenic fluid for cooling a superconducting magnet;a first heat exchanger configured to transfer heat from the one or more gravity-fed cooling tubes to a second stage element of a cryocooler, wherein the first heat exchanger is configured to store therein a volume of a second cryogenic fluid that cools the first cryogenic fluid;a storage device having an input connected to the first heat exchanger and configured to receive and store a boiled-off gas from the second cryogenic fluid stored in the first heat exchanger when the cryocooler stops operating;a second heat exchanger configured to transfer heat from the storage device to a first stage element of the cryocooler; anda thermal regenerator having an input connected to an output of the storage device. 2. The apparatus of claim 1, further comprising: an enclosure; anda thermal shield disposed within the enclosure, the thermal shield defining an inner region, and further defining a vacuum space between the thermal shield and a wall of the enclosure, wherein the one or more gravity-fed cooling tubes, the first heat exchanger, the storage device, and the second heat exchanger are disposed within the inner region. 3. The apparatus of claim 2, wherein the thermal regenerator comprises a matrix material, and the thermal regenerator has an output connected to an outside of the enclosure. 4. The apparatus of claim 3, wherein the thermal regenerator is at least partially disposed in the vacuum space between the thermal shield and the wall of the enclosure. 5. The apparatus of claim 3, further comprising a second storage device disposed outside the enclosure and connected to the output of the thermal regenerator. 6. The apparatus of claim 1, further comprising a cold plate configured to transfer heat from the second heat exchanger to the first stage element of the cryocooler. 7. The apparatus of claim 6, further comprising: a persistent current switch connected across the superconducting magnet; andat least one high temperature superconducting electrical lead having a first end connected to the superconducting magnet and having a second end connected to the cold plate. 8. The apparatus of claim 1, wherein the storage device has a capacity for storing at least 3 liters of the boiled-off gas. 9. The apparatus of claim 1, wherein the first stage element of the cryocooler is configured to operate at a first temperature and the second stage element of the cryocooler is configured to operate at a second temperature which is less than the first temperature, the apparatus further comprising a thermal switch which is configured to transfer heat from the first heat exchanger to the first stage element of the cryocooler when the first heat exchanger has a temperature which is greater than the first temperature, and which is configured to prevent a transfer of heat from the first stage element of the cryocoo... | KONINKLIJKE PHILIPS N.V. | F25B009/00 F25B009/02 F25B009/10 F25B019/00 H01F006/04 G01R033/38 A61B005/055 H01F006/02 H01F006/06 F25D019/00 G01R033/3815
US10420462 | B2 | 2019-09-24 | Image processing apparatus that generates a tomographic image of a subject based on phase-adjusted measurement signals from which a background signal is subtracted, and related imaging apparatus, image processing method, and computer readable storage medium | 2017-11-27 | An image processing apparatus includes a memory that stores instructions, and at least one processor that executes the instructions to acquire measurement signals including information on a tomography of a subject in a depth direction obtained by performing optical coherence tomography on the subject, to acquire a base signal based on the measurement signals, and to calculate phase shifts between the measurement signals and the base signal. The processor further executes the instructions to smooth the phase shifts, to adjust phases of the measurement signals corresponding to the smoothed phase shifts based on the smoothed phase shifts, and to generate a background signal corresponding to a noise component based on the phase-adjusted measurement signals. In addition, the processor subtracts the background signal from the phase-adjusted measurement signals, and generates a tomographic image of the subject based on the phase-adjusted measurement signals from which the background signal is subtracted. | 1. An image processing apparatus comprising: (A) a memory that stores instructions; and(B) at least one processor that executes the instructions to function as: (a) a measurement signal acquiring unit configured to acquire measurement signals including information on a tomography of a subject in a depth direction obtained by performing optical coherence tomography on the subject;(b) a base signal acquiring unit configured to acquire a base signal based on the measurement signals;(c) a calculating unit configured to calculate phase shifts between the measurement signals and the base signal;(d) a smoothing unit configured to smooth the phase shifts;(e) an adjusting unit configured to adjust phases of the measurement signals corresponding to the smoothed phase shifts based on the smoothed phase shifts;(f) a generating unit configured to generate a background signal corresponding to a noise component based on the phase-adjusted measurement signals;(g) a subtracting unit configured to subtract the background signal from the phase-adjusted measurement signals; and(h) an image generation unit configured to generate a tomographic image of the subject based on the phase-adjusted measurement signals from which the background signal is subtracted. 2. The image processing apparatus according to claim 1, wherein the at least one processor further functions as (i) a clipping unit configured to clip the phase shifts. 3. The image processing apparatus according to claim 2, wherein the clipping unit clips the phase shifts between the measurement signals and the base signal based on statistics calculated on amplitudes of correlation values between the measurement signals and the base signal. 4. The image processing apparatus according to claim 3, wherein the clipping unit divides the correlation values between the measurement signals and the base signal into consecutive groups, and clips the phase shifts between the measurement signals and the base signal based on the statistics calculated on the amplitudes of the correlation values included in each of the groups. 5. The image processing apparatus according to claim 1, wherein the base signal acquiring unit acquires the base signal by calculating a median of the measurement signals subjected to Fourier transform. 6. The image processing apparatus according to claim 1, wherein the measurement signal acquiring unit acquires reference signals, which are measurement signals based only on reference light in the optical coherence tomography, and the base signal acquiring unit acquires the base signal by calculating a median of the reference signals subjected to Fourier transform. 7. The image processing apparatus according to claim 1, wherein the calculating unit calculates the phase shifts based on correlation values between the measurement signals and the base signal. 8. The image processing apparatus according to claim 1, wherein the smoothing unit smooths the phase shifts by applying a moving average filter t... | Canon Kabushiki Kaisha | G06K009/00 A61B003/10 G01B009/02 A61B005/00
US10420663 | B2 | 2019-09-24 | Handheld articulated user-assistive device with behavior control modes | 2017-05-01 | A handheld tool includes a handle; an implement mount configured to detachably accept and to rigidly hold a user-assistive implement; an actuator assembly mounted to the handle to physically manipulate the implement mount relative to the handle; a first sensor disposed to sense an orientation of the handle; a second sensor disposed to sense an orientation of the user-assistive implement; a controller disposed in or on the handle and coupled to the actuator assembly and the first and second sensors; and memory coupled to the controller. The memory stores instructions for identifying a type of the user-assistive implement attached to the implement mount, selecting a behavior routine based upon the type of the user-assistive implement identified, and manipulating the user-assistive implement relative to the handle according to the behavior routine to aid performance of a task with the handheld tool. | 1. A handheld tool, comprising: a handle;an implement mount configured to detachably accept and hold a plurality of different types of user-assistive implements including a first user-assistive implement;an actuator assembly mounted to the handle to physically manipulate the implement mount relative to the handle;a first sensor disposed to sense an orientation of the handle;a second sensor disposed to sense an absolute orientation of the first user-assistive implement relative to Earth's frame of reference;a controller coupled to the actuator assembly and the first and second sensors; andmemory coupled to the controller, the memory storing instructions that, when executed by the controller, causes the handheld tool to perform operations including: identifying a type of the first user-assistive implement currently attached to the implement mount from the plurality of different types of user-assistive implements that may be selectively attached to the implement mount;selecting a behavior routine from a plurality of different behavior routines based upon the type of the first user-assistive implement identified and currently attached;manipulating an orientation of the first user-assistive implement relative to the handle according to the behavior routine selected to aid performance of a physical task with the handheld tool;monitoring the first sensor to identify an intentional shake of the handheld tool;locking the first user-assistive implement in a current position when the intentional shake of the handheld tool is determined to have occurred; andunlocking the first user-assistive implement to resume manipulating the orientation of the first user-assistive implement when another instance of the intentional shake is determined to have occurred. 2. The handheld tool of claim 1, wherein each of the different behavior routines is for aiding performance of a different task associated with each of the plurality of different types of user-assistive implements. 3. The handheld tool of claim 2, wherein manipulating the first user-assistive implement relative to the handle according to the behavior routine comprises: automatically maintaining a fixed orientation of the first user-assistive implement despite changes in orientation of the handle according to the behavior routine. 4. The handheld tool of claim 1, wherein the implement mount includes a first identifier contact that aligns to a second identifier contact on the first user-assistive implement, and wherein identifying the type of the first user-assistive implement comprises: measuring a resistance value of a resistor disposed within the first user-assistive implement through the first and second identifiers contacts;comparing the resistance value to a table of resistance values that correlates resistance values to types of user-assistive implements. 5. The handheld tool of claim 1, wherein the actuator assembly comprises: a first motor rigidly mounted to the handle and oriented to rotate the im... | Verily Life Sciences LLC | A61F004/00 A61B005/11 A46B015/00 A47J043/28 A47G023/02
US10416754 | B2 | 2019-09-17 | Floor system providing omnidirectional movement of a person walking in a virtual reality environment | 2017-10-23 | A modular floor with active tiles that utilize numerous friction or contact disks each with a raised segment or portion on their edges that together provide a planar contact surface for the active tile. Each disk is oriented at a fixed tilt angle to define which part of the disk's outer surfaces act as the raised portion, and each disk is oriented to position where the raised surface is located so as to define the direction that a supported object is moved over the modular floor. The drive system typically includes, for each disk assembly, a disk orienting mechanism along with a disk rotation mechanism to rotate the disk at a rotation rate about its central axis. The controller of the motion system operates the disk orienting mechanism to orient the disk so that a particular location on the disk behaves as the raised portion where an object is contacted. | 1. A floor system providing omnidirectional movement of a supported object, comprising: a plurality of disk assemblies, wherein each of the disk assemblies includes a contact disk with an upper contact surface supported at a tilt angle relative to horizontal whereby the contact disk has a raised portion for supporting an object placed on the floor system;a drive system comprising a disk orienting mechanism and a disk rotation mechanism for each of the disk assemblies; andduring each operating period, a controller first operating the disk orienting mechanism for each of the disk assemblies to orient the contact disk to set a location of the raised portion and second operating the disk rotation mechanism for each of the disk assemblies to rotate the contact disk about a rotation axis at a rotation rate. 2. The floor system of claim 1, wherein the tilt angle is in the range of 5 to 60 degrees. 3. The floor system of claim 1, wherein each of the disk orienting mechanisms comprises a swashplate with an angled upper surface supporting the contact disk and wherein the swashplate is rotatable about a vertical axis to define the location of the raised portion. 4. The floor system of claim 3, wherein each of the disk rotation mechanisms comprises a drive shaft pivotally coupled at a first end to a lower surface of the contact disk and driven at a second end to rotate at the rotation rate and wherein the drive shaft extends through a center portion of the swashplate, whereby the swashplate is rotatable independent from the drive shaft. 5. The floor system of claim 4, wherein the drive system comprises a first drive assembly for concurrently rotating a plurality of the swashplates to define the location of the raised portion for an array of the disk assemblies and a second drive assembly for concurrently rotating a plurality of the drive shafts to rotate at the rotation rate in each of the disk assemblies in the array of the disk assemblies. 6. The floor system of claim 5, wherein the floor system is modular and comprises a plurality of active tiles and wherein the array of the disk assemblies is provided in one of the active tiles. 7. The floor system of claim 1, wherein the disk rotation mechanism for each of the disk assemblies comprises a motor and a drive shaft coupled to the contact disk and rotatable by the motor and wherein the disk orienting mechanism comprises a motor linkage pivotally coupled to a plurality of the motors that is operable to set an angle of the drive shafts driven by the plurality of the motors to define the tilt angle and the locations of the raised portions of the contact disks coupled to the drive shafts. 8. The floor system of claim 1, wherein the disk rotation mechanism for each of the disk assemblies is adapted to rotate the contact disk only when a load greater than a predefined minimum value is applied to the raised portion of the contact disk. 9. The floor system of claim 1, further comprising a magnetically transp... | DISNEY ENTERPRISES, INC. | G06F003/01 A63B024/00 A63B022/02 A63F013/24 A43B003/00 A61B005/11 G06F003/033 A63F013/214 A63B022/00 A63B071/06 A43B001/00 A63F013/28
US10403009 | B2 | 2019-09-03 | System and method for generating partial surface from volumetric data for registration to surface topology image data | 2018-06-28 | The present disclosure relates to the generation of partial surface models from volumetric datasets for subsequent registration of such partial surface models to surface topology datasets. Specifically, given an object that is imaged using surface topology imaging and another volumetric modality, the volumetric dataset is processed in combination with an approach viewpoint to generate one or more partial surfaces of the object that will be visible to the surface topology imaging system. This procedure can eliminate internal structures from the surfaces generated from volumetric datasets, thus increases the similarity of the dataset between the two different modalities, enabling improved and quicker registration. | 1. A method of performing intraoperative image registration between volumetric image data associated with a subject and surface topology image data associated with the subject, wherein the surface topology image data is obtained by a surface topology imaging system, the method comprising: processing the volumetric image data to generate a plurality of partial surfaces; andemploying one or more partial surfaces from the plurality of partial surfaces to perform intraoperative image registration between the volumetric image data and the surface topology image data, thereby identifying an intraoperative transformation between the volumetric image data and the surface topology image data;wherein the one or more partial surfaces are selected such that surface data hidden from the surface topology imaging system is excluded during image registration. 2. The method according to claim 1 wherein the plurality of partial surfaces are generated according to different intersection criteria that respectively correspond to different anatomical surfaces exposed during a surgical procedure. 3. The method according to claim 2 wherein at least two of the different anatomical surfaces are respectively associated with different tissue types. 4. The method according to claim 3 wherein the two or more different tissue types are selected from the group consisting of skin tissue, bone tissue, brain tissue and tumor tissue. 5. The method according to claim 2 wherein each partial surface of the one or more partial surfaces is intraoperatively employed to perform intraoperative image registration when the anatomical surface respectively associated therewith is intraoperatively exposed. 6. The method according to claim 1 wherein the plurality of partial surfaces are generated according to different intersection criteria. 7. The method according to claim 6 wherein the different intersection criteria correspond to different anatomical surfaces. 8. The method according to claim 6 wherein the different intersection criteria correspond to different anatomical structures. 9. The method according to claim 1 wherein the plurality of partial surfaces are generated according to a plurality of approach viewpoints, and wherein the partial surface that is employed for intraoperative image registration is selected by: determining an intraoperative approach viewpoint associated with the surface topology imaging system; andselecting the partial surface that has an associated approach viewpoint that is closest to the intraoperative approach viewpoint. 10. The method according to claim 9 wherein the plurality of approach viewpoints are selected to correspond to a range of possible intraoperative positions and orientations of the surface topology imaging system relative to the subject during a surgical procedure. 11. The method according to claim 9 wherein the partial surface having the associated approach viewpoint that is closest to the intraoperative approach viewpoint is determin... | 7D SURGICAL INC. | G06K009/00 G06T011/00 A61B006/03 A61B005/055 A61B006/04 A61B006/00 G06T003/00 G06T007/33 A61B005/107
US10405805 | B2 | 2019-09-10 | Combined blood flow and pressure monitoring system and method | 2014-01-14 | A method of blood flow monitoring for a patient, the method comprising the steps of: a) receiving a first signal indicative of the real time cardiac output for the patient; b) processing the continuous wave Doppler signal to provide an estimate of blood flow velocity as a function of time; c) receiving a pressure measurement indicative of the blood flow resistance through the patient; and d) calculating an Inotropy measure indicative of the potential and kinetic energy of the cardiac output of the patient. | 1. A method of cardiac blood flow monitoring for a patient, said method comprising the steps of: a) receiving a first signal indicative of the real time cardiac output for said patient;b) processing through a computer processor said first signal to provide an estimate of the cardiac blood flow velocity out of the heart as a function of time;c) receiving a pressure measurement indicative of the blood flow resistance through the patient;d) calculating via a computer processor an Inotropy measure indicative of the potential and kinetic energy of the cardiac output of the patient from said blood flow velocity and said blood flow resistance;e) using the calculated Inotropy measure to determine a treatment protocol for the patient; andf) having the patient treated according to the treatment protocol;wherein the first signal comprises a continuous wave Doppler signal indicative of the cardiac output of said patient and wherein processing the continuous wave Doppler signal to provide an estimate of cardiac blood flow velocity comprises estimating a time sampled maximum velocity sequence and wherein said processing the continuous wave Doppler signal to provide an estimate of cardiac blood flow velocity comprises modelling flow velocity associated with at least one heart beat cycle as a series of line segments relating velocity to time. 2. A method as claimed in claim 1, wherein said Inotropy measure includes an Inotropy Index combining a potential energy measure and a kinetic energy measure of the cardiac output. 3. A method as claimed in claim 1, wherein said Inotropy measure includes a potential energy to kinetic energy ratio. 4. A method as claimed in claim 1 wherein said Inotropy measure includes an Inotropy power measurement indicative of the time over which the cardiac output of the patient is provided. 5. A method as claimed in claim 1, wherein said estimate of blood flow velocity includes one or more measurement selected from the set comprising: Ejection Time; Heart Rate; Peak Velocity, Velocity Time Integral and Mean Pressure Gradient. | USCOM LIMITED | A61B005/00 A61B005/026 A61B005/021 A61B005/02 A61B005/145 A61B008/06 A61B008/08 A61B008/00 A61B005/022 A61B005/029
US10398350 | B2 | 2019-09-03 | Methods and systems for providing a breathing rate calibrated to a resonance breathing frequency | 2018-06-12 | A target respiration rate is determined for a user where, when the user breathes at the target rate, the user's vagal tone is improved, which provides a physiological benefit to the user, e.g., stress reduction without drug intervention. The user is directed to breathe at different rates while heart rate and breathing rate are measured. A value representative of vagal tone is generated from the measured heart and breathing rates for each directed breathing rate. The breathing rate that produced the lowest generated vagal tone value is determined to be the user's target respiration rate. | 1. A method for determining a first target respiration frequency for a user, the first target respiration frequency intended to improve a vagal tone of the user, the method comprising: providing the user with a first indication to breathe at a pre-determined respiration frequency for each of a first plurality of time periods, each of the first plurality of time periods having a pre-determined respiration frequency that is unique among the pre-determined respiration frequencies for the first plurality;using a first sensor, taking first measurements of the user for each of the first plurality of time periods;determining, from the first measurements taken of the user, a first heart rate variability value for each of the first plurality of time periods;using a second sensor, taking second measurements of the user for each of the first plurality of time periods;determining, from the second measurements taken of the user and the first measurements, a first respiratory sinus arrhythmia value for each of the first plurality of time periods;combining in whole or in part, for each of the first plurality of time periods, the first heart rate variability value and the first respiratory sinus arrhythmia value to create a first vagal tone value for each of the first plurality of time periods;comparing the created plurality of first vagal tone values to each other to determine a first optimal vagal tone value; andsetting a first target respiration frequency based on a first respiration frequency from a time period corresponding to the first optimal vagal tone value, the first respiration frequency selected from the first pre-determined respiration frequency or a first actual respiration frequency. 2. The method of claim 1 further comprising: determining, from the second measurements taken of the user, the first actual respiration frequency for each of the first plurality of time periods;determining, based on a comparison of the first actual respiration frequency to the first pre-determined respiration frequency for each of the first plurality of time periods, a respiration correlation value for each of the first plurality of time periods, wherein:the first vagal tone value is created by combining, for each of the first plurality of time periods, the first heart rate variability value, the first respiratory sinus arrhythmia value, and the respiration correlation value to create the first vagal tone value for each of the first plurality of time periods. 3. The method of claim 2, wherein the first respiration frequency from the time period corresponding to the first optimal vagal tone value is the actual respiration frequency for the time period corresponding to the first optimal vagal tone value. 4. The method of claim 1, wherein a time period of the first plurality of time periods has a first duration, the method further comprising: providing to the user a second indication to breathe at a pre-determined respiration frequency for each of a second plurality of... | Vardas Solutions LLC | A61B005/0205 A61B005/08 A61B005/024 A61B005/00
US10415976 | B2 | 2019-09-17 | Method and apparatus for processing wearing state of wearable device | 2015-12-07 | The present invention relates to a method and apparatus for processing a wearing state of a wearable device. Embodiments of the present invention achieve the purpose of obtaining an actual wearing state of the wearable device by obtaining a space quaternion parameter of the wearable device worn by the user, then obtaining a posture angle of the wearable device according to the space quaternion parameter, and then obtaining a measurement wearing state of the wearable device according to the posture angle of the wearable device. | 1. A method for processing a wearing state of a wearable device, wherein the method comprises: obtaining, by an inertia measurement sensor integrated with space quaternion synthesis function, a space quaternion parameter of the wearable device worn by a user;obtaining, by a processing apparatus, a posture angle of the wearable device according to the space quaternion parameter;obtaining, by the processing apparatus, a measurement wearing state of the wearable device according to the posture angle of the wearable device;wherein the posture angle of the wearable device includes a roll angle of the wearable device; the obtaining of the measurement wearing state of the wearable device according to the posture angle of the wearable device comprises: obtaining a wearing angle of the wearable device according to the roll angle of the wearable device when a wearing body position is located at a first position;obtaining a rotation change amount of the wearable device according to the roll angle of the wearable device when the wearing body position is located at the first position and the roll angle of the wearable device when the wearing body position is located at the second position;obtaining a rotation direction of the wearable device according to the rotation change amount of the wearable device;obtaining a wearing position of the wearable device according to the rotation direction of the wearable device; andwherein the wearing position includes a left arm or a right arm; after obtaining a rotation change amount of the wearable device according to the roll angle of the wearable device when the wearing body position is located at the first position and the roll angle of the wearable device when the wearing body position is located at the second position, the method further comprises: obtaining a position of the wearable device at the wearing position according to a distance between an elbow portion and a wrist portion, a rotation angle of the elbow portion when the wrist portion rotates by 180°, and the rotation change amount of the wearable device. 2. The method according to claim 1, wherein after obtaining a measurement wearing state of the wearable device according to the posture angle of the wearable device, the method further comprises: obtaining a standard wearing state of the wearable device;generating a wearing adjustment indication according to the standard wearing state and the measurement wearing state to indicate the user to adjust the wearable device; and outputting the wearing adjustment instruction; orgenerating a data adjustment indication according to the standard wearing state and the measurement wearing state to enable adjustment of measurement data collected by the wearable device according to the data adjustment indication. 3. The method of claim 1, wherein the processing apparatus is located locally at the wearable device, configured to receive the space quaternion parameter from the inertia measurement sensor. 4. The method of... | BEIJING GALAXY RAINTAI TECHNOLOGY CO., LTD. | G01C021/16 G01C019/5776 G06F001/16 A61B005/00 A61B005/107 A61B005/11 G04C003/00 G06F003/01 G16H040/63 G02B027/01
US10406377 | B2 | 2019-09-10 | Neural probe structure comprising coil embedded therein and method for manufacturing the same | 2017-04-21 | A neural probe structure includes a probe which is inserted into a living body, and a magnetic field inductor which is formed in the probe, wherein when a power source is supplied, the magnetic field inductor generates a magnetic field and applies magnetic stimulation to a target site of the living body into which the probe is inserted. A method for manufacturing the neural probe structure includes forming a first pattern on a first substrate and filling the first pattern with a conductor, stacking a second substrate on the first substrate, and forming a second pattern connected to the first pattern on the second substrate and filling the second pattern with a conductor, wherein the first substrate and the second substrate form the probe, and the conductor of the first pattern and the conductor of the second pattern form the magnetic field inductor. | 1. A neural probe structure comprising: a probe configured to be insertable in a length direction into a living body; anda magnetic field inductor disposed in the probe,wherein the magnetic field inductor is configured to generate a magnetic field adjustable to localize magnetic stimulation to a target site from the magnetic field,wherein the magnetic field inductor is a rectangular coil. 2. The neural probe structure according to claim 1, wherein the coil is configured such that a magnetic axis of the coil is parallel to a length of the probe. 3. The neural probe structure according to claim 1, wherein the coil is configured such that a magnetic axis of the coil is perpendicular to a length of the probe. 4. The neural probe structure according to claim 1, further comprising an additional one or more magnetic field inductors disposed at one or more intervals along a length of the probe. 5. The neural probe structure according to claim 4, wherein the neural probe is configured to generate a plurality of magnetic fields adjustable to localize magnetic stimulation at a corresponding plurality of target sites using the additional one or more magnetic field inductors. 6. The neural probe structure according to claim 5, wherein the neural probe is configured to simultaneously stimulate the corresponding plurality of target sites. 7. The neural probe structure according to claim 1, wherein an electrode array is disposed in the probe and configured to obtain a neural signal generated in response to the magnetic stimulation. 8. The neural probe structure according to claim 1, wherein the probe includes a temperature sensor array configured to measure temperature at the target site. 9. The neural probe structure according to claim 8, wherein the probe is configured to limit magnetic stimulation based on the temperature measured by the temperature sensor array. 10. The neural probe structure according to claim 1, wherein the magnetic field is adjustable to localize magnetic stimulation to the target site by controlling one or more of a strength of the magnetic field, a range of the magnetic field, and a direction of the magnetic field. 11. A probe structure comprising: a probe configured to be insertable in a length direction into a living body; anda pair of magnetic field inductors disposed in the probe and configured to generate a respective pair of magnetic fields such that a strength of a resultant magnetic field is increased by constructive interference at a target site of the probe. 12. The probe structure according to claim 11, wherein the pair of magnetic field inductors are a pair of coils, each coil having a magnetic axis parallel to the other, and wherein the pair of coils are configured to generate a pair of magnetic fields opposite to each other in direction. 13. The probe structure according to claim 11, wherein the pair of magnetic field inductors comprises a first coil that is wound in a first direction about a first magnetic axi... | Korea Institute of Science and Technology | A61N002/00 H05K001/02 H01F041/04 H01F027/28 A61N002/02 A61B005/04 H05K001/16 A61B005/01 H01F005/00 H01F007/20
US10398339 | B2 | 2019-09-03 | Device for assessment, prevention and treatment of low back pain based on postural re-education | 2013-03-22 | Device (1) for assessing, preventing and treating LBP, which comprises: six units (100a, 100b, 100c, 100d, 100e, 100f), each unit comprising: an EMG acquisition subsystem (30a);connecting means (10a-20a, 10b-20b, 10c-20c, 10d-20d, 10e-20e, 10f-200 for connecting the EMG acquisition subsystem (30a) to a pair of electrodes attached to a patient's skin, such that each unit receives the surface EMG signals of a specific muscle group of the patient; and,a actuator (60a) for providing haptic stimulus to said muscle group;a muscular activity pattern recognition and feedback subsystem (200, 500); the device further comprising: a wearable garment (300, 301, 302) with a central portion (300e) to which the second and fifth units (100b, 100e) are attached parallel to each other; and a set of four straps (300a, 300b, 300c, 300d) to which ends are attached the first, third, fourth and sixth units (100a, 100c, 100d, 100f) at 45°, 135°, −135° and −45°, respectively, with respect to the second and fifth units (100b, 100e). | 1. A device (1) for the assessment, prevention and treatment of low back pain, comprising: first, second, third, fourth, fifth and sixth units (100a, 100b, 100c, 100d, 100e, 100f, each unit comprising: an EMG acquisition subsystem (30a) for measuring surface electromyography, EMG, signals of a specific muscle group of a patient provided by a pair of electrodes configured to be attached to skin of the patient;connecting means (10a-20a, 10b-20b, 10c-20c, 10d-20d, 10e-20e, 10f-20f) for connecting the EMG acquisition subsystem (30a) to the pair of electrodes so that each unit receives the surface electromyography, EMG, signals of a specific muscle group of the patient;an actuator (60a) for providing haptic stimulus to the specific muscle group of the patient;the device further comprising: an electronic system adapted to capture, amplify, filter and send the surface EMG signals; at least one muscular activity pattern recognition and feedback subsystem (200,500) configured for extracting certain features of the surface EMG signals;extracting certain features of the surface EMG signals;interpreting the surface EMG signals and determining a muscular activity pattern based on the extracted features;determining whether a correction of the muscular activity pattern is needed; if correction is needed, activating the actuators (60a); anda wearable garment (300, 301, 302) comprising:a central portion (300e) to which the second and fifth units (100b, 100e) are attached parallel to each other;a set of four straps (300a, 300b, 300c, 300d) to which the first, third, fourth and sixth units (100a, 100c, 100d, 100f) are attached, the straps having an adjustable length and being arranged relative to each other so that, upon connecting the device to each pair of electrodes:the fourth unit (100d) is set at a position between 40° and 50° with respect to the second and fifth units (100b, 100e);the first unit (100a) is set at a position between 130° and 140° with respect to the second and fifth units (100b, 100e);the third unit (100c) is set at a position between −130° and −140° with respect to the second and fifth units (100b, 100e);the sixth unit (100e) is set at a position between −40° and −50° with respect to the second and fifth units (100b, 100e). 2. The device (1) according to claim 1, wherein the muscular activity pattern recognition and feedback generation subsystem (200) uses a classifying algorithm based on threshold approach, and/or on pattern recognition, and/or on machine learning for deciding whether a correction of the current muscular activity pattern is needed. 3. The device (1) according to claim 1, wherein the haptic stimulus provided by the actuators (60a) is mono-modal or multimodal. 4. The device (1) according to claim 1, wherein the haptic stimulus provided by the actuators (60a) is one or more of: skin stretching, temperature change, vibration, simple touch, pinching of skin hair and electrical stimulation. 5. The device (1) according to claim ... | FUNDACIÓN TECNALIA RESEARCH & INNOVATION | A61B005/04 A61B005/0488 A61B005/00 A61B005/0408 A61B005/0492
US10405782 | B2 | 2019-09-10 | Photoplethysmographic device with mechanically-protected sensor connector | 2016-10-18 | A photoplethysmographic device including at least one laser light source and further including a protective sensor connector that has a protective flap (350), a mechanism (340) for controlling movement of the protective flap, and a plurality of interconnections, at least one of which is an optical connection (240). The movement of the protective flap designed to provide at least a substantially open position and a substantially closed position. | 1. A photoplethysmographic device for use with a patient cable connector, the photoplethysmographic device comprising: a) an electronics module configured to process photoplethysmographic signals to measure and output at least one or more blood analyte levels or one or more physiological parameters;b) the electronics module including a plurality of light sources;c) at least one of the plurality of light sources being a laser;d) at least one of the lasers coupled to an optical light guide that terminates in an optical connection, the optical connection having an end face;e) the electronics module further including a sensor connector comprising a plurality of interconnections, a protective flap, and a mechanism, the plurality of interconnections, the protective flap, and the mechanism disposed within a housing;f) at least one of the plurality of interconnections is the optical connection;g) the mechanism in communication with the protective flap;h) the mechanism configured to control movement of the protective flap;i) movement of the protective flap providing at least a substantially open position and a substantially closed position;j) the protective flap when oriented in the substantially closed position covering at least one of the optical connections;k) the mechanism actuated by insertion or removal of the patient cable connector; andl) the protective flap in the substantially closed position designed to prevent degradation of at least one of the optical connections when a force of less than or equal to 0.25 Newtons is applied to the protective flap in a direction toward the at least one optical connection covered by the protective flap. 2. The apparatus of claim 1 wherein the optical light guide has a core and cladding diameter of less than 300 um. 3. The apparatus of claim 1 wherein the protective flap is electrically insulating. 4. The apparatus of claim 1 wherein the sensor connector is water shedding when the protective flap is in the substantially closed position. 5. The apparatus of claim 1 wherein the protective flap is mechanically forced to the substantially open position by insertion of the patient cable connector and the protective flap is mechanically forced to the substantially closed position by removal of the patient cable connector. 6. The apparatus of claim 1 wherein the protective flap is configured to move to the substantially open position with less than 10 mm of insertion of the patient cable connector. 7. The apparatus of claim 1 wherein the protective flap incorporates a sealing element. 8. The apparatus of claim 1 wherein the protective flap moves along a plane that is substantially parallel to the end face of the optical connection. 9. The apparatus of claim 8 wherein the protective flap incorporates a cleaning element that wipes the end face of the optical connection upon movement of the protective flap. 10. The apparatus of claim 1 wherein the protective flap is moved to the substantially closed position prio... | Kestrel Labs, Inc. | A61B005/1455 A61B005/0205
US10406059 | B2 | 2019-09-10 | Human movement research, therapeutic, and diagnostic devices, methods, and systems | 2015-04-21 | Systems for machine-based rehabilitation of movement disorders including gait therapy applications can apply controlled forces to the pelvis and/or other body parts including knee and ankle joints. Cable-driven systems for gait therapy applications can apply controlled forces to, in respective embodiments, the pelvis and the pelvis, knee and ankle joints. In further embodiments, systems for gait therapy can be treadmill-based or walker-based. In embodiments, a controlled downforce is applied to the hip with augmentation including supportive forces. In further embodiments, the technology is activated through cables that provide support and limb-flexing moments with low inertia and friction resistance. In further embodiments, assistance is configured for gait therapy in children. In still further embodiments, methods of rehabilitation and assist-as-needed (AAN) control of the gait therapy systems facilitate a patient's ability to coordinate movement, control balance, achieve strength, and other beneficial outcomes. | 1. A cable driven exoskeleton system, comprising: one or more motorized drives connected to control tension in a plurality of cables;a shank adapter configured to be positioned on the shank of a leg of a subject, the shank adapter having extensions for attachment of respective ones of the plurality of cables therefrom, the shank adapter extensions holding the cables in a position away from a knee so that the cables are not in contact with the knee or other parts of the leg and such that selective moments are applied to the shank responsively to tension in the respective ones of the plurality of cables;tensions applied to the plurality of cables being determined by a cable tension controller configured to control the one or more motorized drives;a thigh adapter with extensions configured to be positioned on the thigh of the subject, the shank adapter having extensions for attachment of respective ones of the plurality of cables therefrom, the thigh adapter extensions holding the cables in a position away from a knee so that the cables are not in contact with the knee or other parts of the leg and such that selective moments are applied to the thigh responsively to tension applied by the cable tension controller; andtension sensors configured to generate sensor data indicating angles of movement of the thighs and shanks of the subject during walking;wherein the cable tension controller is configured to compute a computed gait trajectory responsive to the sensor data,the cable tension controller being further configured to compare the computed gait trajectory with a predefined trajectory and to calculate command data for commanding selected respective tensions in the plurality of cables responsive to a result of the comparing, andthe cable tension controller being programmed to control the plurality of cables to achieve the selected tension in each cable to generate torques in the shank and thigh toward the predefined trajectory;the tension of the plurality of cables being converted to moments by a joint of the subject without support of an external joint. 2. The system of claim 1, wherein the one or more motorized drives includes motorized winches, each of which controls an angular position of a pulley to control the tension in a respective one of the plurality of cables. 3. The system of claim 2, wherein the motorized winches are attached to a hip adapter that is supported on the hips of the subject, wherein the hip adapter is configured to wrap about the subject hip and waist and close as a belt, wherein the hip adapter is connected to other ones of said cables and said cable tension controller is programmed to apply predefined wrenches to said hip adapter. 4. The system of claim 1, wherein the thigh adapter extensions are configured to permit sliding engagement of ones of the plurality of cables such that tension in the ones generates a moment about said subject joint to flex or extend the knee. 5. A leg manipulation system, comprising: one ... | The Trustees of Columbia University in the City of New York | A61B005/00 A61B005/11 A61B005/22 A61H001/02 A61H003/00
US10424225 | B2 | 2019-09-24 | Method for ultrasound training with a pressure sensing array | 2017-08-21 | A method for training an ultrasound user with a hand-held device having one or more first sensors to detect angular orientation of the device in one or more dimensions, and at least one two-dimensional surface device having one or more second sensors to detect translational position of the hand-held device in one or more directions, which communicates the angular orientation data from the hand-held device and the translational position data from the at least one surface device to a computer to display a virtual environment with a virtual hand-held device that moves in correlation with the hand-held device based on the angular orientation data from the hand-held device and the translational position data from the at least one surface device. | 1. A method for ultrasound training, comprising: a. providing a scanning probe having sensors to collect angular orientation data of the scanning probe in three dimensions;b. providing a pressure sensing array having sensors to collect compression data on the pressure sensing array applied by the scanning probe;c. providing a scanning pad upon which the pressure sensing array is mounted; andd. providing a skin simulator to place on top of the pressure sensing array to mimic a human subject,e. wherein the angular orientation data from the scanning probe and the compression data from the pressure sensing array are transmitted to a computer,f. wherein the computer is configured to calculate translational position of the scanning probe on the pressure sensing array based on the compression data, wherein the compression data is used to generate a pressure distribution plot identifying a center of pressure of a force applied by the scanning probe on the pressure sensing array, wherein the center of pressure is used to determine the translational position of the scanning probe,g. wherein the computer is configured to calculate angular orientation of the scanning probe based on the angular orientation data,h. wherein the computer is configured to calculate an offset between the center of pressure and a center of gravity of the scanning probe to differentiate between changes in angular orientation and translational movement of the scanning probe, andi. wherein the computer is configured to create a virtual environment displaying a virtual scanning probe and a virtual body, wherein movement of the virtual scanning probe along the virtual body correlates with movement of the scanning probe along the pressure sensing array. 2. A method for ultrasound training, comprising: a. providing a scanning probe having sensors to collect angular orientation data of the scanning probe in three dimensions; andb. providing a pressure sensing array having sensors to collect compression data on the pressure sensing array applied by the scanning probe,c. wherein the angular orientation data from the scanning probe and the compression data from the pressure sensing array are transmitted to a computer,d. wherein the computer is configured to calculate a translational position of the scanning probe on the pressure sensing array based on the compression data,e. wherein the computer is configured to calculate an angular orientation of the scanning probe based on the angular orientation data, andf. wherein the computer is configured to create a virtual environment displaying a virtual scanning probe and a virtual body, wherein movement of the virtual scanning probe along the virtual body correlates with movement of the scanning probe along the pressure sensing array,g. wherein the compression data is used to generate a pressure distribution plot identifying a center of pressure of the scanning probe on the pressure sensing array, wherein the center of pressure is used to determin... | SONOSIM, INC. | G09B023/28 G06F003/041 A61B008/00 A61B005/06 G06F003/0346 A61B005/00
US10398293 | B2 | 2019-09-03 | Optogenetic tool for multiple and independently addressing of patterned optical windows | 2014-07-16 | A multi-point light-delivering device, comprising a waveguide carrying light along a longitudinal axis and including multiple optical windows, through which the carried light is out-coupled from the waveguide. The waveguide comprises a tapered region along which the optical windows are distributed, wherein each optical window out-couples a specific subset of propagating modes of the carried light, to which the optical window is matched. | 1. A multi-point light-delivering device, comprising a waveguide carrying light along a longitudinal axis and including multiple optical windows, through which the carried light is out-coupled from the waveguide; wherein said waveguide comprises a tapered region along which said optical windows are distributed, said tapered region comprising a tapered side surface, said multiple optical windows including a plurality of optical windows formed on said tapered side surface, wherein each optical window out-couples a specific subset of propagating modes of the carried light, to which said optical window is matched. 2. A device according to claim 1, wherein said multiple optical windows further include an optical window formed on a tip of the tapered region of the waveguide. 3. A device according to claim 1, wherein at least one of said optical windows is configured as a reservoir for containing a medical compound, said medical compound being optically deliverable by means of the light that is out-coupled by the optical window. 4. A device according to claim 1, wherein said waveguide is a single optical fiber. 5. A device according to claim 1, said device being provided for illuminating an optical sensitive material or environment, and being associated to an electrode array coupled to the waveguide for recording electric signals from the illuminated material or environment. 6. A device according to claim 5, wherein said electrode array is arranged on said tapered side surface of said tapered region. 7. A device according to claim 1, wherein said device is a neuronal interface tool implantable in a neuronal tissue. 8. A device according to claim 1, wherein said device is an optogenetic device implantable in a tissue or biological system sensible to light. 9. A device according to claim 1, wherein said device is a device for endoscopy or laser-based surgery. 10. A device according to claim 1, wherein said tapered region has a taper angle between 1° and 10°. 11. A device according to claim 10, wherein said tapered region has a taper angle between 3° and 6°. 12. A multi-point light-delivering device, comprising a waveguide carrying light along a longitudinal axis and including multiple optical windows, through which the carried light is out-coupled from the waveguide; wherein said waveguide comprises a tapered region along which said optical windows are distributed, said tapered region comprising a tapered side surface and a tip, said optical windows including at least one optical window formed on said tapered side surface and a single optical window formed on said tip, wherein each optical window out-couples a specific subset of propagating modes of the carried light, to which said optical window is matched. | Fondazione Istituto Italiano di Tecnologia President and Fellows of Harvard College | A61B001/07 A61B005/00 G02B006/26 A61B018/22 A61N005/06 G02B006/14
US10398907 | B2 | 2019-09-03 | Method and apparatus for providing transcranial magnetic stimulation (TMS) to an individual | 2014-08-15 | Apparatus for applying Transcranial Magnetic Stimulation (TMS) to an individual, wherein the apparatus comprises: a head mount for disposition on the head of an individual; and a plurality of magnet assemblies for releasable mounting on the head mount, wherein each of the magnet assemblies comprises a permanent magnet, and at least one of (i) a movement mechanism for moving the permanent magnet and/or (ii) a magnetic shield shutter mechanism, for selectively providing a rapidly changing magnetic field capable of inducing weak electric currents in the brain of an individual so as to modify the natural electrical activity of the brain of the individual; wherein the number of magnet assemblies mounted on the head mount, their individual positioning on the head mount, and their selective provision of a rapidly changing magnetic field is selected so as to allow the spatial, strength and temporal characteristics of the magnetic field to be custom tailored for each individual, whereby to provide individual-specific TMS therapy, to assist in diagnosis or to map out brain function in neuroscience research. | 1. Apparatus for applying Transcranial Magnetic Stimulation (TMS) to an individual, wherein the apparatus comprises: a head mount for disposition on a head of an individual; anda plurality of magnet assemblies for releasable mounting on the head mount, wherein each of the magnet assemblies comprises a permanent magnet, a movement mechanism for moving the permanent magnet and a magnetic shield shutter mechanism including a plate formed of a magnetic shielding material selectively positionable by a shield movement mechanism between the permanent magnet and the brain of the individual, the magnetic assemblies capable of inducing weak electric currents in the brain of an individual so as to modify the natural electrical activity of the brain of the individual;wherein the number of magnet assemblies mounted on the head mount, their individual positioning on the head mount, and their selective provision of a rapidly changing magnetic field is selected so as to allow the spatial, strength and temporal characteristics of the magnetic field to be custom tailored for each individual, whereby to provide individual-specific TMS therapy, to assist in diagnosis or to map out brain function in neuroscience research. 2. Apparatus according to claim 1 wherein the permanent magnet, and at least one of the movement mechanism for moving the permanent magnet and/or the magnetic shield shutter mechanism, are configured as a unit. 3. Apparatus according to claim 2 wherein the permanent magnet, and at least one of the movement mechanism for moving the permanent magnet and/or the magnetic shield shutter mechanism, are contained in a housing. 4. Apparatus according to claim 1 wherein the plate formed of the magnetic shielding material comprises a disc formed out of a magnetic shielding material. 5. Apparatus according to claim 4 wherein the disc comprises an opening. 6. Apparatus according to claim 5 wherein the opening comprises a circular opening. 7. Apparatus according to claim 5 wherein the opening comprises a slot. 8. Apparatus according to claim 4 wherein the disc is mounted to the shaft of a motor. 9. Apparatus according to claim 1 wherein the magnetic shielding material has a magnetic permeability and/or saturation that may be selectively modulated. 10. Apparatus according to claim 9 wherein the magnetic permeability and/or saturation of the magnetic shielding material is selectively modulated using an electrically-triggered mechanism. 11. Apparatus according to claim 1 wherein each of the magnet assemblies is configured to provide a rapidly changing magnetic field of at least 500-600 Tesla/second. 12. Apparatus according to claim 1 wherein the head mount comprises a skull cap. 13. Apparatus according to claim 1 wherein the magnet assemblies are secured to the head mount using a hook-and-loop fastener. 14. Apparatus according to claim 13 wherein the hook-and-loop fastener comprises a fastener base disposed on the head mount and a fastener connect disp... | THE METHODIST HOSPITAL CORNELL UNIVERSITY | A61N002/00 A61N002/12 A61B005/0476 A61B005/05 A61B005/00 A61N002/06
US10398316 | B1 | 2019-09-03 | Method and apparatus for determining physiological characteristics of experimental animals based upon infrared and visible light images | 2016-09-30 | A method for determining at least one physiological characteristic of at least one experimental animal in a cage is disclosed. The method may include capturing at least one infrared image of the at least one experimental animal in a band of infrared radiation that is within the range of from about 3 μm to about 14 μm in wavelength and capturing at least one visible image of the at least one experimental animal. The method may further include correlating the at least one image and the at least one visible light image and determining the at least one physiological characteristic of the at least one experimental animal based at least in part on the correlation. An apparatus to determine at least one physiological characteristic of at least one experimental animal is also disclosed. | 1. A method for determining at least one physiological characteristic of at least one experimental animal in a cage, the method comprising: capturing at least one infrared image of at least one experimental animal in a band of infrared radiation that is within the range of from about 3 μm to about 14 μm in wavelength;capturing at least one visible image of the at least one experimental animal;correlating the at least one infrared image and the at least one visible light image; anddetermining the at least one physiological characteristic of the at least one experimental animal based at least in part on the correlation. 2. The method of claim 1, wherein: capturing at least one infrared image comprises capturing multiple video frames that depict temperatures of the at least one experimental animal; andcapturing at least one visible image of the at least one experimental animal comprises capturing multiple video frames that depict visible light. 3. The method of claim 1, wherein the at least one experimental animal comprises a rodent. 4. The method of claim 1, wherein capturing the at least one infrared image and capturing the at least one visible image occur within 0.1 seconds of each other. 5. The method of claim 1, wherein correlating the at least one infrared image and the at least one visible light image further comprises: determining a position of at least one part of the at least one experimental animal in the at least one visible light image; anddetermining a part temperature of the at least one part of the at least one experimental animal based on data from the at least one infrared image. 6. The method of claim 1, wherein determining the at least one physiological characteristic comprises assessing a degree of hair loss of the at least one experimental animal. 7. The method of claim 5, wherein determining the at least one physiological characteristic comprises assessing a degree of tumor vascularization at the at least one part of the at least one experimental animal. 8. The method of claim 5, wherein determining the at least one physiological characteristic comprises assessing a degree of brown adipose tissue thermogenesis occurrence at the at least one part of the at least one experimental animal. 9. The method of claim 5, wherein determining the at least one physiological characteristic comprises determining a core temperature of the at least one experimental animal. 10. The method of claim 5, wherein determining the part temperature further comprises using a thermal reference captured in the at least one infrared image to calibrate a temperature scale of the at least one infrared image. 11. The method of claim 5, wherein determining the part temperature further comprises adjusting a temperature provided in the at least one infrared image based on at least one of a distance of the position from a camera that captured at least one infrared image and an angle of the at least one part of the experimental animal with respect to the... | Vium, Inc. | A61B005/117 A61B005/01 G06T007/00 H04N005/33 H04N005/247 A61B005/00 A61B005/02
US10413252 | B2 | 2019-09-17 | Medical image display apparatus and medical image management system | 2017-04-20 | According to one embodiment, a medical image display apparatus comprises reception circuitry, a storage, and control circuitry. The reception circuitry configured to receive at least one medical images imaged by a medical imaging apparatus, and first progress information indicating that image inspection for the at least one medical images is in progress in a medical image inspection apparatus, and receive second progress information indicating completion of the image inspection for the at least one medical images. The storage configured to store the at least one medical images and the first progress information. The control circuitry configured to update the stored first progress information to the second progress information, if the second progress information is received. | 1. A medical image display apparatus for image interpretation comprising: reception circuitry configured to receive a plurality of medical images imaged by a medical imaging apparatus before performing image inspection corresponding to an operation to confirm whether the medical images are available for the image interpretation,receive first progress information corresponding to each of the medical images, the first progress information indicating that image inspection for each of the medical images is in progress in a medical image inspection apparatus, andreceive second progress information corresponding to each of the medical images, the second progress information indicating completion of the image inspection for each of the medical images;a storage configured to store the medical images and the first progress information;control circuitry configured to update, if the second progress information is received, the stored first progress information to the received second progress information regarding each of the medical images corresponding to the received second progress information,perform, if the first progress information is updated to the second progress information, a predetermined process for a medical image corresponding to the updated second progress information among the medical images in accordance with a result of the image inspection, andcontrol a display to display the medical image determined to be suitable for image interpretation in the medical image inspection apparatus among the medical images stored in the storage; andnot display the medical image determined to be unsuitable for image interpretation in the medical image inspection apparatus among the medical images stored in the storage; andthe display configured to display only the medical image suitable for image interpretation. 2. The medical image display apparatus according to claim 1, wherein the control circuitry adds first additional information to the medical image determined to be unsuitable for image interpretation, and adds second additional information to the medical image determined to be suitable for image interpretation, andwherein the medical image to which the first additional information is added is unsuitable for image interpretation, and the medical image to which the second additional information is added is suitable for image interpretation. 3. The medical image display apparatus according to claim 2, wherein the control circuitry deletes the medical image determined to be unsuitable for image interpretation stored in the storage. 4. The medical image display apparatus according to claim 1, wherein the control circuitry controls the display to display second display information with the medical image determined to be suitable for image interpretation, andwherein the medical image displayed on the display with the second display information is suitable for image interpretation. 5. A medical image management system comprising a medical image processi... | Canon Medical Systems Corporation | A61B005/00 G06T007/00 G06T011/00 G06T011/60
US10413221 | B2 | 2019-09-17 | Composite membrane, biosensor, and preparation methods thereof | 2016-10-28 | A composite membrane, a biosensor, and preparation methods thereof are disclosed. In the preparation process, a moldable and plastic material is used as a carrier; after a dispersion liquid of a nanocarbon material wets the carrier, by means of multiple stretching and folding processes, the nanocarbon material is uniformly distributed and arranged regularly inside the entire plastic material in a stretching strain direction. The prepared composite membrane is elastic, attachable, and cost-efficient, and may detect strains as high as 530%. The composite membrane further has high sensitivity and high durability, and may be effectively applied to a biosensor for monitoring motion and humidity. | 1. A method for preparing a composite membrane, comprising the following steps: S1, preparing a nanocarbon material into a 0.5 to 20 wt % nanocarbon material dispersion liquid, wherein the nanocarbon material is a carbon nanotube or graphene; S2, preparing a moldable and plastic material; S3, wetting the plastic material by using the nanocarbon material dispersion liquid, stretching the plastic material along a first direction, and then folding the plastic material towards a second direction, wherein the second direction is opposite to the first direction, and repeating the stretching and folding process for 500 to 1,000 times; and S4, drying the plastic material processed in step S3 at a temperature ranging from 20 to 35° C., so as to prepare a composite membrane compounded by the plastic material and the nanocarbon material. 2. The method for preparing a composite membrane according to claim 1, wherein, in step S2, a chewed chewing gum is washed and air-dried as the plastic material; in step S3, the chewing gum is wetted by using the nanocarbon material dispersion liquid; the chewing gum is stretched along the first direction, and then is folded towards the second direction, wherein the second direction is opposite to the first direction; and the stretching and folding process is repeated for 500 to 1,000 times. 3. The method for preparing a composite membrane according to claim 2, wherein, in step S2, the chewing gum is positioned in a mixed solution prepared by ethanol and distilled water and is shaken for 10 to 14 h for washing, and then the chewing gum is air-dried at a temperature ranging from 20 to 35° C. 4. The method for preparing a composite membrane according to claim 1, wherein, the nanocarbon material is a carbon nanotube, and weight percentage of the carbon nanotube in the carbon nanotube dispersion liquid is 3.5 wt %-6 wt %. 5. The method for preparing a composite membrane according to claim 1, wherein step S1 is: adding a carbon nanotube solution to a surfactant water solution to obtain a mixed solution, and then performing sonication on the mixed solution to prepare the nanocarbon material dispersion liquid. 6. The method for preparing a composite membrane according to claim 5, wherein, in the sonication, the mixed solution is positioned in an ice-water environment, after 35 to 45 min of sonication, the mixed solution stays in the ice-water environment for 5 to 15 min, and then sonication is performed for 35 to 45 min. 7. The method for preparing a composite membrane according to claim 5, wherein, the surfactant is a block polyether macromolecular surfactant. 8. The method for preparing a composite membrane according to claim 1, wherein, in step S1, the carbon nanotube is one or more of a mixture of a singled-walled carbon nanotube and a multiwalled carbon nanotube. 9. A method for preparing a biosensor, comprising the following steps: P1, preparing a composite membrane according to the preparation method of claim 1; P2,... | SHENZHEN KINGSINO TECHNOLOGY CO., LTD. | B29D099/00 A61B005/113 B29C069/00 B29C053/00 B29C055/00 G01B007/16 B29C053/04 B29C055/04 B29K083/00 B29L031/00 B29K105/16 B29K507/04
US10413364 | B1 | 2019-09-17 | Internal organ localization of a subject for providing assistance during surgery | 2018-08-08 | An apparatus and method for localization of an internal organ of a subject to provide assistance during surgery, includes capture of a sequence of video frames of one or more internal organs in a body of a subject by insertion of an image capture device in a body of the subject. The apparatus further includes circuitry that computes appearance data of an internal organ of interest in a test video frame selected from the captured sequence of video frames. Orientation data of the internal organ of interest is determined within the body of the subject based on a known orientation of the image capture device and a maximum correlation of the test video frame with a specified anatomical template for the internal organ of interest. Supplemental information is generated to localize at least a portion of the internal organ of interest of the subject in the surgery. | 1. An apparatus for providing assistance during surgery, comprising: an image capture device configured to capture a sequence of video frames of one or more internal organs of a subject based on insertion of the image capture device in a body of the subject; andcircuitry communicatively coupled to the image capture device, wherein the circuitry is configured to: generate test data from a test video frame selected from the captured sequence of video frames, wherein the test data comprises a plurality of patches of the test video frame;compute appearance data of an internal organ of interest in the test video frame, based on the generated test data from the test video frame and specified training data for the internal organ of interest;determine orientation data of the internal organ of interest within the body of the subject, based on a known orientation of the image capture device and a maximum correlation of the test video frame with a specified anatomical template for the internal organ of interest; andgenerate, based on the computed appearance data of the internal organ of interest and the determined orientation data of the internal organ of interest, supplemental information for the internal organ of interest in the captured sequence of video frames; andlocalize at least a portion of the internal organ of interest within the body of the subject in the surgery based on the generated supplemental information. 2. The apparatus according to claim 1, wherein the internal organ of interest is an abdominal organ. 3. The apparatus according to claim 1, wherein the circuitry is further configured to: receive the captured sequence of video frames of the one or more internal organs of the subject; andselect the test video frame from the received sequence of video frames based on an area occupied by the internal organ of interest in the test video frame, wherein the area occupied by the internal organ of interest in the test video frame is greater than a threshold area. 4. The apparatus according to claim 1, wherein the circuitry is further configured to extract a set of training patches from the specified training data by a random sampling technique based on the selected test video frame, wherein the circuitry is further configured to utilize the selected set of training patches for estimation of the appearance data. 5. The apparatus according to claim 4, wherein the random sampling technique is a Monte Carlo sampling. 6. The apparatus according to claim 4, wherein the circuitry is further configured to compute a color likelihood of a portion of the test video frame that includes the internal organ of interest based on a comparison of a color component of the portion of the test video frame with a color component in the extracted set of training patches of the specified training data. 7. The apparatus according to claim 6, wherein the circuitry is further configured to compute a texture likelihood of the portion of the test video frame that includ... | SONY CORPORATION | G06K009/00 A61B034/10 G06K009/62 G06T007/90 G06T007/40 G06T019/20 H04N005/445 A61B001/313 A61B001/04 A61B005/00 A61B034/20 G06T007/73 A61B090/00
US10398375 | B2 | 2019-09-03 | Wearable device and physiological information monitoring system and method | 2015-12-17 | The invention provides a wearable device, a physiological information monitoring system and a physiological information monitoring method. The wearable device includes a device body, a measurement circuit, and a measurement trigger interface. The measurement circuit is disposed on the device body and adapted to perform a physiological information measurement operation to measure a physiological signal and generate physiological information accordingly. The measurement trigger interface is triggered to generate a measurement trigger signal. The measurement circuit performs the physiological information measurement operation in response to the measurement trigger signal. | 1. A wearable device configured to be worn as a wristband device, comprising: a watch band; anda watch body physically connecting to the watch band and comprising: a measurement circuit disposed within the watch body and comprising: two electrocardiography (ECG) electrodes extending from the watch body to detect an ECG signal; anda signal processing circuit disposed within the watch body and electrically connecting to the ECG electrodes and configured to detect, through the ECG electrodes, a physiological signal to generate physiological information accordingly; anda measurement trigger interface disposed within the watch body through which a user generates a measurement trigger signal which triggers the measurement circuit to measure the physiological information, wherein the measurement circuit is configured to measure a first physiological information in response to the measurement time reaching a first predetermined interval value, measure a second physiological information in response to receiving the measurement trigger signal, skip measuring a third physiological information in response to receiving the measurement trigger signal as the measurement time reaching a second predetermined interval value, and measure a fourth physiological information in response to the measurement time reaching the third predetermined interval value, wherein the first, second, and third predetermined interval value have the same duration. 2. The wearable device as claimed in claim 1, wherein the measurement circuit resets the measurement time and trigger information when the counted measurement time reaches the first predetermined interval value. 3. The wearable device as claimed in claim 1, wherein the measurement circuit resets the measurement time when receiving the measurement trigger signal. 4. The wearable device as claimed in claim 1, wherein the measurement trigger interface is disposed on the device body as a physical button or a virtual button. 5. The wearable device as claimed in claim 1, further comprising: a transmission interface circuit, disposed on the watch device body, coupled to the measurement circuit, and adapted to provide a wired transmission interface or a wireless transmission interface. 6. The wearable device as claimed in claim 5, wherein the transmission interface circuit receives the measurement trigger signal through the wired transmission interface or the wireless transmission interface and triggers the measurement circuit to measure the physiological information, or the transmission interface circuit sends the physiological information measured by the measurement circuit through the wired transmission interface or the wireless transmission interface. 7. A physiological information monitoring system, comprising: a wearable device configured to be worn as a wristband device, comprising: a watch band; anda watch body physically connecting to the watch band and comprising: a measurement circuit disposed within the watch body a... | HTC Corporation | A61B005/00 A61B005/0205
US10417775 | B2 | 2019-09-17 | Method for implementing human skeleton tracking system based on depth data | 2017-08-11 | The present invention relates to a method for implementing a human skeleton tracking system based on depth data, specifically applied to a human skeleton tracking system based on depth data which is composed of a data acquisition unit, a limb segmentation unit, a skeleton point unit, and a tracking display unit. The units are in a relationship of sequential invocation. The limb segmentation unit uses scene depth data obtained after processing by the data acquisition unit to perform limb segmentation. The skeleton point unit uses the result obtained after segmentation by the limb segmentation unit to compute specific positions of respective skeleton points of a limb. The tracking display unit uses the positions of the skeleton points computed by the skeleton point unit to establish a skeleton model of the human body and perform tracking display. | 1. A method for implementing a human skeleton tracking system based on depth data, the method is applied to a human skeleton tracking system based on depth data which is composed of a data acquisition unit, a limb segmentation unit, a skeleton point unit, and a tracking display unit, the units are in a relationship of sequential invocation, the limb segmentation unit uses scene depth data obtained after processing by the data acquisition unit to perform limb segmentation, the skeleton point unit uses the result obtained after segmentation by the limb segmentation unit to compute specific positions of respective skeleton points of a limb, the tracking display unit uses the positions of the skeleton points computed by the skeleton point unit to establish a skeleton model of the human body and perform tracking display, wherein the method comprises: Step 1: acquiring depth data of a human body by a depth sensor;Step 2: voxelizing the acquired depth data and performing downsampling;Step 3: removing a background and separating a human body from a scene;Step 4: selecting a proper proportion to establish a bounding box in the human body while ensuring that two vertices at the top of the bounding box are located within the human body region;Step 5: distinguishing a head, a left hand, a right hand, and two feet of the human body by using the bounding box;Step 6: using a seed point growing algorithm to calculate depth information of a maximum block in the bounding box to serve as an average depth value of the entire bounding box, marking the hands in the bounding box using the average depth value, and setting the remaining human body parts to a background color;Step 7: performing further region growing of seed points, isolating the hands from the head by a method of establishing shoulder circular bounding boxes, and setting other portions of the human body to a background color using the same method, leaving only the head and the two hands;Step 8: computing a center of mass of each small block obtained by segmenting the hand and respectively setting all small blocks in a region 1 and a region 2 to a same color using the centers of mass;Step 9: establishing a region 3 and a region 4 from a vertex 1 and a vertex 2 and associating shoulders with the respective left and right hands;Step 10: establishing a search region 5 below the shoulders and associating a small block obtained through segmentation with a big block which has the closest relation to the small block;Step 11: finding a head region by using the depth information and setting the head region to a fixed color;Step 12: dividing an image into a left region and a right region by making a centerline of the bounding box and distinguishing between the left hand and the right hand by using respective percentages of the left hand in the left region and the right hand in the right region;Step 13: calculating limb means of the left hand and the right hand as elbow joints of the left hand and the right hand res... | Nanjing Huajie IMI Technology Co., LTD. | G06K009/00 G06T007/246 G06T007/194 G06T007/11 A61B005/11 G06T003/40
US10410740 | B2 | 2019-09-10 | Means and method for improved glycemic control for diabetic patients | 2018-09-18 | A glycemic control system includes a physician processor, remote processor, and a portable telephone having a data input mechanism, a display, and an internal processor for bi-directional communication with the physician's processor and the remote processor. A patient inputs data to the internal processor responsive to input from the physician's processor and then transmits the information to the remote processor where an optimized number of units to be administered is sent back and displayed on the portable telephone. | 1. A method comprising: obtaining, by data processing hardware, an insulin sensitivity factor for a patient and a target blood glucose range defined by upper and lower blood glucose limits for the patient from memory hardware in communication with the data processing hardware;receiving, at data processing hardware, a current blood glucose measurement of the patient and a current exercise parameter for the patient during a time period of the current blood glucose measurement from a user device controlled by the patient and in communication with the data processing hardware, wherein the user device: receives, in a user interface executing on the user device, an input from the patient for the current exercise parameter; andtransmits the current blood glucose measurement of the patient and the current exercise parameter for the patient to the data processing hardware;determining, by the data processing hardware, whether the current blood glucose measurement is less than the midpoint of the target blood glucose range for the patient;when the current blood glucose measurement is less than the midpoint of the target blood glucose range for the patient: determining, by the data processing hardware, carbohydrate intake instructions including a predetermined number of carbohydrates for the patient to ingest based on the exercise parameter; andtransmitting the carbohydrate intake instructions to the user device, the carbohydrate intake instructions when received by the user device, causing the user interface executing on the user device to display the predetermined number of carbohydrates for the patient to ingest; andwhen the current blood glucose measurement exceeds the midpoint of the target blood glucose range for the patient: determining, by the data processing hardware, independent of the exercise parameter, a correction dose based on a function of the current blood glucose measurement, the midpoint of the target blood glucose range and the insulin sensitivity factor; andtransmitting the correction dose from the data processing hardware to the user device, the correction dose, when received by the user device, causing the user interface executing on the user device to display the correction dose. 2. The method of claim 1, wherein the exercise parameter comprises a duration and/or severity of an exercise planned by the patient or recently completed by the patient. 3. The method of claim 2, wherein determining the carbohydrate intake instructions including the predetermined number of carbohydrates comprises determining the predetermined number of carbohydrates for the patient to ingest based on the duration of the exercise. 4. The method of claim 2, wherein determining the carbohydrate intake instructions including the predetermined number of carbohydrates comprises determining the predetermined number of carbohydrates for the patient to ingest based on the severity of the exercise. 5. The method of claim 2, wherein determining the carbohydrate inta... | Aseko, Inc. | G16H010/40 G16H050/30 G16H020/60 G06Q050/22 G06F019/00 G16H050/20 A61B005/145 A61M005/172 A61B005/00 A61B005/11 G16H020/17 G16H080/00 G16H040/67 G06F003/0484
US10420387 | B2 | 2019-09-24 | Exercise performance monitoring apparatus | 2017-09-29 | The exercise performance monitoring apparatus consists of gloves and shoes that have embedded pressure sensor arrays to measure pressure applied to them during exercise. The gloves and shoes send the pressure data using wireless RF transmitters to a central display control unit located on each glove. The gloves have color LED strips which change color depending on whether the gloves or shoes are measuring equal pressures. The glove displays the state of balance between the glove and shoe pressures using separate LED displays on each glove. The pressure balance is adjustable as well as the selection of colors to display. The user can at a glance see if he or she is in balance when performing the specific exercise by observing the color shown on the glove display. The glove display for either glove or shoe pressure will flash the color representing unbalanced pressures if the pressures are unbalanced on the glove having the highest or lowest pressure depending on user preference. A steady color is shown when the pressure is balanced and then changes color as soon as the pressures become unbalanced. A wireless enabled device such as a smart phone can also be used to monitor the exercise in lieu of using the glove LED display. | 1. An apparatus for exercise performance monitoring comprising: a pair of pressure sensing shoes, comprising a first shoe and a second shoe, wherein the first shoe has a first plurality of embedded pressure sensors wired to a first embedded shoe mounted electronic module; andthe second shoe has a second plurality of embedded pressure sensors wired to a second embedded shoe mounted electronic module;a pair of pressure sensing gloves, comprising a first glove and a second glove; wherein the first glove has a third plurality of embedded pressure sensors wired to a first primary embedded electronic module, and a first plurality of embedded color LED displays, wherein each LED display is wired to a first secondary embedded electronic module, andthe second glove has a fourth plurality of embedded pressure sensors wired to a second primary embedded electronic module, and a second plurality of embedded color LED displays, wherein each of the second plurality of LED displays is wired to a second secondary embedded electronic module;wherein the first, secondary embedded electronic module includes a first processor and a first memory storing a first computer algorithm with instructions for the first processor to convert pressure data input received from said first and second pressure sensing gloves and said first and second pressure sensing shoes into a real time exercise performance monitoring output thereby controlling the first and second plurality of embedded color LED displays to display solid or flashing colors configured to communicate a state of pressure balance or imbalance; andwherein the second, secondary embedded electronic module includes a second processor and a second memory storing a second computer algorithm with instructions for the second processor to convert pressure data input received from said first and second pressure sensing gloves and said first and second pressure sensing shoes into a real time exercise performance monitoring output thereby controlling the first and second plurality of embedded color LED displays to display solid or flashing colors configured to communicate a state of pressure balance or imbalance. 2. The apparatus of claim 1, wherein each of the first and second shoes further comprise: connecting wiring between one of a respective said first and second plurality of pressure sensors and a respective one of said first and second embedded shoe mounted electronic modules, whereinthe respective first and second plurality of pressure sensors are embedded into a respective insole of the first and second shoes. 3. The apparatus of claim 1 wherein each of the first and second embedded shoe mounted electronic module comprises: a printed circuit board comprising a processor, a memory, a power supply, a transmitter/receiver; anda housing to protect the printed circuit board. 4. The apparatus of claim 3 wherein the processor, in said first and second embedded shoe mounted electronic modules, further comprises: a plurality ... | - | A43B003/00 A43B005/00 G01L005/00 A41D019/00 A61B005/00 A61B005/103
US10398368 | B2 | 2019-09-03 | Onboard system, vehicle control device, and program product for vehicle control device | 2015-09-08 | An onboard system equipped to a vehicle includes a vehicle control device controlling a switching of a driving mode of the vehicle between a manual driving and a self-driving, and a brain activity sensor capable of detecting an activated portion of a brain of a driver of the vehicle. The vehicle control device determines whether a degree of uneasiness felt by the driver exceeds a threshold or not based on a detection result detected by the brain activity sensor before the switching of the driving mode. When determining that the degree of uneasiness felt by the driver does not exceed the threshold, the vehicle control device switches the driving mode. When determining that the degree of uneasiness felt by the driver exceeds the threshold, the vehicle control device performs a vehicle control corresponding to the degree of uneasiness felt by the driver. | 1. An onboard system equipped to a vehicle comprising: a vehicle control device controlling a switching of a driving mode of the vehicle between a manual driving and a self-driving; anda brain activity sensor capable of detecting an activated portion of a brain of a driver of the vehicle, whereinthe vehicle control device determines whether a degree of uneasiness felt by the driver exceeds a threshold or not based on a detection result detected by the brain activity sensor before the switching of the driving mode,when determining that the degree of uneasiness felt by the driver does not exceed the threshold, the vehicle control device switches the driving mode,when determining that the degree of uneasiness felt by the driver exceeds the threshold, the vehicle control device performs a vehicle control corresponding to the degree of uneasiness felt by the driver, andwhen determining that the degree of uneasiness felt by the driver exceeds the threshold, the vehicle control device forbids the switching of the driving mode as the vehicle control corresponding to the degree of uneasiness felt by the driver. 2. The onboard system according to claim 1, wherein the vehicle control device includes:a storage unit storing a brain emotion map indicative of a relation between a distribution of the activated portion of the brain of the driver and the degree of uneasiness felt by the driver; anda driving switching unit applying, to the brain emotion map, the distribution of the activated portion of the brain which is generated based on the detection result of the brain activity sensor to specify the degree of uneasiness felt by the driver, and the driving switching unit determines whether the degree of uneasiness that is specified exceeds the threshold or not. 3. The onboard system according to claim 1, wherein, after the driver gives an answer to switch the driving mode from the self-driving to the manual driving in response to an inquiry about the driving mode, the vehicle control device forbids the switching of the driving mode when determining that the degree of uneasiness felt by the driver exceeds the threshold. 4. The onboard system according to claim 1, wherein, after the driver gives an answer not to switch the driving mode from the manual driving to the self-driving in response to an inquiry about the driving mode, the vehicle control device notifies the driver that the manual driving cannot be continued when determining that the degree of uneasiness felt by the driver exceeds the threshold. 5. A vehicle control device for controlling a switching of a driving mode of a vehicle between a manual driving and a self-driving, the vehicle control device comprising: a determination unit determining whether a degree of uneasiness felt by a driver of the vehicle exceeds a threshold or not based on a detection result of a brain activity sensor, wherein the brain activity sensor is capable of detecting an activated portion of a brain of the driver of the veh... | DENSO CORPORATION | A61B005/18 A61B005/0476 B60W050/10 B60W050/14 B60W030/182 B60W040/08 A61B005/00 B60W050/00
US10398341 | B2 | 2019-09-03 | Magnetic gradiometer element and magnetic gradiometer | 2016-10-07 | The gradiometers of the present invention are developed by applying GSR sensors to have the detectability of magnetic field same to that of SQUID without a cryogenic temperature retainer. Plural GSR elements are fitted on two parallel convex line guides of the gradiometer board using two parallel concave line guides of the GSR element board to keep the parallel among wires direction of GSR elements perfectly and to cancel the outside magnetic field noise without a magnetic shield room. | 1. A parallel type gradiometer element to detect a magnetic field gradient of a first axis magnetic field toward a first axis direction, comprising: a board with two convex line-shape guides stretched along the first axis;a plurality of micro coil elements including magnetic wires, the plurality of micro coils wound around the magnetic wires, two coil terminals for detecting coil voltage, two wire terminals for conducting current through wires and two concave line-shape guides in parallel each other;an electric circuit processing an output signal of GSR elements; anda plurality of electrodes connecting to an outside circuit; wherein the micro coil elements are fitted on the board using both of the convex line-shape guides of the boards and the concave line-shape guides of the elements to keep parallel lines between the wires of the micro coil elements with a side error of less than ±1 μm and an angle error of less than ±0.01 degree against the first axis direction. 2. The parallel type gradiometer element of claim 1, wherein the plurality of micro coil elements provide the wire with a circular spin aliment domain on the surface and an anisotropy field of less than 10 G and is operated by a pulse current frequency of 0.5 GHz to 4.0 GHz and a current strength needed to generate a circular magnetic field 1.5 times larger than the anisotropy field on the wire surface. 3. The parallel type gradiometer element of claim 1, wherein the board includes a plurality of rectangular parallelepiped shaped stoppers stretched along a second direction to keep distances of the micro coil elements from the living body side end to an accuracy of less than ±1 μm. 4. A gradiometer, comprising; a plurality of gradiometer elements according to claim 1;an electric circuit for processing an output signal of a plurality of GSR elements; anda CPU existing outside of a board. 5. A vertical type gradiometer element to detect a magnetic field gradient of a second axis magnetic field toward a first axis direction, comprising a board with two convex line-shape guides stretched along the first axis;plural micro coil elements including magnetic wires, micro coils wound around the wires, two terminals for detecting coil voltage, two terminals for conducting current through wires and two concave line-shape guides stretched vertically in the wire direction in parallel with each other;an electric circuit processing an output signal of GSR elements; andelectrodes connecting to an outside circuit; wherein the micro coil elements are fitted on the board using both of the convex line-shape guides of the boards and the concave line-shape guides of the elements to keep parallel lines between the wires of the plural micro coil elements with a side error of less than ±1 μm and an angle error of less than ±0.01 degree against the first axis direction. 6. The vertical type gradiometer element of claim 5, wherein the micro coil element provides the wire with a circular spin aliment domain on... | MAGNEDESIGN CORPORATION | A61B005/05 G01R033/022 A61B005/04
US10405768 | B2 | 2019-09-10 | Wearable ambulatory medical device with multiple sensing electrodes | 2018-02-20 | An ambulatory medical device including a plurality of electrodes configured to be disposed at spaced apart positions about a patient's body, an electrode signal acquisition circuit, and a monitoring circuit. The acquisition circuit has a plurality of inputs each electrically coupled to a respective electrode of the plurality of electrodes and is configured to sense a respective signal provided by a plurality of different pairings of the plurality of electrodes. The monitoring circuit is electrically coupled to an output of the acquisition circuit and is configured to analyze the respective signal provided by each of the plurality of different pairings and to instruct the acquisition circuit to select at least one of the plurality of different pairings to monitor based on at least one of the quality of the respective signal, a phase difference between the respective signal and that of other pairings, a position of electrodes relative to the patient's body, and other criteria. | 1. A wearable monitoring device, comprising: at least two ECG channels corresponding to different pairings of a plurality of ECG sensing electrodes, wherein the plurality of ECG sensing electrodes are configured to be disposed at spaced apart positions about a body of a patient;at least one activity sensor configured to monitor a physical activity of the patient;an electrode signal acquisition circuit configured to be electrically coupled to the plurality of ECG sensing electrodes of the at least two ECG channels and configured to sense respective signals provided by the at least two ECG channels; anda monitoring and detection circuit electrically coupled to an output of the electrode signal acquisition circuit, the monitoring and detection circuit including at least one processor configured to instruct the electrode signal acquisition circuit to analyze the respective signals provided by the at least two ECG channels,select one or more of the at least two ECG channels to monitor based on analysis of the respective signals provided by the at least two ECG channels and the monitored physical activity of the patient, anddetermine a presence of an arrhythmia condition based on the respective signals from the selected one or more of the at least two ECG channels. 2. The wearable monitoring device of claim 1, wherein at least one of the at least two ECG channels is based on two or more ECG sensing electrodes of the plurality of ECG sensing electrodes that are selected to be paired together to form the at least one of the at least two ECG channels. 3. The wearable monitoring device of claim 1, wherein the plurality of ECG sensing electrodes include at least three ECG sensing electrodes. 4. The wearable monitoring device of claim 1, wherein one or more of the plurality of ECG sensing electrodes comprises adhesive ECG sensing electrodes. 5. The wearable monitoring device of claim 4, wherein the plurality of ECG sensing electrodes are not all located in a common plane. 6. The wearable monitoring device of claim 1, wherein the monitoring and detection circuit is configured to analyze the respective signals provided by each of the at least two ECG channels and to instruct the electrode signal acquisition circuit to select the one or more of the at least two ECG channels to monitor based upon a quality of the respective signals provided by each of the at least two ECG channels. 7. The wearable monitoring device of claim 1, wherein the at least one processor is configured to instruct the electrode signal acquisition circuit to select a different one or more of the at least two ECG channels to monitor in response to a detected event. 8. The wearable monitoring device of claim 7, wherein the detected event is strenuous physical activity of the patient. 9. The wearable monitoring device of claim 7, wherein the detected event is movement of the patient. 10. The wearable monitoring device of claim 7, wherein the detected event is expiration of a determine... | ZOLL Medical Corporation | A61N001/36 A61B005/0468 A61B005/00 A61B005/021 A61B005/0408 A61B005/0452 A61B005/053 A61B005/08 A61B005/11 A61B005/145 A61N001/04 A61N001/39 A61B005/0245 A61B005/04
US10413232 | B2 | 2019-09-17 | Optical transfer diagnosis for detection and monitoring of tissue disorders | 2017-02-10 | Systems and methods for discriminating between malignant and benign pigmented skin lesions based on optical analysis using spatial distribution maps, morphological parameters, and additional diagnostic parameters derived from images of tissue lesions. A handheld optical transfer diagnosis device is disclosed capable of capturing a series of reflectance images of a skin lesion at a variety of angles of illumination and observation. | 1. A method for discriminating between benign and malignant skin lesions, the method comprising the steps of: generating an image of a skin lesion;performing relative reflectance calibration of the image;performing compression of the image;performing zooming of the image to create lesion and surrounding area masks;creating, for each of a plurality of physiological properties and morphological parameters, a spatial distribution map covering the area of the skin lesion from the image of the skin lesion;determining entropy values for each of the spatial distribution maps;determining cross entropy values between pairs of the spatial distribution maps;determining, from image, a plurality of morphological parameters;deriving, from the spatial distribution maps of physiological properties and morphological parameters, a plurality of additional diagnostic parameters;creating one or more diagnostic indices from a weighted sum of the entropy values, the cross entropy values, the plurality of morphological parameters, and the plurality of additional diagnostic parameters, using one or more weight vectors;determining for each of the one or more diagnostic indices, a reliability value for classification as benign and a reliability value for classification as malignant; andclassifying the skin lesion as benign where the reliability value for classification as benign is greater than the reliability value for classification as malignant. 2. The method of claim 1 wherein the plurality of physiological properties and morphological parameters are selected from the group consisting of percentage of hemoglobin concentration; percentage of hemoglobin oxygenation; upper epidermal thickness; lower epidermal thickness; percentage of melanosome concentration in upper epidermis; percentage of melanosome concentration in lower epidermis; and percentage of keratin concentration. 3. The method of claim 1 wherein the morphological parameters are selected from the group consisting of size; histogram width; fractal dimension; moment of inertia; asphericity; center distance; border length; average darkness; area divided by fractal dimension; and border length divided by fractal dimension. 4. The method of claim 1 wherein the additional diagnostic parameters are selected from the group consisting of maximum value of melanin optical depth; architectural disorder; blood filling; angiogenesis; ratio of blood oxygenation in an area surrounding a lesion border; melanin contrast; blood contrast; high spatial Fourier-components of a map of total melanin optical depth over a lesion area; and entropy of contrast of the map of total melanin optical depth over the lesion area. 5. The method of claim 1 wherein the image undergoes relative calibration comprising measuring intensity of each pixel due to backscattering for a corresponding pixel from a target having a Lambert surface. 6. The method of claim 1 wherein the one or more weight vectors are determined using clustering analysis of ... | BALTER MEDICAL, AS. | G06K009/00 A61B005/00 A61B005/107 A61B005/145 A61B005/1455 G06K009/22 G06K009/46 G06K009/54 G06K009/62 G06K009/20 G06K009/52 G06T007/00
US10420529 | B2 | 2019-09-24 | Arrhythmia detection device | 2016-04-08 | An arrhythmia detection device is provided, which includes: a monitoring probe attached to a subject to be examined; a monitoring unit coupled with the monitoring probe; a first displaying unit which displays ECG parameters obtained by the monitoring unit; an ultrasound probe attached onto a body surface of the subject; an ultrasound imaging unit coupled with the ultrasound probe; an arrhythmia triggering unit which triggers the ultrasound imaging unit to scan the heart of the subject when the monitoring unit detects an arrhythmia; and a second displaying unit which displays the images and/or the parameters of the heart obtained by the ultrasound imaging unit. | 1. An arrhythmia detection device, comprising: a monitoring probe configured to be attached to a subject to be examined;monitoring equipment which is coupled with the monitoring probe and obtains ECG parameters of the subject using the monitoring probe;and an ultrasound probe configured to be attached onto a body surface of the subject and provide, without being held by a hand, real-time ultrasound echo signals of a heart of the subject;an ultrasound imaging unit which is coupled with the ultrasound probe;wherein, when the monitoring equipment detects an arrhythmia, the ultrasound imaging unit is configured to control the ultrasound probe to transmit ultrasound waves towards the heart of the subject to scan the heart, receive the ultrasound echo signals, and obtain at least one of images and parameters of the heart based on the ultrasound echo signals;wherein a second alarm is generated when at least one of the images and parameters of the heart obtained by the ultrasound imaging unit satisfy conditions of arrhythmia to confirm the occurrence of the arrhythmia detected by the monitoring equipment; andwherein a third alarm is generated when both the images and the parameters of the heart obtained by the ultrasound imaging unit do not satisfy the conditions of arrhythmia to indicate that the occurrence of the arrhythmia detected by the monitoring equipment is false. 2. The arrhythmia detection device of claim 1, further comprising: a memory which stores at least one of the at least one of the images and the parameters of the heart obtained by the ultrasound imaging unit and the ECG parameters obtained by the monitoring equipment. 3. The arrhythmia detection device of claim 1, wherein a display displays the at least one of the images and parameters of the heart obtained by the ultrasound imaging unit. 4. The arrhythmia detection device of claim 1, wherein the ultrasound imaging unit and the monitoring equipment are integrated into a host. 5. The arrhythmia detection device of claim 1, wherein the ultrasound imaging unit and the monitoring equipment are separate from each other. 6. The arrhythmia detection device of claim 1, wherein the ultrasound imaging unit is directly connected with the monitoring equipment, or is connected with the monitoring equipment through a host. 7. The arrhythmia detection device of claim 1, wherein the ultrasound imaging unit and the monitoring equipment are detachable units which are separate from each other and are connected to a host through interfaces arranged at the host. 8. The arrhythmia detection device of claim 1, a wherein a first alarm is generated when the monitoring equipment detects the arrhythmia. 9. The arrhythmia detection device of claim 8, wherein the second alarm is different from the first alarm, or the second alarm is presented at a different position from the first alarm. 10. The arrhythmia detection device of claim 8, wherein the first alarm is at least one of an audio, a video, a highligh... | SHENZHEN MINDRAY BIO-MEDICAL ELECTRONICS CO., LTD. | A61B008/08 A61B008/00 A61B008/02 A61B005/0464
US10413206 | B2 | 2019-09-17 | Method and device for determining and presenting surface charge and dipole densities on cardiac walls | 2018-06-21 | The invention discloses a method, a system, a computer program and a device for determining the surface charge and/or dipole densities on heart walls. Using the foregoing, a table of dipole densities ν(P′, t) and/or a table of surface charge densities ρ(P′, t) of a given heart chamber can be generated. | 1. A method for generating a map of charge densities across an endocardium of a heart chamber, the method comprising: (i) recording a first set of electric potentials by at least one electrode in contact with a surface of the heart;(ii) recording a second set of electric potentials by at least one electrode not in contact with a surface of the heart;(iii) transforming the first and second sets of electric potentials into a continuum of cellular membrane dipole density data and/or surface charge data using a special purpose computer; and(iv) generating a display of the continuum. 2. The method of claim 1, including performing the recording in step (i) using a plurality of electrodes that includes electrodes arranged in an ellipsoidal geometry. 3. The method of claim 1, including performing the recording in step (i) using a plurality of electrodes that includes electrodes arranged in a spherical geometry. 4. The method of claim 1, including performing the recording in step (ii) using one or more skin electrodes on a thorax. 5. The method of claim 1, including performing step (iii) using a processor executing a set of transformation instructions stored in a computer memory. 6. The method of claim 5, wherein the transformation instructions include rules to employ a boundary element method (BEM) in transforming the electric potential data into cellular membrane dipole density in step (iii). 7. The method of claim 6, including employing the BEM for performing a discretisation of the endocardium. 8. The method of claim 6, wherein the transformation instructions implement rules for transforming measured potentials Ve from the first and/or second sets of electric potentials into surface charge densities ρ according to the following equation:Ve⁡(P)=-14⁢⁢π⁢∫Se⁢ρ⁡(P′)P′-P⁢d⁢⁢σ⁡(P′)wherein: Se=surface of endocardium;P′=integration variable running over an entire cardiac wall; andP=Position of the at least one electrode in contact with a surface of the heart or the at least one electrode not in contact with a surface of the heart. 9. The method of claim 6, wherein the transformation instructions implement rules for transforming measured potentials Ve from the first and/or second sets of electric potentials into dipole densities ν according to the following equation:Ve⁡(P)=14⁢⁢π⁢∫Se⁢υ⁡(P′)⁢∂∂nP′⁢1P-P′⁢⁢d⁢⁢σ⁡(P′)wherein: Se=surface of endocardium;P′=integration variable running over an entire cardiac wall; andP=Position of the at least one electrode in contact with a surface of the heart or the at least one electrode not in contact with a surface of the heart. 10. The method of claim 1, including performing step (iv) using a processor executing a set of map generation instructions stored in a computer memory. 11. The method of claim 1, wherein generating the display of the continuum in step (iv) includes generating a graphical representation of the cellular membrane dipole density data and/or surface charge data in association with a graphical repr... | Christoph Scharf | A61B005/0402 A61B005/044 A61B005/042 A61B005/0464 A61B005/0452 G06F019/00 A61B005/0408 A61B005/0205 A61B005/04 A61B005/0432 A61B005/107 G16H050/50 A61B090/00
US10408741 | B2 | 2019-09-10 | Optical phantom for producing a time-resolved diffuse reflectance spectrum | 2018-05-31 | An optical phantom produces a time-resolved diffuse reflectance spectrum and includes: a light source; a spatial light modulator; and an optical delay line including optical fibers of different length that produce different time-of-flight distributions, such that different time-of-flight distributions are combined and produce phantom light having the time-resolved diffuse reflectance spectrum. | 1. An optical phantom to produce a time-resolved diffuse reflectance spectrum, the optical phantom comprising: a light source that produces a first light;a spatial light modulator comprising a plurality of mirrors arranged in an array, the mirrors being independently controlled to reflect the first light in a plurality of light paths comprising a first light path and a second light path, such that the spatial light modulator: receives the first light over the plurality of mirrors;selectively reflects the first light as filtered light into the light paths such that the first light path includes a first photon flux and the second light path includes a second photon flux, the first photon flux being greater than the second photon flux; andan optical delay line comprising a plurality of optical fibers that comprises a first delay fiber and a second delay fiber, such that: a first optical entrance of the first delay fiber is disposed in the first light path and receives the first photon flux from the spatial light modulator;a second optical entrance of the second delay fiber is disposed in the second light path and receives the second photon flux from the spatial light modulator;the first delay fiber has a first length and produces a first time-of-flight distribution of the first photon flux after propagating through the first delay fiber; andthe second delay fiber has a second length and produces a second time-of-flight distribution of the second photon flux after propagating in the second delay fiber;the first length being different than the second length so that the first time-of-flight distribution is different than the second time-of-flight distribution; anda combination of the first time-of-flight distribution and the second time-of-flight distribution are combined to produce phantom light having the time-resolved diffuse reflectance spectrum. 2. The optical phantom of claim 1, further comprising a telescope interposed between the light source and the spatial light modulator, such that telescope receives the first light from the light source and enlarges a cross-sectional area of the first light to cover a selected portion of the mirrors. 3. The optical phantom of claim 1, further comprising a polarizer interposed between the light source and the spatial light modulator, such that the polarizer receives the first light from the light source and selectively polarizes the first light to be received by the mirrors. 4. The optical phantom of claim 1, further comprising a polarizer interposed between the spatial light modulator and the optical delay line, such that the polarizer receives filtered light from the spatial light modulator and selectively polarizes the filtered light to be received by the optical fibers. 5. The optical phantom of claim 1, further comprising an optical density filter interposed between the spatial light modulator and the optical delay line, such that the optical density filter: receives the filtered light from the spat... | GOVERNMENT OF THE UNITED STATES OF AMERICA, AS REPRESENTED BY THE SECRETARY OF COMMERCE | G01N021/25 G01N021/27 G01N033/49 A61B005/1455 A61B005/00 A61B005/1495
US10420488 | B2 | 2019-09-24 | Diagnostic device | 2011-09-16 | An improved diagnostic analyte monitoring device has partially retractable hollow guide needles for the intradermal placement of diagnostic elements fixedly connected to measuring means within this device obviating the need to remove the guide needle and to connect the diagnostic elements to measuring means after placement into the skin. A flexible surface adhering to the skin serves for the subcutaneous implantation of the diagnostic elements within the guide needles and partial retraction of the guide needles exposes the active surface to body fluid, actuated by means designed for easy handling and safe operation. Concentration-time profiles of endogenous and exogenous analytes measured with the device are used to improve drug treatment modalities on an individualized basis. | 1. A method for exposing an active surface at a tip of a diagnostic element of a dermally affixed sensor device to a body fluid for measurement of a concentration of an analyte, comprising: inserting a hollow all-around closed guide needle of the dermally affixed sensor device into a patient's skin using the dermally affixed sensor device, the hollow guide needle housing the active surface and at least one connection line to control and measuring circuitry of the diagnostic element, and the at least one connection line being fixedly positioned within the dermally affixed sensor device and rigid; andafter insertion of the hollow guide needle, retracting the hollow guide needle only partially into a casing of the dermally affixed sensor device by the hollow guide needle sliding over the at least one connection line to an extent sufficient for exposing the active surface at the tip of the diagnostic element to the body fluid, without a need to temporarily disconnect the at least one connection line between the active surface and the control and measuring circuitry of the diagnostic element. 2. The method according to claim 1, wherein the diagnostic element is a microdialysis system including a pumping system for dialysate and a semi-permeable interface or dialysis membrane as the active surface which is exposed to the body fluid. 3. The method according to claim 1, further comprising analyzing online the concentration of the analyte in a dialysate within the control and measuring circuitry. 4. The method according to claim 1, wherein the active surface includes a sensor. 5. The method according to claim 1, wherein the retracting the hollow guide needle includes sliding the hollow guide needle over the active surface and the at least one connection line that are fixedly positioned within the dermally affixed device. 6. The method according to claim 1, wherein the retracting the hollow guide needle includes at least a portion of the at least one connection line remaining housed in the hollow guide needle after the partial retraction of the hollow guide needle. 7. A dermally affixed sensor device for performing the method according to claim 1, comprising: the casing;an insertion mechanism within the dermally affixed sensor device comprisinga flexible surface attached to the casing configured to secure adherence of the device to the patient's skin via an adhesive layer, the flexible surface including a first position in which the hollow guide needle is concealed by the flexible surface and a second position in which an implantable part of the hollow guide needle is exposed beyond the flexible surface;a rigid structure in the casing that holds the diagnostic element including the active surface, the active surface being connected to the at least one connection line that is between the active surface and the control and measuring circuitry;the hollow guide needle including an all-around around closed wall, wherein the active surface and the at least... | PHARMASENS AG | A61B005/145 A61B005/15 A61B005/151 A61B005/157 A61B005/00 A61M005/172 A61M005/142
US10413204 | B2 | 2019-09-17 | Apparatus and method for brain computer interface | 2016-11-29 | The present disclosure discloses an apparatus for a brain computer interface (BCI) including a feature extraction filter trainer for training a feature extraction filter which minimizes an influence of a background brain wave while maximizing a difference between intended brain waves; and a classifier trainer for training a classifier for classifying the intended brain waves by using a feature vector obtained by filtering the intended brain wave at the feature extraction filter. With the apparatus, only the background brain wave is additionally measured, such that previous intended brain wave data can be reused and the brain wave can be classified more quickly and accurately. | 1. An apparatus for a brain computer interface (BCI), comprising: an electroencephalograph configured to measure brain waves including a background brain wave and intended brain waves; anda processor configured to:train a feature extraction filter which minimizes an influence of the background brain wave while maximizing a difference between intended brain waves,train a classifier for classifying the intended brain waves by using a feature vector obtained by filtering the intended brain waves with the feature extraction filter,calculate a classifier bias by using the feature extraction filter, a current background brain wave and the classifier, andcalibrate the classifier by using the calculated classifier bias,wherein the processor calculates the classifier bias by providing a predicted transition value, which is obtained by orthogonally projecting the current background brain wave to the feature extraction filter, predicted from the feature extraction filter, to the classifier. 2. The apparatus according to claim 1, wherein the processor is further configured to: preprocess the background brain wave and the intended brain waves, andclassify, through the classifier, a certain intended brain wave measured by the electroencephalograph. 3. The apparatus according to claim 1, wherein the feature extraction filter filters at least one of spatial information, frequency information, and temporal information of the measured brain waves. 4. The apparatus according to claim 1, wherein the feature extraction filter filters spatial information, and the feature extraction filter is acquired as follows:maxW{i}⁢(w{i}T⁢C{i}⁢w{i}w{i}T⁢C{i}c⁢w{i})⁢⁢and⁢⁢minw{j}⁢(wiT⁢⁢wj),where i denotes a label, wi denotes the feature extraction filter, C denotes a covariance of the intended brain wave, and Ξ denotes a covariance of the background brain wave. 5. The apparatus according to claim 4, wherein the feature extraction filter is modeled as follows:maxW{i}⁢(w{i}T⁢C{i}⁢w{i}(1-ξ)⁢w{i}T⁢C{i}c⁢w{i}+ξ⁢⁢P⁡(w{i}))⁢⁢with⁢⁢P⁡(w)=wT⁢⁢w,where ξ denotes a predetermined parameter value. 6. The apparatus according to claim 1, wherein the feature extraction filter filters spatiotemporal information, and the feature extraction filter is acquired as follows:maxγ{1,2}⁢(Γ{i}T⁢C^{i}⁢Γ{i}(1-ξ)⁢Γ{i}T⁢C^{i}c⁢Γ{i}+ξ⁢⁢P⁡(Γ{i}))⁢⁢with⁢⁢P⁡(Γ)=ΓT⁢⁢Γ⁢⁢and⁢⁢i∈{1,2},where i denotes a label, Γ{i} denotes the feature extraction filter, {circumflex over (Ξ)} denotes a covariance of the background brain wave, and Ĉ{i} denotes a covariance of the intended brain wave. 7. The apparatus according to claim 1, wherein the processor acquires a difference value between a previous background brain wave and the current background brain wave as follows:S=D~KL⁡(day⁢⁢1,day⁢⁢2)max⁡(D~KL⁡(day⁢⁢1,I),D~KL⁡(day⁢⁢2,I)),where Ξday1 denotes a covariance of the previous background brain wave, Ξday2 denotes a covariance of the current background brain wave, I denotes a unit matrix, and {tilde over (D)}KL denotes a symmetri... | GWANGJU INSTITUTE OF SCIENCE AND TECHNOLOGY | A61B005/04 A61B005/0482 A61B005/00 A61B005/0476 G06F003/01 G06K009/00
US10420470 | B2 | 2019-09-24 | Apparatus and method for detecting biological information | 2016-02-02 | Provided are apparatuses and methods for detecting biological information. An apparatus for detecting biological information may include a biological signal measurement unit having at least two light emission elements having different light emission angles. The at least two light emission elements may include different types of light sources. The at least two light emission elements may include multiple light sources of the same type, and in this case, an optical element configured to adjust a light emission angle of one of the light sources may be provided. The apparatus for detecting biological information may include a biological signal measurement unit including a light emitting unit having variable light emission angle. The apparatus for detecting biological information may further include a data processor configured to extract and analyze biological information of a subject from data measured by the biological signal measurement unit. | 1. An apparatus for detecting biological information, the apparatus comprising: a biological signal measurement unit comprising a light emission portion and a photodetector and configured to measure a biological signal of a subject, the light emission portion comprising at least two light emission elements having at least two different light emission angles, respectively, wherein the photodetector is configured to detect light generated by the light emission portion and modulated by the subject and to generate a plurality of signals based on the detected light, anda data processor configured to extract and analyze the biological information of the subject based on the plurality of signals from the biological signal measurement unit;a direct current (DC) component analysis unit configured to detect a DC level of the biological signal,wherein the at least two light emission elements comprise a first light emission element and a second light emission element, the first light emission element having a first light emission angle smaller than a second light emission angle of the second light emission element, andwherein the data processor is configured to: in response to detection of a low DC level by the DC component analysis unit, select a first signal among the plurality of signals, the first signal being generated by the biological signal measurement unit based on light emitted from the first light emission element,in response to detection of a high DC level by the DC component analysis unit, select a second signal among the plurality of signals, the second signal being generated by the biological signal measurement unit based on light emitted from the second light emission element, andextract and analyze the biological information of the subject by using the selected first signal or the selected second signal. 2. The apparatus of claim 1, wherein the first light emission angle is about 0° to about 90°, and the second light emission angle is about 80° to about 180°. 3. The apparatus of claim 1, wherein the first light emission element comprises a laser diode (LD), and the second light emission element comprises a light emitting diode (LED). 4. The apparatus of claim 1, wherein one of the first light emission element and the second light emission element further comprises an optical element configured to adjust a light emission angle of light transmitted therethrough. 5. The apparatus of claim 4, wherein the optical element comprises at least one of a lens, an optical waveguide, a slit, a concave mirror, and a convex mirror. 6. The apparatus of claim 4, wherein one of the first light emission element and the second light emission element comprises the optical element and the other of the first light emission element and the second light emission element does not comprise the optical element. 7. The apparatus of claim 4, wherein the first light emission element comprises a first optical element, and the second light emission element comprises a... | SAMSUNG ELECTRONICS CO., LTD. | A61B005/024 A61B005/00 A61B005/1455 A61B005/02
US10406356 | B2 | 2019-09-10 | Systems and methods for electrical stimulation of biological systems | 2017-06-30 | Systems and methods for the treatment of gastroesophageal reflux disease (GERD) include at least one electrically stimulating electrode coupled to a pulse generator. Individuals with GERD are treated by implanting a stimulation device within and/or proximate the patient's lower esophageal sphincter, gastric fundus, or other nearby gastrointestinal structures and applying electrical stimulation to the patient's lower esophageal sphincter and/or fundus, in accordance with certain predefined protocols. Electrical stimulation provided by the disclosed systems results in an increase in the length of the high pressure zone of the LES and/or modulation of the receptive relaxation response of the fundus to decrease gastric pressure, creating a longer barrier to the reflux of gastric contents or increasing functional lower esophageal pressure respectively, thereby treating GERD. | 1. A system for increasing a length of a high pressure zone of a lower esophageal sphincter (LES) of a patient, said system comprising: at least one electrically stimulating electrode in electrical communication with the LES and adapted to be located in at least one of the LES, a gastric cardia of the patient, within 3 cm of the LES, or a stomach of the patient;a waveform generator coupled to said at least one electrode; and,a controller configured to control the waveform generator repeatedly generate and apply an electrical pulse train through the at least one electrically stimulating electrode, wherein said electrical pulse train comprises a pulse width having a range of 30 μsec to 5 msec and a pulse amplitude having a range of 2 mAmp to 15 mAmp and wherein values for each of said pulse width and pulse amplitude are selected such that the length of said high pressure zone is increased above a threshold level which reduces at least one of a frequency of occurrence or an intensity of gastroesophageal reflux symptoms in said patient and a maximum pressure of the LES is not increased. 2. The system of claim 1, wherein said at least one electrode is adapted to be located within said LES. 3. The system of claim 1, wherein said at least one electrode is adapted to be located within a gastric cardia of said patient. 4. The system of claim 1, wherein said at least one electrode is adapted to be located in an area within 3 cm of said LES. 5. The system of claim 1, comprising at least two electrodes wherein at least one first electrode is adapted to be located within said LES and at least one second electrode is adapted to be located within a gastric cardia of said patient. 6. The system of claim 1, comprising at least two electrodes wherein at least one first electrode is adapted to be located within said LES and at least one second electrode is adapted to be located in an area within 3 cm of said LES. 7. The system of claim 1, comprising at least two electrodes wherein at least one first electrode is adapted to be located within a gastric cardia of said patient and at least one second electrode is adapted to be located in an area within 3 cm of said LES. 8. The system of claim 1, comprising at least three electrodes wherein at least one first electrode is adapted to be located within said LES, at least one second electrode is adapted to be located within a gastric cardia of said patient, and at least one third electrode is adapted to be located in an area within 3 cm of said LES. 9. The system of claim 1, wherein said high pressure zone has a baseline length prior to stimulation and said threshold level defines a length of said high pressure zone which is at least 10% greater than said baseline length. 10. A system for increasing a length of a high pressure zone of a lower esophageal sphincter (LES) of a patient, said system comprising: at least one electrically stimulating electrode in electrical communication with the LES and adapted to be lo... | EndoStim, Inc. | A61N001/36 A61B005/03 A61B005/145 A61N001/05
US10413355 | B2 | 2019-09-17 | Vacuum coagulation probes | 2011-05-10 | Methods for using a surgical device integrating a suction mechanism with a coagulation mechanism for improving lesion creation capabilities. The device comprises an elongate member having an insulative covering attached about means for coagulating soft tissue with at least one diagnostic element coupled to an energy transfer element of the device. Openings through the covering expose regions of the coagulation-causing elements and are coupled to lumens in the elongate member which are routed to a vacuum source and a fluid source to passively transport fluid along the contacted soft tissue surface in order to push the maximum temperature deeper into tissue. | 1. A surgical device for creating a lesion in a soft tissue of an organ, the device comprising: a body having a housing at a distal end;an energy transfer element located within the housing and having an elongate exposed portion at an opening in the housing such that the exposed portion of the energy transfer element is capable of creating the lesion in the soft tissue where the energy transfer element comprises a helical electrode having a plurality of turns forming each electrode surface, and where at least one diagnostic electrode of a first diagnostic element assembly is located within a gap between adjacent turns of the plurality of turns of the helical electrode;the exposed portion of the energy transfer element is capable of creating the lesion when the at least one diagnostic electrode of the first diagnostic element assembly is configured to simultaneously engage the soft tissue in contact with the helical electrode of the energy transfer element to pace and/or sense the lesion; andwhere the first diagnostic element assembly comprises a plurality of wing members, where the wing members are wrapped about a liner and secured to the helical electrode of the energy transfer element. 2. The surgical device of claim 1, where the first diagnostic element assembly comprises a flexible base member such that the at least one diagnostic electrode is located on the flexible base member. 3. The surgical device of claim 1, where the first diagnostic element assembly comprises at least one aperture and where the helical electrode is wound through the at least one aperture of the first diagnostic element assembly. 4. The surgical device of claim 1, where the first diagnostic element assembly comprises the at least one diagnostic electrode located on a flexible base member, where the helical electrode passes through a portion of the flexible base member to secure the first diagnostic element assembly to the energy transfer element. 5. The surgical device of claim 2, further comprising a second diagnostic element assembly positioned adjacent to a proximal section of the energy transfer element. 6. The surgical device of claim 5, where the second diagnostic element assembly comprises a second flexible base member such that at least one second diagnostic electrode is located on the second flexible base member. 7. The surgical device of claim 6, where the at least one second diagnostic electrode of the second diagnostic element assembly is located between nearby electrode surfaces of the helical electrode. 8. The surgical device of claim 1, where the housing is flexible to conform to a surface of the soft tissue, the housing including a main cavity containing the energy transfer element. 9. The surgical device of claim 1, where the housing comprises a fluid delivery lumen and a vacuum lumen both in fluid communication with a main cavity of the housing such that application of a vacuum through the vacuum lumen causes fluid to flow through the fluid lu... | AtriCure, Inc. | A61B018/14 A61B018/08 A61B005/05 A61B018/00
US10398535 | B2 | 2019-09-03 | Indicator for improving scanning precision, composition for improving scanning precision, and method for improving scanning precision of article | 2016-11-29 | Provided is an indicator for enhancing scanning precision, a composition for enhancing scanning precision, and a method of enhancing scanning precision of an article. The disclosed indicator serves to adjust, to an absolute size, a relative size of each of a plurality of images acquired by scanning a subject with a scanner, and to align each image according to position. | 1. A method of enhancing precision of scanning of an article, the method comprising: attaching or applying, to an article, an indicator for enhancing scanning precision, or applying, to an article, a composition for enhancing scanning precision, the composition comprising the indicator;scanning the article with a scanner;acquiring a plurality of scanning data according to position; andacquiring three-dimensional shape data by composing or combining the acquired plurality of scanning data, wherein the indicator is configured to adjust, to an absolute size, a relative size of each of a plurality of images, the plurality of images being acquired by scanning the article with the scanner, and to align each image according to position, andin the acquiring of the three-dimensional shape data, the three-dimensional shape data is acquired by adjusting, to a predetermined size, a size of each of images realized by the plurality of scanning data according to position, by using data of the indicators among the plurality of scanning data according to position acquired in the acquiring of the scanning data, and composing or combining the plurality of scanning data according to position together such that scanning datum for any one of the plurality of positions is directly connected to scanning datum for a position adjacent thereto. 2. The method of claim 1, further comprising processing a prosthesis using the three-dimensional shape data, the three-dimensional shape data being acquired in the acquiring of the three-dimensional shape data. 3. The method of claim 1, wherein the attaching or applying is performed using a sprayer or a brush. 4. The method of claim 1, wherein, when the applying is performed using a composition for enhancing scanning precision, the method further comprises, between the applying and the scanning, removing a solvent from the article to which the composition is applied. 5. The method of claim 1, wherein the indicator comprises a metal, an alloy, a non-metal, or a combination thereof. 6. The method of claim 1, wherein the indicator has a three-dimensional structure, a planar structure, or a combination thereof. 7. The method of claim 1, wherein the indicator has a circular, oval, rectangular, square, pentagonal, or hexagonal cross-sectional shape. 8. The method of claim 1, wherein the indicator has an average size of 1 μm to 1,000 μm. 9. The method of claim 1, wherein the composition further comprises a light scannability enhancer. 10. The method of claim 9, wherein the light scannability enhancer comprises a white pigment, a binder resin, and a solvent for dissolving the binder resin. 11. The method of claim 10, wherein amounts of the binder resin and the solvent are in a range of 12 parts by weight to 30 parts by weight and in a range of 50 parts by weight to 700 parts by weight, respectively, with respect to 100 parts by weight of the white pigment. 12. The method of claim 10, wherein the white pigment has an average parti... | - | G06T007/00 A61C009/00 A61C019/04 A61B090/00 A61B005/00 G06F019/00 A61C013/34 A61K006/00 A61B005/055
US10398212 | B2 | 2019-09-03 | Tools, kits, and methods for adjusting artificial eyelashes | 2015-08-20 | The present disclosure relates to tools, kits, and methods for adjusting artificial eyelashes. The tool includes a body portion, a flange coupled to the body portion, and a plurality of indicia on the flange for measuring a lateral length of an individual's eyelashes. | 1. An eyelash measuring tool for measuring a lateral length of an individual's eyelashes, comprising: a single leg defining a terminal distal end of the eyelash measuring tool, the leg having a circular shape except in a proximal-most portion thereof, where the proximal-most portion extends linearly in a proximal direction away from the terminal distal end, the leg providing planar opposing surfaces and being inclined such that the proximal-most portion of the leg is disposed vertically above the terminal distal end, when viewed from a side view of the tool;a body portion extending from the proximal-most portion of the leg and having a middle section, a first end section and a second end section provided opposite to the first end section, wherein the second end section extends directly from the proximal-most portion of the leg and the middle section has a first planar surface, the body portion is inclined such that the second end section is disposed vertically above the first end section, when viewed from the side view; anda flange portion extending distally from the first end section of the body portion, the flange portion defines a terminal proximal end of the eyelash measuring tool and the terminal proximal end forms a concave arc configured to engage a curvature of a user's eyelid, wherein the flange portion is inclined such that the terminal proximal end of the flange portion is disposed vertically above a distal end of the flange portion located immediately adjacent the first end section of the body portion, when viewed from the side view;indicia provided symmetrically on opposing end portions of the flange portion for measuring a lateral length of eyelashes of the individual; wherein a first apex is formed where the first end section of the body portion and the terminal proximal end of the flange portion are joined and a second apex is formed where the proximal-most portion of the leg and the second end section of the body portion are joined and the first apex and the second apex point in opposite directions such that when the tool is placed on a flat support surface, the terminal distal end and the first apex contact the flat support surface, the first apex points downwardly toward the flat support surface and the second apex points upwardly away from the flat support surface,the leg is configured to be held by a user during a measuring operation by the eyelash measuring tool, andwherein, when viewed from a top view, the eyelash measuring tool provides a longitudinal axis extending along a center of the eyelash measuring tool between opposing terminal proximal and distal ends thereof, and the leg, the body portion and the flange portion each have a width which extends in a direction transverse to the longitudinal axis, the tool providing a smallest width at the second apex and the proximal-most portion of the leg, a maximum width of the leg is defined by a diameter of the circular shape thereof and the body portion has arched lateral side... | Kiss Nail Products, Inc. | A45D040/30 A41G005/02 A61B005/107 G01B003/00
US10403010 | B2 | 2019-09-03 | Methods and systems for reconstructing images | 2017-09-19 | Methods and systems are provided for medical imaging systems. In one embodiment, a method includes receiving one or more image reconstruction parameters defining an image reconstruction process for reconstructing one or more images from medical imaging data, identifying a target hardware allocation based on the one or more image reconstruction parameters, and reconstructing, via computing device hardware as specified by the target hardware allocation, one or more images from the medical imaging data according to the image reconstruction process. | 1. A method, comprising: receiving one or more image reconstruction parameters defining an image reconstruction process for reconstructing one or more images from medical imaging data;identifying a target hardware allocation based on the one or more image reconstruction parameters, including selecting the target hardware allocation, from among a plurality of possible hardware allocations, that results in a shortest image reconstruction process duration; andreconstructing, via computing device hardware as specified by the target hardware allocation, one or more images from the medical imaging data according to the image reconstruction process. 2. The method of claim 1, wherein the one or more image reconstruction parameters comprises one or more of a number of images to be reconstructed, a selected image reconstruction method, a selected number of reconstruction iterations, and a number and/or type of corrections to be performed during the image reconstruction process. 3. The method of claim 1, wherein receiving one or more image reconstruction parameters comprises receiving user input defining the one or more image reconstruction parameters. 4. The method of claim 1, wherein receiving one or more image reconstruction parameters comprises receiving a medical imaging workflow defining the one or more image reconstruction parameters. 5. The method of claim 1, wherein identifying the target hardware allocation further comprises identifying a number of processing queues, each processing queue associated with one or more hardware resources of the computing device hardware. 6. The method of claim 5, wherein the one or more image reconstruction parameters define one or more processing tasks to be performed during the image reconstruction process, and further comprising allocating the one or more processing tasks of the image reconstruction process into the identified processing queues. 7. A system, comprising: a medical imaging device; anda reconstruction processor comprising a plurality of hardware resources and storing instructions executable by the reconstruction processor to: receive an array of medical imaging data from the medical imaging device;receive a selected medical imaging workflow defining one or more image reconstruction parameters of an image reconstruction process for reconstructing one or more images from the array of medical imaging data, the one or more image reconstruction parameters defining one or more processing tasks to be performed during the image reconstruction process;identify a target hardware allocation based on the one or more image reconstruction parameters by identifying a number of processing queues based on the reconstruction parameters;allocate the one or more processing tasks into the processing queues; andreconstruct, via the plurality of hardware resources as specified by the target hardware allocation, one or more images from the medical imaging data according to the image reconstruction process. 8. The sys... | General Electric Company | G06T011/00 G16H030/00 A61B006/03 A61B005/055
US10416264 | B2 | 2019-09-17 | Systems and methods for automated detection in magnetic resonance images | 2017-11-21 | Some aspects include a method of detecting change in degree of midline shift in a brain of a patient. The method comprises, while the patient remains positioned within the low-field magnetic resonance imaging device, acquiring first magnetic resonance (MR) image data and second MR image data of the patient's brain; providing the first and second MR data as input to a trained statistical classifier to obtain corresponding first and second output, identifying, from the first output, at least one initial location of at least one landmark associated with at least one midline structure of the patient's brain; identifying, from the second output, at least one updated location of the at least one landmark; and determining a degree of change in the midline shift using the at least one initial location of the at least one landmark and the at least one updated location of the at least one landmark. | 1. A method of detecting change in degree of midline shift in a brain of a patient positioned within a low-field magnetic resonance imaging (MRI) device, the method comprising: while the patient remains positioned within the low-field MRI device, wherein the low-field MRI device is portable and operates with a B0 field strength of less than 0.1 T: acquiring first magnetic resonance (MR) image data of the patient's brain;providing the first MR data as input to a trained statistical classifier to obtain corresponding first output;acquiring second MR image data for the patient's brain subsequent to acquiring the first MR image data;providing the second MR image data as input to the trained statistical classifier to obtain corresponding second output; anddetermining a degree of change in the midline shift using the first output and the second output. 2. The method of claim 1, wherein determining the degree of change using the first output and the second output comprises: identifying, from the first output, at least one initial location of at least one landmark associated with at least one midline structure of the patient's brain, the identifying comprising: identifying an initial location of an anterior attachment point of a falx cerebri;identifying an initial location of a posterior attachment point of the falx cerebri; andidentifying an initial location of a measurement point on a septum pellucidum;identifying, from the second output, at least one updated location of the at least one landmark associated with the at least one midline structure of the patient's brain; anddetermining the degree of change in the midline shift using the at least one initial location of the at least one landmark and the at least one updated location of the at least one landmark. 3. The method of claim 2, determining an initial amount of midline shift using the identified initial locations of the anterior attachment point of the falx cerebri, the posterior attachment point of the falx cerebri, and the measurement point on the septum pellucidum. 4. The method of claim 2, wherein identifying, from the second output, the at least one updated location of the at least one landmark associated with the at least one midline structure of the patient's brain comprises: identifying an updated location of the anterior attachment point of the falx cerebri;identifying an updated location of the posterior attachment point of the falx cerebri; andidentifying an updated location of the measurement point on the septum pellucidum. 5. The method of claim 4, wherein determining the degree of change in the midline shift is performed using the identified initial and updated locations of the anterior attachment point of the falx cerebri, the posterior attachment point of the falx cerebri, and the measurement point on the septum pellucidum. 6. The method of claim 5, wherein determining the degree of change in the midline shift comprises: determining an initial amount of midline shift using t... | Hyperfine Research, Inc. | G01R033/56 G01R033/44 G01R033/483 G06T007/00 G06K009/62 A61B005/00 A61B005/055 G01R033/48 G01R033/38 G01R033/383 G06N003/04
US10401465 | B2 | 2019-09-03 | Compensation and calibration for a low power bio-impedance measurement device | 2016-12-15 | A method and apparatus for compensating and calibrating a bio-impedance measurement device are provided. In the method and apparatus, a memory stores a plurality of compensation parameters and a first detection channel receives a first detection signal, compensates the first detection signal using a first compensation parameter of the plurality of compensation parameters. In the method and apparatus, a second detection channel receives a second detection signal and a third detection signal and compensates the second and third detection signals using second and third compensation parameters of the plurality of compensation parameters and the compensated first detection signal. The impedance measurement device generates a first output signal representative of a first impedance measurement and a second output signal representative of a second impedance measurement based on the compensated first, second and third detection signals. | 1. An impedance measurement device, comprising: memory configured to store a plurality of compensation parameters;first, second and third electrodes configured to be coupled to a biological body;a first detection channel configured to: receive a first detection signal detected by the first electrode, the first detection signal being representative of a bio-impedance of the biological body; andcompensate the first detection signal using a first compensation parameter of the plurality of compensation parameters; anda second detection channel configured to: receive a second detection signal and a third detection signal detected by the second and third electrodes, respectively, the second and third detection signals being representative of the bio-impedance of the biological body;determine a difference between the second and third detection signals; andcompensate the difference between the second and third detection signals using second and third compensation parameters of the plurality of compensation parameters and the compensated first detection signal;wherein the impedance measurement device generates a first output signal representative of a first impedance measurement and a second output signal representative of a second impedance measurement based on the compensated first detection signal and the compensated difference between the second and third detection signals, and determines a bio-impedance measurement indicative of a composition of the biological body based on the first and second output signals. 2. The impedance measurement device of claim 1, wherein the first and second detection channels are configured to compensate for a relative time quantization error introduced in a trigger signal used for sampling the first detection signal and the second and third detection signals. 3. The impedance measurement device of claim 1, wherein compensating the first detection signal using the first compensation parameter includes scaling an amplitude and adjusting a phase of the first detection signal by the first compensation parameter, wherein the first compensation parameter is a complex value. 4. The impedance measurement device of claim 1, wherein generating the first output signal includes: demodulating the compensated first detection signal to produce a first demodulated signal;filtering the first demodulated signal; andcompensating the filtered first demodulated signal to produce the first output signal. 5. The impedance measurement device of claim 1, wherein compensating the difference between the second and third detection signals using the second and the third compensation parameters includes: compensating the difference between the second and third detection signals by the second compensation parameter;determining a common mode voltage based on the compensated difference between the second and third detection signals and the compensated first detection signal;compensating the common mode voltage by the third compensation parameter; an... | STMicroelectronics S.r.l. | A61B005/00 A61B005/053 G01R035/00
US10420605 | B2 | 2019-09-24 | Ablation probe with fluid-based acoustic coupling for ultrasonic tissue imaging | 2015-01-22 | Devices and systems for ultrasonically imaging tissue and performing ablation therapy are disclosed. An ablation probe for treating and imaging body tissue includes an ablation electrode tip with a number of acoustic openings and a plurality of ultrasonic imaging sensors disposed within an interior lumen of the tip. The ultrasonic imaging sensors are supported within the interior lumen via an insert equipped with a number of recesses that receive the ultrasonic imaging sensors. An acoustically transparent shell disposed between the ultrasonic imaging sensors and the acoustic openings forms a fluid channel in the acoustic pathway of the sensors. During an ablation procedure, cooling fluid from an external fluid source is delivered through the fluid channel, providing an acoustic coupling effect between the ultrasonic imaging sensors and the surrounding body tissue. | 1. An ablation system for treating and imaging body tissue, the system comprising: a probe comprising: an elongate probe body having a proximal section and a distal section;an ablation electrode coupled to the distal section of the elongate probe body, the ablation electrode comprising a conductive shell having an interior, the ablation electrode configured for delivering ablation energy to body tissue;a plurality of openings disposed through the ablation electrode;a distal insert arranged within the interior of the conductive shell, the distal insert comprising a plurality of recesses;a plurality of ultrasonic imaging sensors, wherein each ultrasonic imaging sensor of the plurality of ultrasonic imaging sensors is disposed within a recess of the plurality of recesses of the distal insert;an acoustically transparent tubular member disposed between the ultrasonic imaging sensors and the openings; andat least one fluid channel, wherein each fluid channel of the at least one fluid channel is interposed between an ultrasonic imaging sensor of the plurality of ultrasonic imaging sensors and an opening of the plurality of openings,a fluid source configured for delivering cooling fluid through the at least one fluid channel of the probe, the cooling fluid configured to acoustically couple the ultrasonic imaging sensors to the body tissue;a radio frequency generator configured for generating and supplying an electrical ablation energy to the ablation electrode of the probe configured to ablate tissue; anda processor configured for processing ultrasonic imaging signals received from the ultrasonic imaging sensors of the probe. 2. The system of claim 1, wherein each ultrasonic imaging sensor is configured to transmit ultrasonic waves through the at least one fluid channel, the acoustically transparent member, and a corresponding one of the openings. 3. The system of claim 1, wherein the conductive shell of the ablation electrode is a tubular metal shell. 4. The system of claim 1, wherein the plurality of openings are located circumferentially about the ablation electrode. 5. The system of claim 1, wherein the acoustically transparent tubular member circumferentially surrounds the plurality of ultrasonic imaging sensors. 6. The system of claim 1, further comprising a graphical user interface, wherein the processor is configured to generate images on the graphical user interface based on the ultrasonic imaging signals and indicative of body tissue sensed by the ultrasonic imaging sensors. 7. The system of claim 1, wherein the ablation electrode includes a proximal fluid chamber and a distal fluid chamber, wherein the proximal and distal fluid chambers are separated by the insert. 8. The system of claim 1, wherein the ablation electrode further includes a plurality of irrigation ports. 9. The system of claim 8, wherein the irrigation ports are in fluid communication with the fluid channel. 10. The system of claim 8, wherein the irrigation ports are l... | Koninklijke Philips N.V. Boston Scientific Scimed Inc. | A61B018/14 A61B008/12 A61B008/00 A61B008/08 A61B018/12 A61M005/00 A61N007/00 A61B017/32 A61B005/00 A61B017/00 A61H023/02 A61B017/02 A61B018/00 A61B090/00
US10405747 | B2 | 2019-09-10 | Analyte meter including an RFID reader | 2018-01-23 | A glucose monitoring system, includes a glucose sensor strip or package of strips. The strip includes a substrate and a glucose monitoring circuit that has electrodes and a bodily fluid application portion of selected chemical composition. An antenna is integrated with the glucose sensor strip. A RFID sensor chip is coupled with the glucose sensor strip and the antenna. The chip has a memory containing digitally-encoded data representing calibration and/or expiration date information for the strip. | 1. An analyte measurement system comprising: an in vivo implanted or partially implanted analyte sensor comprising an RFID sensor chip, the RFID sensor chip comprising memory having digitally encoded information including a manufacturer calibration code; andan analyte meter comprising: circuitry configured to receive one or more signals indicative of an analyte level;a display; andan RFID reader configured to receive the digitally encoded information and the one or more signals indicative of the analyte level. 2. The analyte measurement system of claim 1, wherein the digitally encoded information further comprises data selected from the group consisting of expiration information, data representing a lot number, data representing a manufacture date, data representing a sensor type, and any combination thereof. 3. The analyte measurement system of claim 1, wherein the circuitry is configured to determine the analyte level based on the one or more signals indicative of the analyte level. 4. The analyte measurement system of claim 1, wherein the display is configured to display graphical and textual representations based on the analyte level. 5. The analyte measurement system of claim 1, wherein the analyte meter is configured to alert a user of a warning based on the analyte level. 6. The analyte measurement system of claim 1, wherein the analyte sensor is a glucose sensor. 7. The analyte measurement system of claim 1, wherein the analyte sensor is a continuous glucose monitoring system. 8. The analyte measurement system of claim 1, wherein the RFID reader is in communication with an insulin pump. 9. The analyte measurement system of claim 1, wherein the RFID reader comprises a transceiver and an antenna. 10. The analyte measurement system of claim 1, wherein the analyte sensor further comprises an antenna. 11. A method for determining an analyte level comprising: interrogating an in vivo implanted or partially implanted analyte sensor comprising an RFID sensor chip with an analyte meter, the RFID sensor chip comprising memory having digitally encoded information including a manufacturer calibration code, and the analyte meter comprising: circuitry configured to receive one or more signals indicative of an analyte level;a display; andan RFID reader configured to receive the digitally encoded information and the one or more signals indicative of the analyte level; andreceiving via the circuitry the one or more signals indicative of the analyte level; anddetermining via the circuitry the analyte level based on the one or more signals indicative of the analyte level. 12. The method of claim 11, further comprising displaying graphical and textual representations based on the analyte level. 13. The method of claim 11, further comprising alerting a user of a warning based on the analyte level via the analyte meter. 14. The method of claim 13, wherein the alert is selected from the group consisting of audible, sensory, visual, and any combinat... | Abbott Diabetes Care, Inc. | H04Q005/22 A61B005/00 A61B090/90 A61B005/145 A61B005/1486 A61B005/1495 G01N033/487 G08C017/02 A61B005/1473 A61B005/15 G06K007/10 A61B090/98
US10398315 | B2 | 2019-09-03 | Method of imaging living tissue | 2014-12-08 | A method of imaging living tissue is provided. The method includes introducing a photoacoustic contrast agent comprising or consisting of a photosensitizer into living tissue; and obtaining an image of the living tissue by photoacoustic imaging. Use of a photoacoustic contrast agent comprising or consisting of a photosensitizer in photoacoustic imaging is also provided. | 1. A method of imaging living tissue by multispectral optoacoustic tomographic imaging, the method comprising: introducing a photoacoustic contrast agent consisting of a photosensitizer into living tissue, wherein the photosensitizer consists of protoporphyrin, chlorin, phthalocyanine, squarine, methylene blue, or combinations thereof;irradiating the photosensitizer in the living tissue with electromagnetic radiation having an excitation wavelength ranging from about 680 nm to about 900 nm, wherein the photosensitizer absorbs the electromagnetic radiation to result in thermoelastic expansion of the photosensitizer;generating a photoacoustic signal due to the thermoelastic expansion; andobtaining an image of the living tissue based on the photoacoustic signal. 2. The method according to claim 1, wherein the photosensitizer consists of zinc phthalocyanine, or methylene blue, or 2,4-bis [4-(N,N-dibenzylamino)-2,6-dihydroxyphenyl] squaraine, or protoporphyrin IX, or chlorin e6, or combinations thereof. 3. The method according to claim 1, wherein the photosensitizer is zinc phthalocyanine. 4. The method according to claim 1, wherein obtaining the image of the living tissue based on the photoacoustic signal is carried out in vivo. 5. The method according to claim 1, wherein the living tissue is contained in a sample, and obtaining the image of the living tissue based on the photoacoustic signal is carried out in vitro. 6. The method according to claim 1, wherein the photosensitizer is introduced into the living tissue at a concentration ranging from 1 to 100 μM. | Agency for Science, Technology and Research | A61B005/00 A61B008/08 A61K049/00 A61K049/22 G01N033/483
US10413231 | B2 | 2019-09-17 | Orifice probe apparatus and a method of use thereof | 2010-07-23 | An orifice probe, particularly for detecting if a patient has or has a risk of having cauda equina syndrome and a method for using same, the probe having a body for insertion into the anus of a patient, a sensing device for measuring at least one of the rectal tone and perianal or rectal sensation, and an output device for yielding at least one of the measurement of the rectal tone of the patient and whether the patient has perianal or rectal sensation. | 1. A method for determining whether a patient is at risk of cauda equina syndrome, said method using a probe apparatus, the probe apparatus comprising: a probe for insertion into the anus of the patient;a rectal tone sensor configured to sense the rectal tone of a patient without stimulating the anal muscles of the patient, the rectal tone sensor configured to generate a rectal tone pressure output of a rectal tone sensed, the rectal tone pressure output having a rectal tone pressure output value; andan indicator operatively connected to the rectal tone sensor, said indicator configured to indicate that the patient has a risk of cauda equina syndrome in the event the rectal tone pressure output value is less than a cauda equina syndrome rectal tone pressure threshold value, the cauda equina syndrome rectal tone pressure threshold value being determinative that the patient has a risk of cauda equina syndrome;said method compromising:inserting the probe into the anus of the patient;checking the indicator to compare the rectal tone of the patient with the cauda equina syndrome rectal tone pressure threshold value, and determining that the patient has a risk of cauda equina syndrome when the rectal tone of the patient is less than the cauda equina syndrome rectal tone pressure threshold value. 2. A method according to claim 1 wherein the probe incorporates a diagnostic body for providing an indication that the patient has a health problem, and the method further comprising evaluating the diagnostic body after the probe has been inserted into and removed from the anus of a patient to determine whether the diagnostic body indicates that the patient has a health problem. 3. A method according to claim 1 wherein the probe comprises an irregularity sensor configured to sense irregularities and enlargement of the prostate of a male patient, and wherein the probe further has an irregularity indicator operatively connected to said irregularity sensor and configured to indicate whether the patient has an irregular or enlarged prostate, and the method further includes viewing the output of the irregularity indicator to determine whether the patient has an irregular or enlarged prostate. 4. A probe apparatus for determining whether a patient is at risk of cauda equina syndrome, said probe apparatus comprising: a probe for insertion into the anus of a patient;a cauda equina syndrome-detecting system comprising at least one or a combination of the following: a rectal tone sensor operatively connectable to said probe and configured to sense the rectal tone pressure of the anal muscles of the patient without stimulating the anal muscles of the patient, said rectal tone sensor configured to generate a rectal tone pressure output in response to a rectal tone pressure sensed by said rectal tone sensor, said rectal tone pressure output having a rectal tone pressure output value;an indicator operatively connected to said rectal tone sensor, said indicator comparing s... | - | A61B005/00 A61B005/22 A61B090/98
US10420690 | B2 | 2019-09-24 | Monitoring systems devices and methods for patient lifts | 2013-07-12 | A monitoring system comprises a lift assembly configured to lift a patient; a control system configured to control operation of the lift system; and a reporting system in communication with the control system and configured to receive operational information for the lift assembly. The reporting system compares the operational information to a predetermined set of values to determine if the operation of the lift is in compliance with the protocols. | 1. A monitoring system comprising: a person support structure configured to support a person thereon;a person lifting system configured to lift a person to change the person's position with respect to the person support structure; anda reporting system configured to indicate whether a lift event is compliant as a function of a change in position of a person on the person support structure, a requirement that the person be moved using the person lifting system, a caregiver's presence, and usage of the person lifting system. 2. The monitoring system of claim 1, wherein the reporting system is part of a control system configured to control the operation of the person support structure. 3. The monitoring system of claim 1, wherein the change in position is determined using the person's center of gravity. 4. The monitoring system of claim 1, wherein the change in position is determined using the person's sensed pressure profile. 5. The monitoring system of claim 1, wherein the caregiver's presence is provided by a locating system. 6. The monitoring system of claim 1, wherein the requirement that the person must be moved using a person lifting system is provided by an electronic medical record system. 7. The monitoring system of claim 1, wherein the reporting system indicates that a lift event is compliant when there is a change in position of a person on the person support structure, the person is required to be moved using the person lifting system, the caregiver is present about the time the change in position occurs, and the person lifting system is in use about the time the change in position occurs. 8. The monitoring system of claim 1, wherein the person lifting system includes a lift assembly and a sling, usage of the person lifting system is determined as a function of the engagement status of the sling with the lift assembly. 9. The monitoring system of claim 1, wherein the person lifting system includes a sling, usage of the person lifting system is determined as a function of the distance the sling is been moved. 10. The monitoring system of claim 1, wherein the person lifting system includes a sling, usage of the person lifting system is determined as a function of the weight of a person supported on the person lifting system. 11. The monitoring system of claim 1, wherein the person lifting system includes a lift motor, usage of the person lifting system is determined as a function of the amount of current used to power the lift motor. 12. The monitoring system of claim 1, wherein the person lifting system includes a user interface including at least one input, usage of the person lifting system is determined as a function of the duration an input is activated. 13. The monitoring system of claim 1, wherein the person lifting system includes track coupled to a ceiling of a room and a lift assembly configured to move along the track. 14. The monitoring system of claim 1, wherein the reporting system generates an alert if the lift... | Liko Research & Development AB | A61G007/10 A61G007/018 G16H040/63 A61B005/11
US10422749 | B2 | 2019-09-24 | Facilitating real-time visualization of tissue features derived from optical signals | 2016-01-22 | The disclosed embodiments relate to a system that displays an image of the characteristics of the biological tissue. During operation, the system enables a user to illuminate a measurement location in an area of interest on the biological tissue by manipulating a point measurement probe, wherein the point measurement probe delivers both an excitation beam and an overlapping aiming beam that is visible to a camera. Next, the system obtains fluorescence information from a fluorescence signal emitted from the measurement location in response to the excitation beam. The system then captures an image of the area of interest using the camera and identifies a portion of the image that corresponds to the measurement location by identifying a location illuminated by the aiming beam. Finally, the system generates an overlay image by overlaying the fluorescence information onto the portion of the image that corresponds to the measurement location, and then displays the overlay image to a user. | 1. A method for displaying an image of organic material, the method comprising: enabling a user to illuminate a point measurement location in an area of interest on the organic material by manipulating a fiber-optic point measurement probe, wherein the point measurement probe delivers both a fluorescent excitation beam and an overlapping aiming beam that is visible to a camera;wherein the point measurement probe also gathers a point measurement comprising fluorescence information from a fluorescence signal emitted from the point measurement location in response to the fluorescent excitation beam;wherein the point measurement location from which the fluorescence information is gathered has a size that is equivalent in magnitude to a size of a fiber optic core in the point measurement probe through which the fluorescent excitation beam is delivered;filtering out an auto-fluorescence signal induced by the aiming beam from the fluorescence information for the point measurement by, using dichroic mirrors and band pass filters to spectrally resolve the fluorescence information into a set of channels, including a channel for the aiming beam, andusing an amplifier to boost fluorescence signals from the set of channels, excluding the channel for the aiming beam, to produce filtered fluorescence information for the point measurement;capturing an image of the area of interest using the camera;identifying a portion of the image that corresponds to the point measurement location by identifying a location on the image, which is illuminated by the aiming beam;generating a fluorescent overlay image by overlaying the fluorescence information onto the portion of the image that corresponds to the point measurement location; anddisplaying the fluorescent overlay image to a user. 2. The method of claim 1, wherein the method is performed in real-time, thereby enabling the user to manipulate the point measurement probe to illuminate a new point measurement location, and to instantly receive fluorescence information for the new point measurement location. 3. The method of claim 1, wherein enabling the user to illuminate the point measurement location comprises enabling the user to move the point measurement probe to acquire fluorescence information from multiple point measurement locations in the area of interest; andwherein overlaying the fluorescence information comprises simultaneously overlaying fluorescence information from the multiple point measurement locations onto a single fluorescent image of the area of interest. 4. The method of claim 1, wherein overlaying the fluorescence information involves overlaying a color representing the fluorescence information onto the portion of the image that corresponds to the point measurement location. 5. The method of claim 1, wherein the fluorescence information includes fluorescence information gathered through different channels associated with different wavelengths of the fluorescence signal; andwherein in response t... | The Regents of the University of California | G01N021/00 G01N021/64 A61B005/00
US10419842 | B2 | 2019-09-17 | Sound management systems for improving workplace efficiency | 2018-06-26 | A sound management system for use by a user located within an environment includes a memory device for storing a selection of sounds. The sounds can be music and/or various “colors” of noise (e.g., white, pink, and brown). A controller is used to select one particular stored sound based on a measured biological condition of the user, such as stress or fatigue, or an environmental condition of the environment, such as ambient noise. According to one embodiment, the system is used in conjunction with a sit/stand desk and the sound selection is made in response to changes in the desk height. The selected sound is selected to help abate or mitigate distracting sounds in the environment, such as people talking. The selected sounds are played to the user through headphones worn by the user, or through nearby speakers. | 1. A sound management system for use with a height adjustable desk that can be displaced between first and second configurations with a work surface at a standing height and a sitting height, respectively, the system for use with sensor devices including at least a first sensor, the sound management system comprising: a memory device for storing a plurality of sounds wherein each sound is audibly different than the other sounds in the plurality of sounds, each sound associated in the memory device with a specific configuration of the height adjustable desk; anda controller linkable to a speaker, the controller controlling the speaker to generate a series of selected sounds of the plurality of sounds substantially persistently while a user occupies the height adjustable desk during a use period, the controller further programmed to receive an input from at least a first sensor device that indicates a current height of the height adjustable desk, the controller selecting different sounds of the plurality of sounds during different sub-periods of the use period based on at least the current height of the height adjustable desk, the controller automatically transitioning from one selected sound to a next selected sound when the configuration of the height adjustable desk changes. 2. The system of claim 1 further including at least a second sensor device for sensing at least a second condition associated with the height adjustable desk, the controller selecting different sounds during different sub-periods of the use period based on both the second condition and the current configuration of the height adjustable desk. 3. The system of claim 2 wherein the second sensor device senses user activity and the user activity is related to a software program currently being used at the height adjustable desk by the user that occupies the height adjustable desk. 4. The system of claim 2 wherein the second sensor device senses user activity and the user activity is related to activity level of the user that occupies the height adjustable desk. 5. The system of claim 2 wherein the second sensor device senses at least one biological condition of the user at the height adjustable desk. 6. The system of claim 5 wherein the biological condition is a level of user fatigue. 7. The system of claim 5 wherein the biological condition is a level of user stress. 8. The system of claim 2 wherein the second condition is not a biological condition of the user, the controller selecting different sounds during different sub-periods of the use period based on both the current configuration and the second condition. 9. The system of claim 8 wherein the second condition includes an environmental condition proximate the height adjustable desk. 10. The system of claim 1 further including at least a second sensor device for sensing at least a second condition associated with the height adjustable desk, wherein the second condition includes at least some statistic related to t... | Steelcase Inc. | H04R001/10 A61M021/02 A61B005/01 A61B005/021 A61B005/024 A61M021/00
US10401241 | B2 | 2019-09-03 | Surface sensor arrays using ionically conducting material | 2017-06-08 | Sensor arrays are provided for sensing pressure and/or moisture over a two-dimensional sensing surface. The sensor arrays comprise ionically conductive materials. Individual sensor elements in the sensor arrays may comprise piezoionic ionically conductive materials, piezoresistive ionically conductive materials and/or capacitive sensor elements having electrodes fabricated from ionically conductive materials. Two-dimensional pressure maps and/or moisture maps of the sensing surface may be obtained by implementing methods comprising scanning over individual sensor elements in the sensor arrays. | 1. A flexible sensor array for detecting pressure at one or more locations over a sensing surface, the sensor array comprising: a first plurality of conductive electrodes distributed over a working region adjacent the sensing surface, each of the first plurality of electrodes elongated in an x-direction that is generally tangential to the sensing surface and a second plurality of conductive electrodes distributed over the working region, each of the second plurality of electrodes elongated in a y-direction, the y-direction generally tangential to the sensing surface and non-parallel with the x-direction;each of the first plurality of electrodes overlapping each of the second plurality of electrodes in a z-direction generally normal to the sensing surface at a corresponding overlap region;for each overlap region between one of the first plurality of electrodes and one of the second plurality of electrodes, a corresponding region of piezoionic polymer interposed between, and in conductive contact with, the one of the first plurality of electrodes and the one of the second plurality of electrodes in the z-direction, wherein the corresponding region of piezoionic polymer exhibits ionic conductivity which generates a corresponding first electrical signal at the one of the first plurality of electrodes relative to a first electrical signal reference and a corresponding second electrical signal at the one of the second plurality of electrodes relative to a second electrical signal reference, the first and second corresponding electrical signals depending on a state of deformation of the corresponding region of piezoionic polymer. 2. A sensor array according to claim 1 wherein the piezoionic polymer comprises a contiguous layer of piezoionic polymer interposed between the first plurality of electrodes and the second plurality of electrodes in the z-direction and each corresponding region of piezoionic polymer is part of the contiguous layer. 3. A sensor array according to claim 1 wherein, for each overlap region between one of the first plurality of electrodes and one of the second plurality of electrodes, the corresponding electrical signal at the one of the first plurality of electrodes relative to the first electrical signal reference comprises at least one of: a voltage difference between the one of the first plurality of electrodes and the first electrical signal reference, the voltage difference depending on the state of deformation of the corresponding region of piezoionic polymer; and a current flow between the one of the first plurality of electrodes and the first electrical signal reference, the current flow depending on the state of deformation of the corresponding region of piezoionic polymer. 4. A sensor array according to claim 3 wherein, for each overlap region between one of the first plurality of electrodes and one of the second plurality of electrodes, the first electrical signal reference is another one of the first plurality of ele... | The University of British Columbia | G01L001/00 G01L005/00 G01L001/22 A61B005/0205 A61B005/00 G01L001/20 G06F003/041 G01L001/14 A61B005/024 A61B005/08 A61B005/0476 A61B005/16
US10402417 | B2 | 2019-09-03 | Synthesizing data sources | 2017-04-04 | In example embodiments, a machine accesses metadata items from multiple different sources associated with a user. The machine determines that metadata items from two or more sources are related to an event of the user, the two or more sources being from among the multiple different sources. The machine stores the metadata items from the two or more of the sources in conjunction with the event. | 1. A system comprising: one or more processors; anda memory comprising instructions which, when executed by the one or more processors, cause the one or more processors to perform operations comprising: accessing user metadata from multiple different sources associated with a user;determining that metadata items from two or more sources are related to an event of the user, the two or more sources being from among the multiple different sources;storing the metadata items from the two or more sources in conjunction with the event;accessing, from one or more data repositories, a set of externa factors related to the event;storing the set of external factors in conjunction with the event, wherein: the event comprises a sleep event on a specified night;the metadata items comprise a heart rate from a wearable heart rate tracker, a sleep start time from a mobile phone, a sleep end time from the mobile phone, and a number of times woken up during the specified night from the mobile phone; andthe set of external factors comprises calendar events of the user from a day preceding the specified night, and weather in a geographic location of the user during the specified night and during the day preceding the specified night; andproviding, to the user, an output representing the event, the metadata items, and the set of external factors. 2. The system of claim 1, wherein: the set of external factors comprises one or more of: weather, travel, allergies, diet, or daylight;the set of external factors occur contemporaneously and in a common geographic location with the event; andthe one or more data repositories are distinct from the multiple different sources. 3. The system of claim 1, wherein the multiple different sources comprise one or more client devices or one or more wearable devices associated with the user. 4. The system of claim 1, wherein the event further comprises one or more of: a run event, a bike event, or a workout event. 5. The system of claim 1, wherein the determining that the metadata items from the two or more sources are related to the event of the user comprises: determining that the two or more metadata items occur contemporaneously or determining that the two or more metadata items are associated with a common metric. 6. The system of claim 5, wherein the common metric comprises a number of steps taken during a predefined time period or a distance walked during the predefined time period. 7. The system of claim 1, wherein the user metadata comprise two or more metadata items. 8. The system of claim 1, wherein the set of external factors comprises one or more external factors. 9. A non-transitory machine-readable medium comprising instructions which, when executed by one or more processors of a machine, cause the one or more processors to perform operations comprising: accessing user metadata from multiple different sources associated with a user;determining that metadata items from two or more sources are related to an event of ... | Microsoft Technology Licensing, LLC | G06F016/00 G06F016/248 A61B005/01 A61B005/11 A63B024/00 G06F016/22 G06F016/2455 A61B005/00 G16H050/00 G06F016/25 A61B005/024
US10420483 | B2 | 2019-09-24 | Apparatus and method for measuring bioelectric impedance using three-electrode sensor | 2016-11-29 | An apparatus and method for measuring a bioelectric impedance is provided. The apparatus may measure the bioelectric impedance using three electrodes. The apparatus may measure the bioelectric impedance by compensating for a change of a contact impedance. | 1. A bioelectric impedance measurement apparatus comprising: a first electrode;a second electrode;a third electrode;a power supply connected between the first electrode and the third electrode during a first measurement and a second measurement;a short-circuit unit configured to leave the first electrode separated from the second electrode during the first measurement, and short-circuit the first electrode to the second electrode during the second measurement;a voltmeter connected between the second electrode and the third electrode during the first measurement and the second measurement, and configured to measure a first voltage between the second electrode and the third electrode while the power supply applies a current to an object through the first electrode and the third electrode, during the first measurement, and measure a second voltage between the short-circuited first electrode and the third electrode while the power supply applies a current to the object through the short-circuited first electrode and the third electrode, during the second measurement; anda processor configured to calculate a resulting impedance value of the object based on the first voltage and the second voltage. 2. The bioelectric impedance measurement apparatus of claim 1, wherein: during the first measurement, the first electrode operates only as a current electrode, the second electrode operates only as a voltage electrode, and the third electrode operates both as a voltage electrode and a current electrode; andduring the second measurement, the short-circuited first electrode operates both as a current electrode and a voltage electrode, and the third electrode operates both as a voltage electrode and a current electrode. 3. The bioelectric impedance measurement apparatus of claim 1, wherein the bioelectric impedance measurement apparatus is implemented as a wristwatch-type wearable device, and the first electrode and the second electrode are disposed on a back surface of a body of the wristwatch-type wearable device. 4. The bioelectric impedance measurement apparatus of claim 3, wherein the third electrode is disposed on a front surface of the body of the wristwatch-type wearable device. 5. The bioelectric impedance measurement apparatus of claim 3, wherein the third electrode is disposed on a strap of the wristwatch-type wearable device. 6. The bioelectric impedance measurement apparatus of claim 1, wherein the processor is further configured to calculate a first impedance based on the first voltage and the current applied to the object through the first electrode and the third electrode, calculate a second impedance based on the second voltage and the current applied to the object through the short-circuited first electrode and the third electrode, and calculate the resulting impedance value of the object based on the first impedance and the second impedance. 7. The bioelectric impedance measurement apparatus of claim 6, wherein the processor calculates ... | SAMSUNG ELECTRONICS CO., LTD. | A61B005/053 A61B005/00 A61B005/0402 A61B005/0408
US10405749 | B2 | 2019-09-10 | RNA agents for P21 gene modulation | 2015-12-28 | This invention provides compounds, compositions and methods for modulating the expression of human p21 using RNA interference. The RNA interference molecules can be used in methods for preventing or treating diseases such as malignant tumor. A nucleic acid molecule can have a) a polynucleotide sense strand and a polynucleotide antisense strand; b) each strand of the molecule being from 15 to 30 nucleotides in length; c) a contiguous region of from 15 to 30 nucleotides of the antisense strand being complementary to a sequence of an mRNA encoding p21; and d) at least a portion of the sense strand can be complementary to at least a portion of the antisense strand, and the molecule has a duplex region of from 15 to 30 nucleotides in length. | 1. A nucleic acid molecule, wherein: the molecule has a polynucleotide sense strand and a polynucleotide antisense strand;and wherein the antisense strand is UUAAAAUGUCUGACUCCUUmUmU (SEQ ID NO:4103) and the sense strand is AAGGAGUCAGACAUUUUAAmUmU (SEQ ID NO:4075), or chemically modified strands thereof, wherein mU represents 2′-methoxy-U. 2. The nucleic acid molecule of claim 1, wherein the polynucleotide sense strand and the polynucleotide antisense strand are connected as a single strand, and form a duplex region connected at one end by a loop. 3. The nucleic acid molecule of claim 1, wherein the molecule is an RNAi molecule active for gene silencing. 4. The nucleic acid molecule of claim 1, wherein the molecule is a molecule active for gene silencing selected from a siRNA, a shRNA, a dsRNA, a DNA-directed RNA (ddRNA), a Piwi-interacting RNA (piRNA), and a repeat associated siRNA (rasiRNA). 5. The nucleic acid molecule of claim 1, wherein the molecule is active for inhibiting expression of p21. 6. The nucleic acid molecule of claim 1, wherein the molecule has an IC50 for knockdown of p21 of less than 100 pM. 7. A composition comprising one or more nucleic acid molecules of claim 1 and a pharmaceutically acceptable carrier. 8. The composition of claim 7, wherein the carrier is a lipid molecule or liposome. 9. A method for inhibiting p21 expression in a cell, comprising contacting the cell with a composition of claim 7. | Nitto Denko Corporation | C12N015/113 C07H021/02 C07H021/04 C07F009/6533 C12Q001/02 G01N033/58 A61B005/00 A61K049/00 C07D311/30 A61K031/713
US10410404 | B2 | 2019-09-10 | Selecting points on a electroanatomical map | 2018-10-02 | Described embodiments include a system that includes a display and a processor. The processor is configured to position an indicator, in response to a positioning input from a user, over a particular point on a three-dimensional electroanatomical map that is displayed on the display, and over which are displayed a plurality of markers that mark respective data points. The processor is further configured to expand a contour, subsequently, along a surface of the map, while a selecting input from the user is ongoing, such that all points on the contour remain equidistant, at an increasing geodesic distance with respect to the surface, from the particular point, and to display, on the display, one or more properties of each of the data points that is marked by a respective one of the markers that is inside the contour. Other embodiments are also described. | 1. A system, comprising: a display; anda processor operatively connected to the display, configured to: position an indicator, in response to a positioning input from a user, over a particular point on a three-dimensional electroanatomical map that is displayed on the display, and over which are displayed a plurality of markers that mark respective data points;increasingly expand a contour over time along a surface of the map, while a selecting input from the user is ongoing, such that all points on the contour remain at an equidistant geodesic distance with respect to the surface, from the particular point at the same time; anddisplay, on the display, one or more properties of each of the data points that is marked by a respective one of the markers that is inside the contour. 2. The system according to claim 1, wherein the indicator includes a cursor. 3. The system according to claim 1, wherein the selecting input includes a click of a button of a mouse. 4. The system according to claim 1, wherein the processor is further configured to display the contour on the display while expanding the contour. 5. The system according to claim 1, wherein the electroanatomical map includes an electroanatomical map of a surface of a heart. 6. The system according to claim 5, wherein the one or more properties include one or more electrical properties. 7. The system according to claim 1, wherein the processor is further configured to set a speed of expansion of the contour, in response to a speed-indicating input from the user. 8. The system according to claim 1, wherein the processor is configured to expand the contour with a varying speed of expansion. 9. A method, comprising: using a processor, in response to a positioning input from a user, positioning an indicator over a particular point on a displayed three-dimensional electroanatomical map over which are displayed a plurality of markers that mark respective data points;subsequently, while a selecting input from the user is ongoing, increasingly expanding a contour over time along a surface of the map, such that all points on the contour remain at an equidistant geodesic distance with respect to the surface, from the particular point at the same time; anddisplaying one or more properties of each of the data points that is marked by a respective one of the markers that is inside the contour. 10. The method according to claim 9, wherein the indicator includes a cursor. 11. The method according to claim 9, wherein the selecting input includes a click of a button of a mouse. 12. The method according to claim 9, further comprising displaying the contour while expanding the contour. 13. The method according to claim 9, wherein the electroanatomical map includes an electroanatomical map of a surface of a heart. 14. The method according to claim 13, wherein the one or more properties include one or more electrical properties. 15. The method according to claim 9, further comprising setting a speed o... | BIOSENSE WEBSTER (ISRAEL) LTD. | G06T015/10 A61B005/044 G06F003/0481 G06F003/0484 G06T019/20 G06F003/048 G06F003/0488
US10405828 | B2 | 2019-09-10 | Location determination apparatus | 2011-10-18 | The invention relates to location determination apparatus for determining a location of a first object (2) like a catheter within a second object (3) being, for example, the heart of a person. The first object comprises a first ultrasound unit, and a second ultrasound unit (5) is located outside the second object. A location determination unit determines the location of the first object within the second object based on ultrasound signals transmitted 5 between the first ultrasound unit and the second ultrasound unit. This allows determining the location of the first object within the second object reliably in a way which is an alternative to using a transmission of electrical signals for determining the location and which may lead to an improved accuracy of determining the location. | 1. A location determination apparatus for determining a location of a first ultrasound unit within an object (3), wherein the location determination apparatus (1) comprises: the first ultrasound unit comprising at least one ultrasound transducer,a second ultrasound unit (5) comprising at least one ultrasound transducer for being located outside the object (3), wherein the at least one ultrasound transducer of the first ultrasound unit and the at least one ultrasound transducer of the second ultrasound unit (5) are adapted to transmit ultrasound signals between them,an ultrasound image generation unit (15) for generating an ultrasound image of the object (3) based on ultrasound information from at least one of the at least one ultrasound transducer of the first ultrasound unit (7, 8, 9, 10) and the at least one ultrasound transducer of the second ultrasound unit (5; 105, 110),a location determination unit (6) for determining the location of the first ultrasound unit within the object (3) with respect to the ultrasound image based on the ultrasound signals transmitted between the at least one ultrasound transducer of the first ultrasound unit and the at least one ultrasound transducer of the second ultrasound unit and the ultrasound information from at least one of the first ultrasound unit and the second ultrasound unit. 2. The location determination apparatus as defined in claim 1, wherein at least one of the first ultrasound unit and the second ultrasound unit (5) comprises several ultrasound transducers (7, 8, 9, 10) for transmitting ultrasound signals between the first and second ultrasound units and wherein the several ultrasound transducers (7, 8, 9, 10) emit ultrasound signals at the same or at different frequencies. 3. The location determination apparatus as defined in claim 2, wherein the first ultrasound unit is located on a catheter tip and comprises several ultrasound transducers (7, 8, 9, 10) arranged at positions on or within the catheter tip, which are known with respect to the first catheter tip, wherein the several ultrasound transducers (7, 8, 9, 10) emit or receive ultrasound signals at different frequencies, and wherein the location determination unit (6) is adapted to determine the orientation of the catheter tip based on the transmitted ultrasound signals and the positions of the several ultrasound transducers (7, 8, 9, 10), which are known with respect to the catheter tip. 4. The location determination apparatus as defined in claim 1, wherein the location determination unit (6) is adapted to determine the location of the first ultrasound unit within the object based on at least one of a time of flight and a transmission direction of the transmitted ultrasound signals. 5. The location determination apparatus as defined in claim 1, wherein the first ultrasound unit is adapted to measure a property of the object (3) at the location at which the first ultrasound unit is arranged within the object. 6. The location determinat... | KONINKLIJKE PHILIPS N.V. | A61B005/00 A61B008/00 A61B008/08 A61B008/12 B06B001/06 A61B034/20 A61B018/14 A61B018/00 G01S015/46 A61B090/00
US10398309 | B2 | 2019-09-03 | Noninvasive rapid screening of mild traumatic brain injury using combination of subject's objective oculomotor, vestibular and reaction time analytic variables | 2015-04-15 | A portable VOG device is disclosed that will facilitate the effective and efficient screening for TBI in military personnel in forward deployed military settings or remote locations using minimally trained staff. This includes the establishment of a protocol that will provide cost effective pre-screening of military personnel prior to deployment to establish a baseline of brain function prior to possible future injury. The efficiency of the device will promote subsequent follow-up screening to assess the effectiveness of prescribed TBI treatment. Further protocols for diagnosis and rehabilitation applications using the same virtual reality portable device will allow more advanced usage for clinicians providing ongoing evaluation and treatment. | 1. A method of diagnosis of mild traumatic brain injury or concussion comprising the steps of: providing a head mounted goggle based stimulus generating eye tracking unit to the subject;presenting visual stimulus to the subject, wherein the visual stimulus is in the head mounted goggle based system and forms the optical target stimulus for at least a nystagmus test;obtaining objective physiologic response of the subject from the eye tracking within the head mounted goggle unit based upon each of the visual stimulus presented to the subject in each test; andusing the objective physiologic responses to diagnose the presence of mild traumatic brain injury or concussion. 2. The method of diagnosis of mild traumatic brain injury or concussion according to claim 1, further including the step of obtaining pre-trauma objective physiologic responses of the subject from the head mounted goggle unit based upon each of the visual stimulus presented to the subject, wherein the pre-trauma objective physiologic responses form a baseline for the subject. 3. The method of diagnosis of mild traumatic brain injury or concussion according to claim 2, wherein the step of using the objective physiologic responses to diagnose the presence of mild traumatic brain injury or concussion includes a determining whether at least one post-trauma objective physiologic responses of the subject differs from the associated pre-trauma objective physiologic response by greater than a preset threshold for that response. 4. The method of diagnosis of mild traumatic brain injury or concussion according to claim 1, wherein the visual stimulus presented to the subject includes at least one spontaneous nystagmus test. 5. The method of diagnosis of mild traumatic brain injury or concussion according to claim 1, wherein the visual stimulus presented to the subject further includes at least one horizontal nystagmus test, one vertical and one spontaneous nystagmus test. 6. The method of diagnosis of mild traumatic brain injury or concussion according to claim 1, wherein the visual stimulus presented to the subject further includes at least one horizontal smooth pursuit test and at least one vertical smooth pursuit test. 7. The method of diagnosis of mild traumatic brain injury or concussion according to claim 1, wherein the visual stimulus presented to the subject further includes at least one horizontal saccades test and at least one vertical saccades test. 8. The method of diagnosis of mild traumatic brain injury or concussion according to claim 1, wherein the step of using the objective physiologic responses to diagnose the presence of traumatic brain injury includes a determining whether at least one post-trauma objective physiologic responses of the subject differs from an associated objective physiologic response of a normative database of similar subjects by greater than a preset threshold for that response. 9. A method of diagnosis of traumatic brain injury comprising the step... | NEURO KINETICS, INC. | A61B005/00 A61B003/113 A61B003/14 A61B003/00 A61B005/16 G02B027/01 G02B027/00
US10420941 | B2 | 2019-09-24 | Implantable device including a stimulation lead for bioimpedance measurement | 2015-09-17 | An implantable device includes a lead, for example for neurostimulation of the vagus nerve. The lead includes a series of stimulation electrodes and a series of external electrodes for bioimpedance measurements on blood flow located in the same region, for example on the carotid artery. The device further includes means for separating into frequency bands the measured bioimpedance signal, the bands selected to reflect different respective activities such as vasomotor activity, hemodynamic activity, respiration, and cardiac rhythm activity. | 1. An implantable medical device, comprising: a stimulation lead, comprising: a plurality of stimulation electrodes coupled to a control device; anda plurality of electrodes adapted to perform bioimpedance measurements on blood flow in a blood vessel, the electrodes including: a first pair of electrodes for measuring bioimpedance coupled to a current generator configured to circulate a current in a controlled manner into the blood vessel; anda second pair of electrodes for measuring bioimpedance connected to the input of an amplification and processing circuit, and configured to pick up a signal from which the bioimpedance measurement can be extracted, the signal being generated in response to the current;wherein the first pair of electrodes for bioimpedance measurement and the second pair of electrodes for bioimpedance measurement share a common electrode forming a reference electrode. 2. The device of claim 1, wherein the first pair of electrodes are arranged flush with the surface of a body of the lead. 3. The device of claim 1, wherein the first pair of electrodes are aligned parallel to an axial direction of the lead. 4. The device of claim 1, wherein the amplification and processing circuit separates the bioimpedance measurement into frequency bands. 5. The device of claim 4, wherein the amplification and processing circuit is adapted to determine the signal amplitude variations in the different frequency bands. 6. The device of claim 5, wherein the frequency bands are chosen to reflect at least two activities among vasomotor activity, respiratory activity, hemodynamic activity and heart rate activity. 7. The device of claim 5, wherein a frequency band is selected to determine changes in blood pressure over a cardiac cycle. 8. The device of claim 1, wherein the lead is configured to apply neurostimulation to the vagus nerve, and wherein the first pair of electrodes for bioimpedance measurement are configured to follow a vessel extending generally in the same direction as the vagus nerve. 9. The device of claim 8, wherein the vessel is the carotid artery, and wherein the first pair of electrodes for bioimpedance measurement are separated by a first distance of greater than about 10 mm but less than about 25 mm and the second pair of electrodes for bioimpedance measurement are separated by a second distance that is less than the first distance. 10. The device of claim 9, wherein the second distance is in the range of 50% to 95% of the first distance. 11. The device of claim 9, wherein the first pair of electrodes of bioimpedance measurement have a surface area between about 0.5 and 2 mm2. 12. The device of claim 9, further comprising a control circuit configured to control the neurostimulation according to the bioimpedance measurements. 13. The device of claim 12, further comprising an implantable housing connected to the lead by a link comprising conductors for neurostimulation and conductors for bioimpedance signal of the lead t... | Sorin CRM SAS | A61N001/36 A61B005/00 A61N001/05 A61B005/02 A61B005/021 A61B005/053 A61B005/0205 A61B005/024 A61B005/026 A61B005/08
US10406268 | B2 | 2019-09-10 | Blood fluid removal system performance monitoring | 2016-03-11 | Monitoring of the performance of a blood fluid removal medium of a blood fluid removal device includes monitoring of condition, such as fluid flow rate or concentration of blood waste product, downstream of the medium. Upstream monitoring of the condition may also be performed to enhance the ability to determine whether the blood fluid removal medium is performing within predetermined ranges. | 1. A blood fluid removal system comprising: a media housing defining a major chamber;a blood fluid removal membrane disposed into the media housing and sealingly dividing the major chamber into first and second minor chambers;a first inlet and a first outlet in fluid communication with the first minor chamber, wherein the system is configured such that blood enters the first minor chamber through the first inlet and exits the first minor chamber though the first outlet;a second outlet in fluid communication with the second minor chamber, wherein the system is configured such that fluid removed from the blood exits the second minor chamber through the second outlet;a first sensor configured to detect an indicator of a blood waste product at or downstream of the second outlet;control electronics configured to acquire data from the sensor and configured to determine whether the membrane is functioning within predetermined parameters based on the acquired data; and further comprising:(i) a second inlet in communication with the second minor chamber, wherein dialysate is configured to flow through the second inlet and the second outlet; and (ii) a dialysate flow controller operably coupled to the control electronics, wherein, if the membrane is determined not to be functioning within predetermined limits, the control electronics are configured to adjust one or more system parameters selected from the group of: adjusting a dialysate flow rate via the dialysate flow controller, adjusting a blood flow rate via a blood flow control element, and adjusting a pressure differential between the first minor chamber and the second minor chamber. 2. The blood fluid removal system of claim 1, wherein the control electronics are further configured to acquire data from the sensor at a predetermined time after the system parameters are adjusted, and to determine whether the membrane is functioning within predetermined parameters based on the acquired data at the predetermined amount of time after the system parameters are adjusted. 3. The blood fluid removal system of claim 1, further comprising a second sensor configured to detect the indicator of a blood waste product at or upstream of the second inlet, wherein the control electronics are configured to acquire data from the second sensor, and wherein the control electronics are configured to compare data acquired from the first sensor to data acquired from the second sensor in determining whether the membrane is functioning within predetermined parameters. 4. The blood fluid removal system of claim 1, further comprising a second sensor configured to detect the indicator of a blood waste product at or upstream of the first inlet, wherein the control electronics are configured to acquire data from the second sensor, and wherein the control electronics are configured to compare data acquired from the first sensor to data acquired from the second sensor in determining whether the membrane is functioning within prede... | Medtronic, Inc. | A61M001/16 A61M001/36 B01D061/32 B01D065/02 A61M001/14 A61M001/34 A61B005/145 A61B005/00 A61B005/026 A61B005/053 A61M001/00 A61B005/0295 B01D061/00 A61M001/28 G06F019/00
US10405776 | B2 | 2019-09-10 | Positioning tool for an orthopedic implant | 2017-06-13 | An apparatus for positioning an orthopedic implant, the apparatus includes a flexible substrate, at least first and second field-generating coils, and circuitry. The flexible substrate is formed into a three-dimensional (3D) shape and is coupled to a predefined location on the orthopedic implant. The at least first and second field-generating coils are formed in the flexible substrate, such that in the 3D shape the first and second field-generating coils have first and second respective axes that are not parallel to one another. The circuitry is mounted on the flexible substrate and electrically connected to the at least first and second field-generating coils, and is configured to drive the at least first and second field-generating coils with respective signals. | 1. An apparatus for positioning an orthopedic implant, the apparatus comprising: a flexible substrate, which is formed into a three-dimensional (3D) shape and is coupled to a predefined location on the orthopedic implant;at least first and second field-generating coils formed in the flexible substrate, such that in the 3D shape the first and second field-generating coils have first and second respective axes that are not parallel to one another; andcircuitry, which is mounted on the flexible substrate and electrically connected to the at least first and second field-generating coils, and which is configured to drive the at least first and second field-generating coils with respective signals. 2. The apparatus according to claim 1, wherein the flexible substrate comprises a flexible circuit board. 3. The apparatus according to claim 1, wherein the at least first and second field-generating coils are formed in a single layer of the flexible substrate. 4. The apparatus according to claim 1, wherein the at least first and second field-generating coils are formed in first and second respective layers of the flexible substrate. 5. The apparatus according to claim 1, and comprising a third field-generating coil, wherein, in the 3D shape, the third field-generating coil has a third axis that is not parallel to any of the first and second axes. 6. The apparatus according to claim 1, and comprising one or more sensors, which are configured to sense respective components of one or more magnetic fields generated by the at least first and second field-generating coils, and to produce corresponding electrical signals indicative of the sensed components of the one or more magnetic fields. 7. The apparatus according to claim 6, and comprising a processor, which is electrically connected to the one or more sensors, and is configured to display, based on the electrical signals, a position of the orthopedic implant within a body of a patient. 8. The apparatus according to claim 6, wherein the one or more sensors comprise one or more magnetic receivers, coupled to an external unit. 9. The apparatus according to claim 1, wherein the orthopedic implant comprises an opening, and wherein the at least first and second field-generating coils are set at respective first and second offsets relative to the opening. 10. The apparatus according to claim 1, wherein, in the 3D shape, the first and second axes are orthogonal to one another. 11. The apparatus according to claim 1, wherein the circuitry comprises a power source, which is configured to supply electrical power to the circuitry. 12. The apparatus according to claim 11, wherein the power source comprises a battery, or circuitry, which is configured to harvest electrical power from energy transmitted by an external unit. 13. The apparatus according to claim 12, wherein the external unit comprises an industrial, scientific and medical (ISM) radiator, which is configured to transmit ISM electromagnetic energy,... | BIOSENSE WEBSTER (ISRAEL) LTD. | A61B005/06 A61B017/17 A61B090/00 A61B034/20
US10420475 | B2 | 2019-09-24 | Method and system for cardiovascular disease assessment and management | 2016-06-15 | An embodiment of a method for assessing cardiovascular disease in a user with a body region using a mobile computing device including a camera module, includes receiving a time series of image data of a body region of the user, the time series of image data captured during a time period; generating a photoplethysmogram dataset from the time series of image data; generating a processed PPG dataset; determining a cardiovascular parameter value of the user based on the processed PPG dataset; fitting a chronobiological model to (1) the cardiovascular parameter value, and (2) a subsequent cardiovascular parameter value, characterizing a cardiovascular parameter variation over time of the user based on the fitted chronobiological model; and presenting an analysis of the cardiovascular parameter variation to the user at the mobile computing device. | 1. A method for assessing cardiovascular disease in a user with a body region using a mobile computing device comprising a camera module, the method comprising: receiving a first time series of image data of the body region of the user, the first time series of image data captured during a daytime period, and the first time series of image data captured at the camera module of the mobile computing device;receiving a second time series of image data of the body region of the user, the second time series of image data captured during a nighttime period, and the second time series of image data captured at the camera module of the mobile computing device;for each of the first and the second time series of image data: generating a photoplethysmogram (PPG) dataset from the respective time series of image data;generating a processed PPG dataset, comprising: filtering the PPG dataset with a PPG acquisition model generated from historical PPG data, wherein generating the processed PPG dataset is based on the filtered PPG dataset, and wherein the processed PPG dataset is a subset of the PPG dataset;fitting a cosinor model to the processed PPG dataset; anddetermining a blood pressure parameter value of the user based on the fitted cosinor model, the blood pressure parameter value associated with one of the daytime period and the nighttime period;fitting a chronobiological blood pressure model to (1) the blood pressure parameter value associated with the daytime period and (2) the blood pressure parameter value associated with the nighttime period;characterizing a diurnal blood pressure variation of the user based on the fitted chronobiological blood pressure model;generating an analysis of the diurnal blood pressure variation of the user; andautomatically facilitating therapy provision to the user based upon the analysis. 2. The method of claim 1, wherein determining the blood pressure parameter value of the user comprises: determining an amplitude of a harmonic component of the fitted cosinor model; anddetermining the blood pressure parameter value based on the amplitude of the harmonic component. 3. The method of claim 2, wherein determining the blood pressure parameter value of the user comprises: receiving a calibration PPG dataset corresponding to a time period;receiving a calibration blood pressure dataset corresponding to the time period; anddetermining the blood pressure parameter value based on the calibration PPG dataset, the calibration blood pressure dataset, and the amplitude of the harmonic component. 4. The method of claim 1, wherein generating the processed PPG dataset further comprises generating a moving average dataset in near real-time based on the PPG dataset, wherein the processed PPG dataset is further based on the moving average dataset, and automatically facilitating therapy provision to the user based upon the analysis in near real-time. 5. The method of claim 4, wherein generating the processed PPG dataset further comprises: ... | Vital Labs, Inc. | A61B005/02 A61B005/021 A61B005/00 A61B005/024 G06N007/00 G06F019/00 G06N020/00
US10419886 | B2 | 2019-09-17 | Context-based management of wearable computing devices | 2014-09-25 | Technologies for context-based management of wearable computing devices include a mobile computing device and a wearable computing device. The wearable computing device generates sensor data indicative of a location context of the wearable computing device and transmits the sensor data to the mobile computing device. The mobile computing device generates local sensor data indicative of a location context of the wearable computing device and fuses the local sensor data with the sensor data received from the wearable computing device. The mobile computing device determines a context of the wearable computing device based on the fused sensor data. The mobile computing device determines whether an adjustment to the functionality of the wearable computing device is required based on the determined context. The mobile computing device manages the functionality of the wearable computing device in response to determining that an adjustment to the functionality is required. | 1. A mobile computing device for context-based management of a wearable computing device, the mobile computing device comprising: a context sensor to generate first sensor data indicative of a first location context of the mobile computing device;a sensor data analysis module to (i) receive second sensor data from the wearable computing device, wherein the second sensor data is indicative of a second location context of the wearable computing device, (ii) fuse the first sensor data and the second sensor data to generate fused sensor data, and (iii) determine a context of the wearable computing device based on the fused sensor data; anda remote device management module to (i) determine whether an adjustment to functionality of the wearable computing device is required based on the determined context and (ii) manage the functionality of the wearable computing device in response to a determination that the adjustment to the functionality is required. 2. The mobile computing device of claim 1, wherein to manage the functionality of the wearable computing device comprises to transmit a control message to the wearable computing device to adjust the functionality of the wearable computing device. 3. The mobile computing device of claim 1, wherein to manage the functionality of the wearable computing device comprises to transmit a notification message to the wearable computing device to be displayed, wherein the notification message indicates that adjustment to the functionality of the wearable computing device is required. 4. The mobile computing device of claim 1, wherein to determine the context of the wearable computing device comprises to determine, based on the fused sensor data, whether the wearable computing device is located in a reference location. 5. The mobile computing device of claim 1, wherein to determine the context of the wearable computing device comprises to determine, based on the fused sensor data, whether the wearable computing device is located within a reference distance to the mobile computing device. 6. The mobile computing device of claim 1, wherein the sensor data analysis module is further to receive third sensor data from a different wearable computing device, wherein the third sensor data is indicative of a third location context of the different wearable computing device; wherein to fuse the first sensor data and the second sensor data to generate the fused sensor data comprises to fuse the third sensor data received from the different wearable computing device with the first sensor data and the second sensor data to generate the fused sensor data; andwherein to determine the context of the wearable computing device comprises to (i) determine, based on the fused sensor data, whether the wearable computing device is located in a first reference location, (ii) determine, based on the fused sensor data, whether the mobile computing device is located in a second reference location, and (iii) determine, based on the fused... | Intel Corporation | H04W004/029 H04W004/80 G08C017/02 H04Q009/00 G06F001/16 G06F001/3206 G06F001/3234 A61B005/11 A61B005/00 H04W052/02
US10413676 | B1 | 2019-09-17 | Ultrasound tracking of medication delivery by medication injection devices | 2017-10-23 | A medication injection device includes a plunger head having an elastomer housing that fits within a barrel. The plunger head includes an ultrasonic transducer that sends and receives ultrasonic signals in the form of ultrasonic waves, an antenna, a microcontroller that interfaces with the ultrasonic transducer and the antenna, and a power source that powers the microcontroller and the ultrasonic transducer. The ultrasonic transducer, the antenna, the microcontroller, and the power source may be at least partially encapsulated in the elastomer housing. The microcontroller may be programmed to measure echo times of the ultrasonic waves, compare consecutive echo times, and apply a compensation factor. The microcontroller may also be programmed to calculate a volume of medication dispensed from the barrel. | 1. A plunger head, comprising: an elastomer housing configured to fit within a barrel of a medication injection device;an ultrasonic transducer configured to send and receive ultrasonic signals as ultrasonic waves;an antenna;a microcontroller electrically coupled to the ultrasonic transducer and the antenna; anda power source electrically coupled to the microcontroller and the ultrasonic transducer and configured to power the microcontroller and the ultrasonic transducer;wherein the ultrasonic transducer, the antenna, the microcontroller, and the power source are at least partially encapsulated in the elastomer housing;wherein the microcontroller is programmed with instructions that when executed by the microcontroller cause the plunger head to perform operations including: measuring echo times of the ultrasonic waves;comparing consecutive echo times of the ultrasonic waves to determine a change in distance travelled by the plunger head;assessing whether the change in distance is deemed to be indicative of an error;applying a compensation factor to the change in distance when the change in distance is deemed to be indicative of the error; andcalculating a volume of medication dispensed from the barrel based on the change in distance of the plunger head, as compensated by the compensation factor when the change in distance is deemed to be indicative of the error. 2. The plunger head of claim 1, wherein assessing whether the change in distance is deemed to be indicative of the error comprises: identifying when the change in distance is greater than or equal to about one wavelength of the ultrasonic waves. 3. The plunger head of claim 2, wherein the compensation factor is equal to about one wavelength of the ultrasonic waves. 4. The plunger head of claim 1, wherein the microcontroller is programmed with further instructions that when executed by the microcontroller cause the plunder head to perform additional operations comprising: determining that the change in distance is not indicative of the error when the change in distance is less than one wavelength of the ultrasonic waves. 5. The plunger head of claim 1, wherein the ultrasonic signals have a frequency between about 2 Mhz and about 3 Mhz. 6. The plunger head of claim 1, wherein the microcontroller is programmed with further instructions that when executed by the microcontroller cause the plunger head to perform additional operations comprising: starting to assess whether the change in distance is deemed to be indicative of the error only after the plunger head reaches a last 20% of a total available travel distance of the plunger head within the barrel. 7. The plunger head of claim 1, wherein the microcontroller is programmed with further instructions that when executed by the microcontroller cause the plunger head to perform additional operations comprising: transmitting data indicative of the volume of medication dispensed from the barrel to a remote device via the antenna. 8. The pl... | Verily Life Sciences LLC | A61M005/315 A61B005/00 A61M005/142
US10401901 | B2 | 2019-09-03 | Wearable device | 2016-08-25 | Disclosed is a wearable device. The wearable device includes an optical signal transmission unit configured to transmit optical signals, an optical signal sensing unit configured to receive reflected optical signals, a data processing unit configured to process the reflected optical signals, and a coordinate generating unit configured to generate 3-dimensional coordinate from the processed data. | 1. A device comprising: a signal transmission unit configured to transmit signals;a signal sensing unit configured to receive reflected signals, wherein the reflected signals represent at least the transmitted signals reflected by blood vessels in a body part of a user;one or more processors configured to: generate blood vessel data based on the reflected signals, wherein the blood vessel data represents information associated with 3 dimensional (3D) locations of the blood vessels of the body part,generate 3D coordinates from the blood vessel data, wherein the 3D coordinates represent a location of the body part,determine a line of sight representing a viewing direction, an orientation or a combination thereof of the user, andgenerate an image according to the line of sight; andan image output unit operably coupled to the one or more processors and configured to output the image according to the 3D coordinates and the line of sight, wherein the image is displayed at a display location associated with the 3D coordinates. 2. The device of claim 1, wherein the one or more processors are further configured to generate the 3D coordinates based on matching the blood vessel data to a 3D model or a portion thereof, wherein the 3D model represents previously determined locations, relative arrangements, or a combination thereof of blood vessels within one or more body parts of the user. 3. The device of claim 2, wherein the one or more processors are further configured to identify the body part based on the reflected signals, the blood vessel data, or a combination thereof. 4. The device of claim 3, wherein the one or more processors are further configured to identify the body part based on matching the blood vessel data to a portion of the 3D model associated with the body part, wherein the 3D model represent connection patterns and relative locations of the blood vessels in 3D for one or more body parts of the user. 5. The device of claim 3, wherein the one or more processors are further configured to: determine a degree of distortion based on comparing the blood vessel data and the 3D model, wherein the 3D model includes values representing (1) distances between portions within the body part, (2) locations of joints between the portions, (3) angular patterns of the portions about the joints corresponding to movements of the portions, (4) joint movement ranges corresponding to range of movements about the joints, or a combination thereof relative to the blood vessels of the body part; anddetermine a physical state based on the degree of distortion, the physical state for describing a location, a shape, a curve, or a combination thereof of the body part or one or more portions thereof. 6. The device of claim 3, wherein the one or more processors are further configured to distinguish the body part from inanimate objects captured by the reflected signals based on the blood vessel data. 7. The device of claim 2, wherein the one or more processors are f... | MotionVirtual, Inc. | G06F001/16 H04N009/31 G06F003/03 H04W004/80 A61B005/00 G06K019/077 A61B005/11 G06F003/01 G06F003/042 A61B005/026
US10403008 | B2 | 2019-09-03 | Image generating apparatus and control method therefor | 2017-11-09 | An image generating apparatus comprises an information acquiring unit that acquires request information including information representing a viewing time and information representing image qualities; a control unit that sets the image qualities to the image qualities specified by the request information when the plurality of images can be generated with the image qualities specified by the request information before the viewing time passes, and sets the image qualities by changing the image qualities from the image qualities specified by the request information, otherwise; and a generating unit that generates the plurality of images with the image qualities set by the control unit. | 1. An image generating apparatus generating a plurality of images by using a reception signal of an acoustic wave propagated from an object, the image generating apparatus comprising: a memory storing a program; anda processor which, by executing the program, functions as: an information acquiring unit configured to acquire request information including information representing a requested viewing time of the plurality of images and information representing requested image qualities of the plurality of images;a control unit configured to set the image qualities of the plurality of images to the requested image qualities when the plurality of images can be generated with the requested image qualities before the requested viewing time passes, and set the image qualities of the plurality of images to image qualities different from the requested image qualities when the plurality of images cannot be generated with the requested image qualities before the requested viewing time passes; anda generating unit configured to generate the plurality of images with the image qualities of the plurality of images set by the control unit. 2. The image generating apparatus according to claim 1, wherein the control unit is configured to decrease the respective image qualities of the plurality of images to a predetermined level when the plurality of images cannot be generated with the requested image qualities before the requested viewing time passes. 3. The image generating apparatus according to claim 1, wherein the information acquiring unit is configured to acquire a specification of respective priorities of the plurality of images as the request information, and the control unit is configured to decrease the respective image qualities of the plurality of images in accordance with the priorities of the images when the plurality of images cannot be generated with the requested image qualities before the requested viewing time passes. 4. The image generating apparatus according to claim 1, wherein the information acquiring unit is configured to specify the request information on the basis of a patient category. 5. The image generating apparatus according to claim 4, wherein the control unit is configured to set the image qualities set by the request information to individual images when the patient category includes a secondary test. 6. The image generating apparatus according to claim 4, wherein the information acquiring unit is configured to request a user to input the request information when the patient category includes an emergency patient. 7. The image generating apparatus according to claim 1, wherein the control unit is configured to cause a display unit to display information representing the image qualities of the plurality of images set by the control unit when the plurality of images cannot be generated with the requested image qualities before the requested viewing time passes. 8. An image generating apparatus generating a plurality of images... | CANON KABUSHIKI KAISHA | A61B005/00 G06F003/0484 G16H030/20 G06T011/00 G16H010/60 G06F019/00 G16H040/63 A61B005/145
US10413233 | B2 | 2019-09-17 | Monitoring of sleep phenomena | 2016-08-09 | The present invention relates to method and a system for detecting sleep phenomena, the phenomena including at least one of sleep cycles and sleep disorders such as sleep apnea and hypopnea. Ballistocardiologic signals are detected from a subject person, which provide simultaneous information on heart rate variability (HVV) and stroke volume (SV) of the subject. Values of parameters reflecting measured characteristics of currently occurring cardiologic and respiration related sleep phenomena are obtained by processing at least said ballistocardiologic signals. Obtained parameters are used for making decisions on detection of said sleep phenomena, and a monitoring result is output in response to detection of a currently occurring sleep phenomenon. | 1. A method for monitoring sleep disorders, said method comprising: obtaining a ballistocardiologic signal of a subject with a ballistocardiographic device;processing said ballistocardiologic signal with a processing device for obtaining simultaneously a stroke volume variability signal, a high frequency heart rate variability signal, a very low frequency heart rate variability signal, and a low frequency heart rate variability signal;obtaining with the processing device a low frequency heart rate variability value representing a characteristic of the low frequency heart rate variability signal;obtaining with the processing device a very low frequency heart rate variability value representing a characteristic of the very low frequency heart rate variability signal;obtaining with the processing device a stroke volume variability value representing a characteristic of the stroke volume variability signal;obtaining with the processing device a high frequency heart rate variability value representing a characteristic of the high frequency heart rate variability signal;obtaining with the processing device a respiration depth free high frequency heart rate variability value by dividing the high frequency heart rate variability value with the stroke volume variability value;obtaining with the processing device a heart rate variability ratio by dividing the respiration depth free high frequency heart rate variability value with the low frequency heart rate variability value;detecting with the processing device a currently occurring sleep phenomenon using said heart rate variability ratio;detecting in the processing device a sleep disorder if the very low frequency heart rate variability value during the detected sleep phenomenon is higher than a predefined reference value; andoutputting through an interface unit an indication of the detected sleep disorder. 2. The method according to claim 1, further comprising: further processing, by calculating a first derivative of at least one of the low frequency heart rate variability signal and the very low frequency heart rate variability signal, for obtaining a rate of change of the respective one of said low frequency heart rate variability signal and said very low frequency heart rate variability signal; andusing said rate of change of said respective one of said low frequency heart rate variability signal and said very low frequency heart rate variability signal as the respective one of the low frequency heart rate variability value and the very low frequency heart rate variability value. 3. The method according to claim 1, further comprising: further calculating an average value of a rate of change of the respective said low frequency heart rate variability signal and very low frequency heart rate variability signal over a period of time; andusing said average value of the rate of change of the respective of said low frequency heart rate variability signal and very low frequency heart rate variability sign... | MURATA MANUFACTURING CO., LTD. | A61B005/02 A61B005/00 A61B005/0205 A61B005/024 A61B005/029 A61B005/08 A61B005/11 A61B005/091 A61B005/0432
US10413251 | B2 | 2019-09-17 | Wearable cardiac monitor | 2013-03-15 | Systems, methods and devices for reducing noise in cardiac monitoring including wearable monitoring devices having at least one electrode for cardiac monitoring; in some implementations, the wearable device using a composite adhesive having at least one conductive portion applied adjacent the electrode; and, in some implementations, including circuitry adaptations for the at least one electrode to act as a proxy driven right leg electrode. | 1. A method for reducing noise in cardiac monitoring using a wearable monitoring device having at least two electrodes for cardiac monitoring; the method comprising: applying the wearable monitoring device externally to a subject, the subject having at least a right leg;operating circuitry adaptations comprising: operating a first electrode;operating a second electrode also referred to as a proxy driven-right-leg electrode mimicking a right leg electrode; the second electrode being the proxy driven-right-leg electrode affixed on the subject other than on the right leg of the subject;operating a voltage or current driver operatively connected to the first and second electrodes to drive one or both a voltage or current to the second electrode;operating a reference voltage configured to be operatively associated with the first and second electrodes;driving by application of a voltage or current, to the second electrode also known as the proxy driven-right-leg electrode,maintaining the voltage of the first electrode at a relationship, other than a common mode voltage of multiple additional electrodes, to the voltage of an additional electrode;generating an output representative of a noise-reduced physiological signal for cardiac monitoring. 2. A method according to claim 1 further comprising one or both: transmitting the data from the wearable device;or, transmitting the data from the wearable device; and,storing the data prior to one or both of transmitting or analyzing the data. 3. A circuit for mimicking a right leg electrode using a reference electrode as proxy therefor; the circuit comprising the combination A), B), C), D) with one or more of W), X), Y), Z): A) a connection to a first electrocardiogram electrode;B) a connection to a second electrocardiogram electrode;C) a connection to a reference electrocardiogram electrode; and,D) an amplifier; the electrode connections all connected to the amplifier; the amplifier maintaining the voltage of the first electrode at a relationship, other than a common mode voltage of multiple additional electrodes, to the voltage of an additional electrode, a proxy driven right leg signal being measurable using a reference electrode and being used in generating an output representative of a noise-reduced physiological signal for cardiac monitoring; the reference electrode being the proxy driven-right-leg electrode affixed on a subject other than on a right leg of the subject;and W) a connection to a sense electrode;X) a connection to a drive electrode;Y) a bias voltage input; and,Z) an amplifier; the electrode connections and bias voltage input connected to the amplifier; the amplifier output connected to the drive electrode, an inverting input to the sense electrode, and a non-inverting input to a bias voltage; the amplifier maintaining the voltage of the first electrode at a relationship, other than the common mode voltage of multiple additional electrodes, to the voltage of an additional electrode; the prox... | RHYTHM DIAGNOSTIC SYSTEMS, INC. | A61B005/00 A61B005/0205 A61B005/026 A61B005/0295 A61B005/0408 A61B005/11 A61B005/0432 A61B005/0402 A61B005/08 A61B005/021 A61B005/1455 A61B005/024 A61B005/0456
US10405752 | B2 | 2019-09-10 | Apparatus for imaging skin | 2016-06-23 | An apparatus for skin imaging is provided. The apparatus is used in conjunction with a mobile device to obtain digital images using a digital camera and a light source provided by the mobile device. The apparatus includes an optical system for illuminating an object to be imaged with uniform ambient light and a light conduit for delivering reflected light to the mobile device digital camera. The apparatus is removably attachable to the mobile device and/or a mobile device case. One or more optical elements, such as lenses, films, filters, and light caps may be used to improve image quality and/or acquire magnified images. | 1. An apparatus for use with a mobile device, the apparatus comprising: a body having a first end defining a first aperture and a second end opposed to the first end, the second end defining a lens aperture and a light guide aperture, wherein the lens aperture is configured to align with a mobile device lens and the light guide aperture is configured to align with a mobile device light source when the apparatus is removably attached to the mobile device, the body comprising an optical system for illuminating an object to be imaged and a light conduit for delivering light reflected by the object to the mobile device lens; anda connector connected to the body, the connector operable for removably attaching the apparatus to the mobile device,wherein the optical system comprises a first light guide that extends in a ring around the light conduit,wherein the first light guide comprises a toroidal light guide configured to distribute light received from the mobile device light source uniformly along a surface facing the first aperture, andwherein the toroidal light guide comprises a reflective interior surface and an annular opening for allowing light to exit therefrom. 2. An apparatus for use with a mobile device, the apparatus comprising: a body having a first end defining a first aperture and a second end opposed to the first end, the second end defining a lens aperture and a light guide aperture, wherein the lens aperture is configured to align with a mobile device lens and the light guide aperture is configured to align with a mobile device light source when the apparatus is removably attached to the mobile device, the body comprising an optical system for illuminating an object to be imaged and a light conduit for delivering light reflected by the object to the mobile device lens; anda connector connected to the body, the connector operable for removably attaching the apparatus to the mobile device,wherein the optical system comprises a first light guide that extends in a ring around the light conduit,wherein the first light guide comprises a toroidal light guide configured to distribute light received from the mobile device light source uniformly along a surface facing the first aperture, andwherein the toroidal light guide comprises a first flat surface for allowing light to exit therefrom and a second flat surface for capturing light from the mobile device light source. 3. An apparatus for use with a mobile device, the apparatus comprising: a body having a first end defining a first aperture and a second end opposed to the first end, the second end defining a lens aperture and a light guide aperture, wherein the lens aperture is configured to align with a mobile device lens and the light guide aperture is configured to align with a mobile device light source when the apparatus is removably attached to the mobile device, the body comprising an optical system for illuminating an object to be imaged and a light conduit for delivering light refl... | MetaOptima Technology Inc. | A61B005/00 A61B090/00 G03B015/05 G03B017/56
US10398504 | B2 | 2019-09-03 | Ultrasound catheter and medical system using the same | 2017-05-22 | An ultrasound catheter includes a hollow body and a plurality of ultrasound sensing regions. The hollow body is made of a flexible circuit board. The ultrasound sensing regions are disposed on a periphery of the hollow body, wherein each of the ultrasound sensing regions has a plurality of channels, and the channels of each ultrasound sensing region are arranged along an axial direction of the hollow body. A medical system using the ultrasound catheter is also provided. | 1. An ultrasound catheter, comprising: a hollow body constructed by a flexible circuit board; anda plurality of ultrasound sensing regions disposed on a periphery of the hollow body, wherein each of the ultrasound sensing regions is made of a piezoelectric material, each of the ultrasound sensing regions comprises a plurality of channels, and the channels of the ultrasound sensing regions are arranged along an axial direction of the hollow body. 2. The ultrasound catheter according to claim 1, further comprising an elastic film covering a front opening of the hollow body. 3. The ultrasound catheter according to claim 2, wherein the elastic film comprises a radial incision. 4. The ultrasound catheter according to claim 1, wherein the hollow body is triangular columnar, the number of the ultrasound sensing regions is three, and the three ultrasound sensing regions are disposed on three side surfaces of the hollow body, respectively. 5. The ultrasound catheter according to claim 1, wherein to form the hollow body, the flexible circuit board is bent according to a plurality of fold lines respectively disposed between the channels and circuit wires disposed on the flexible circuit board within each of the ultrasound sensing regions. 6. The ultrasound catheter according to claim 1, wherein each of the channels is connected through the flexible circuit board to a host independently, so that the channels are capable of independently performing transmission and reception sequences of different ultrasounds. 7. The ultrasound catheter according to claim 1, wherein any two of the channels that are adjacent to each other are spaced apart for a distance less than twice of a wavelength of an ultrasound transmitted by the channels. 8. A medical system, comprising: an ultrasound catheter, comprising a hollow body, an elastic film and a plurality of ultrasound sensing regions, wherein the hollow body is constructed by a flexible circuit board, the ultrasound sensing regions are disposed on a periphery of the hollow body, each of the ultrasound sensing regions comprises a plurality of channels, the plurality of channels of each of the ultrasound sensing regions are arranged along an axial direction of the hollow body, the hollow body comprises a front opening and a hole, and the elastic film covers the front opening of the hollow body; anda treatment equipment, wherein the treatment equipment enters the hollow body through the hole and protrudes from the hollow body through the front opening. 9. The medical system according to claim 8, wherein each of the ultrasound sensing regions is made of a piezoelectric material. 10. The medical system according to claim 8, wherein the elastic film comprises a radial incision, and the treatment equipment passes through the radial incision and extrudes from the hollow body through the front opening. 11. The medical system according to claim 8, wherein the hollow body is triangular columnar, the number of the ultrasoun... | Qisda Corporation | A61B018/14 A61B005/00 A61F002/06 A61M025/01 A61B017/00 A61B008/12
US10420511 | B2 | 2019-09-24 | System and method for acquisition of biosignals with motion sensor-based artifact compensation | 2016-12-16 | The disclosure relates to systems and methods for acquisition of biosignals with motion sensor-based artifact compensation. One example embodiment is a system for acquisition of biosignals from a subject. The system includes at least one biosensor worn over a first location of a body part of the subject configured for biosignal measurement and providing a measured biosignal. The system also includes a plurality of inertial motion sensors worn over a plurality of locations of the body part of the subject. Each of the inertial motion sensors is configured for providing a motion vector signal. The system further includes a biosignal adaptation unit configured for receiving and adapting the measured biosignal. In addition, the system includes a motion estimation unit. Further, the system includes a digital filter unit. At least one of the plurality of inertial motion sensors is mechanically connected to the at least one biosensor. | 1. A system for acquisition of biosignals from a subject, comprising: at least one biosensor worn over a first location of a body part of the subject and configured for biosignal measurement and providing a measured biosignal;a plurality of inertial motion sensors worn over a plurality of locations of the body part of the subject, wherein the plurality of inertial motion sensors is configured for motion vector measurement, and wherein each inertial motion sensor is configured for providing a motion vector signal;a biosignal adaptation unit configured for receiving the measured biosignal and adapting the measured biosignal into a digital measured biosignal;a motion estimation unit configured for receiving the motion vector signals from the plurality of inertial motion sensors and calculating a digital reference motion signal; anda digital filter unit configured for receiving the digital measured biosignal and the digital reference motion signal and performing removal of motion artifacts affecting the digital measured biosignal,wherein at least one of the plurality of inertial motion sensors is mechanically connected to the at least one biosensor,wherein the digital reference motion signal comprises a relative motion vector signal indicating relative motion of the at least one biosensor with respect to the first location of the body part of the subject, andwherein the relative motion vector signal is calculated by: calculating, with the received motion vector signals, an average motion vector of the body part of the subject; andperforming a vectorial subtraction between (i) the motion vector signal of the inertial motion sensor that is mechanically connected to the at least one biosensor and (ii) the calculated average motion vector. 2. The system according to claim 1, wherein at least one of the plurality of inertial motion sensors is not mechanically connected to the at least one biosensor. 3. The system according to claim 1, wherein the received motion vector signals comprise absolute motion vector signals and the average motion vector of the body part of the subject comprises an average absolute motion vector of the body part of the subject. 4. The system according to claim 1, further comprising: a second biosensor worn over a second location of the body part of the subject and configured for providing a second measured biosignal; anda second inertial motion sensor mechanically connected to the second biosensor,wherein the motion estimation unit is further configured to calculate a second digital reference motion signal,wherein the second digital reference motion signal comprises a relative motion vector signal indicating relative motion of the second biosensor with respect to the second location of the body part of the subject,wherein the digital filter unit is further configured for calculating a digital filtered version of the second measured biosignal, andwherein the digital filtered version of the second measured biosignal has reduced m... | IMEC VZW | A61B005/00 G01C019/5776 G01C021/12
US10420479 | B2 | 2019-09-24 | Sensor, circuitry, and method for wireless intracranial pressure monitoring | 2018-01-15 | An intracranial pressure monitoring device includes a housing defining a first internal chamber, a plurality of strain gauges disposed on an inner surface of a diaphragm defined by a wall of the first internal chamber, a device for generating orientation signals, and circuitry coupled to the plurality of strain gauges and to the device. The circuitry is configured to generate intracranial pressure data from signals received from the plurality of strain gauges, generate orientation data based on the orientation signals received from the device, and store the intracranial pressure data and the orientation data in a computer readable storage such that the intracranial pressure data and orientation data are associated with each other. | 1. A device for generating data related to intracranial pressure (ICP), comprising: a housing;a first sensor configured to generate signals indicative of the ICP;a second sensor configured to generate signals indicative of an orientation of the ICP device; andcircuitry coupled to the first and second sensors and configured to: generate ICP data based on the signals indicative of the ICP,generate orientation data based on the signals indicative of the orientation of the ICP device;associate the ICP data with the orientation data for determining the ICP; anddetermine the ICP based on the association of the ICP data with the orientation data. 2. The device of claim 1, wherein the circuitry is configured to transmit the ICP data and the orientation data to a separate device for determining the ICP. 3. The device of claim 1, wherein the circuitry is further configured to store the ICP data and the orientation data in a computer readable storage. 4. The device of claim 1, wherein the circuitry is further configured to determine one or more position-related events. 5. The device of claim 4, wherein the one or more position-related events is lying down, sleeping, falling, or running. 6. The device of claim 1, wherein the first sensor comprises a diaphragm configured to deform in response to the ICP. 7. The device of claim 6, wherein the first sensor further comprises a strain gauge configured to detect deformation of the diaphragm. 8. The device of claim 7, wherein the strain gauge comprises: first and second strain gauges aligned with each other and disposed adjacent to a radial center of the diaphragm, andthird and fourth strain gauges aligned with each other and perpendicular to the first and second strain gauges, the third strain gauge disposed between a side wall of the housing and the first strain gauge, and the fourth strain gauge disposed between the side wall and the second strain gauge. 9. The device of claim 8, wherein the first, second, third, and fourth strain gauges are electrically connected in a Wheatstone bridge. 10. The device of claim 6, wherein the diaphragm defines a bottom wall of the housing. 11. The device of claim 10, the housing further comprising a sidewall and a ridge, the ridge forming on interface between the bottom wall and the sidewall. 12. The device of claim 11, wherein the first sensor further comprises a strain gauge configured to detect deformation of the diaphragm, the strain gauge located along an axis of neutrality of the diaphragm. 13. The device of claim 1, wherein the second sensor is configured to generate signals indicative of an orientation of the ICP device relative to a vertical direction. 14. The device of claim 1, wherein the second sensor is an accelerometer. 15. The device of claim 1, wherein the second sensor is a gyroscope. 16. The device of claim 1, wherein the second sensor and the circuitry are disposed on a printed circuit board. 17. The device of claim 1, wherein the housing inclu... | Branchpoint Technologies, Inc. | A61B005/03 A61B005/11 A61B005/00
US10406364 | B2 | 2019-09-10 | System and apparatus for automated quantitative assessment, optimization and logging of the effects of a therapy | 2017-05-04 | A method for assessment, optimization and logging of the effects of a therapy for a medical condition, including (a) receiving into a signal processor input signals indicative of the subject's brain activity; (b) characterizing the spatio-temporal behavior of the brain activity using the signals; (c) delivering a therapy to a target tissue of the subject; (d) characterizing the spatio-temporal effect of the therapy on the brain activity; (e) in response to the characterizing, optimizing at least one parameter of the therapy if the brain activity has not been satisfactorily modified and/or has been adversely modified by the therapy; (f) characterizing the spatio-temporal effect of the at least one optimized parameter; and (g) logging to memory the at least one optimized parameter. A computer readable program storage unit encoded with instructions that, when executed by a computer, performs the method. | 1. A medical device configured to monitor an epileptic event comprising: one or more sensors configured to obtain brain activity data;one or more processors configured to measure via the one or more sensors a level of synchrony for an epileptogenic brain region where a target level of synchrony for the epileptogenic brain region is associated with a high probability for a blockage of the epileptic event, the one or more processors configured to determine a first state where the level of synchrony for the epileptogenic brain region is at a first state value which is less than the target level of synchrony for the epileptogenic brain region associated with the high probability for the blockage of the epileptic event, anda treatment unit configured to communicate with the one or more processors, the treatment unit configured to deliver a first treatment comprising at least one of an electrical pulse, a thermal pulse, a drug pulse, a chemical pulse, and an optical pulse to modify a neuronal synchronization level and to deliver a second treatment based on the neuronal synchronization level reaching the target value of synchrony for the epileptogenic brain region which is associated with the high probability for the blockage of the epileptic event. 2. The medical device of claim 1, wherein modifying the neuronal synchronization level is increasing a current neuronal synchronization level to the target value associated with the high probability of the blockage of the epileptic event. 3. The medical device of claim 1, wherein modifying the neuronal synchronization level is decreasing a current neuronal synchronization level to the target value associated with the high probability of the blockage of the epileptic event. 4. The medical device of claim 1, wherein the one or more processors are further configured to determine a second state where the level of synchrony for the epileptogenic brain region is at a second state value which is different from the target level of synchrony for the epileptogenic brain region associated with the high probability for the blockage of the epileptic event and wherein the treatment unit initiates a second treatment based on the second state determination. 5. The medical device of claim 1, wherein based on the first state determination a timing of a second treatment coincides with the one or more processors determining that the level of synchrony for the epileptogenic brain region reaches the target level of synchrony for the epileptogenic brain region associated with the high probability for the blockage of the epileptic event. 6. A medical device configured to monitor an epileptic event comprising: one or more sensors configured to obtain brain activity data;one or more processors configured to determine via the one or more sensors a level of synchrony for an epileptogenic brain region, the one or more processors configured to determine a first state where the level of synchrony for the epileptogenic brain region is... | Flint Hills Scientific, LLC | A61N001/36 A61B005/0476 A61B005/00 A61N001/05 A61N001/362
US10405961 | B2 | 2019-09-10 | Coated surgical mesh, and corresponding systems and methods | 2016-09-02 | Disclosed herein are medical products, including a surgical mesh, with a layer of dehydrated modified basement membrane preparation formed thereon. The basement membrane has been modified before dehydration of remove low molecular weight components. In some embodiments, the basement membrane is crosslinked. Methods of making and using the products also are disclosed. | 1. A surgical mesh coated with a crosslinked basement membrane preparation comprising Type IV collagen and laminin, wherein the crosslinked basement membrane preparation contains no more than 0.024 mg/ml total concentration of glucose, amino acids and salts having a molecular weight of 2000 daltons or less. 2. The surgical mesh of claim 1, wherein the crosslinked basement membrane preparation is dehydrated after being in the form of a gel at room temperature. 3. The surgical mesh of claim 1, wherein the crosslinked basement membrane preparation is dehydrated at a temperature in the range of 1-4° C. after being placed on the mesh when the basement membrane is in the form of a liquid. 4. The surgical mesh of claim 1, wherein the crosslinked basement membrane preparation is dehydrated at a temperature in the range of 10-30° C. 5. The surgical mesh of claim 1, wherein the crosslinked basement membrane preparation is applied in multiple layers, and the basement membrane preparation is dehydrated after application of each layer. 6. The surgical mesh of claim 1, wherein the mesh also comprises layers of other extracellular matrices formed thereon. 7. The surgical mesh of claim 1, wherein the crosslinked basement membrane preparation contains at least one of cells and factors, the factors being at least one member selected from the group consisting of angiogenic factors, drugs, antimicrobials, cytokines, growth factors and anti-inflammatory factors. 8. A kit comprising the surgical mesh of claim 1 enclosed in sterile packaging. 9. The surgical mesh of claim 5, wherein the crosslinked basement membrane preparation contains at least one of cells and factors, the factors being at least one member selected from the group consisting of angiogenic factors, drugs, antimicrobials, cytokines, growth factors and anti-inflammatory factors. 10. The surgical mesh of claim 1, wherein the basement membrane preparation contains a factor, including at least one of a vascular endothelial growth factor, a hepatocyte growth factor and a fibroblast growth factor. 11. A surgical mesh coated with a basement membrane preparation comprising Type IV collagen and laminin, said basement membrane preparation is crosslinked with a dialdehyde, wherein said crosslinked basement membrane preparation contains no more than 0.024 mg/ml total concentration of glucose, amino acids and salts having a molecular weight of 2000 daltons or less. 12. The surgical mesh of claim 11, wherein the basement membrane preparation is applied in multiple layers, and the basement membrane preparation is dehydrated after application of each layer. 13. The surgical mesh of claim 11, wherein the surgical mesh also comprises layers of other extracellular matrices formed thereon. 14. The surgical mesh of claim 11, wherein the crosslinked basement membrane preparation contains at least one of cells and factors, the factors being at least one member selected from the group consisting of angiogenic fact... | Cell and Molecular Tissue Engineering, LLC | A61B005/00 A61F002/00 A61L031/10 A61L031/16 C08L089/00 A61M005/158 A61B005/145
US10405740 | B2 | 2019-09-10 | Optical coherence elastography to assess biomechanics and detect progression of ocular and other tissues degenerative diseases | 2017-06-26 | An excitation force (internal or external) and phase-sensitive optical coherence elastography (OCE) system, used in conjunction with a data analyzing algorithm, is capable of measuring and quantifying biomechanical parameters of tissues in situ and in vivo. The method was approbated and demonstrated on an example of the system that combines a pulsed ultrasound system capable of producing an acoustic radiation force on the crystalline lens surface and a phase-sensitive optical coherence tomography (OCT) system for measuring the lens displacement caused by the acoustic radiation force. The method allows noninvasive and nondestructive quantification of tissue mechanical properties. The noninvasive measurement method also utilizes phase-stabilized swept source optical coherence elastography (PhS-SSOCE) to distinguish between tissue stiffness, such as that attributable to disease, and effects on measured stiffness that result from external factors, such as pressure applied to the tissue. Preferably, the method is used to detect tissue stiffness and to evaluate the presence of its stiffness even if it is affected by other factors such as intraocular pressure (IOP) in the case of cornea, sclera, or the lens. This noninvasive method can evaluate the biomechanical properties of the tissues in vivo for detecting the onset and progression of degenerative or other diseases (such as keratoconus). | 1. A method for measuring biomechanical properties of tissues and for differentiating tissue samples using optical coherence elastography, comprising: inducing elastic waves in the tissue samples;detecting properties of the waves using interferometry, low coherence interferometry, or optical coherence tomography at measurement positions along the waves, wherein the measurement positions are the same or different, and wherein detected properties include measured wave velocities, measured wave displacement amplitudes, and measured wave dispersion;determining biomechanical properties of the tissue samples by using the detected properties to create elastic wave displacement profiles and performing temporal or spatial analysis of the elastic wave displacement profiles or one or more of the detected properties of the elastic waves;differentiating the tissue samples having different elastic wave displacement profiles or one or more different detected properties;normalizing the elastic wave displacement profiles for the tissue samples having similar measured wave velocities and needing further differentiation to produce normalized wave displacement data;using the normalized wave displacement data to identify tissue samples having faster wave attenuation and slower wave attenuation; andclassifying the tissue samples having faster wave attenuation as tissue sample having increased viscosity and reduced stiffness and the tissue samples having slower wave attenuation as tissue samples having reduced viscosity and increased stiffness. 2. The method of claim 1, wherein the tissue samples are ocular or any other soft or hard tissue samples. 3. The method of claim 1, wherein the step of inducing elastic waves is by any internal or external methods such as using an ultrasound/air puff/laser pulse delivery subsystem. 4. The method of claim 1, wherein the step of determining biomechanical properties of the tissue samples is by calculating Young's modulus using the detected properties of the elastic waves or the elastic wave displacement profiles. 5. The method of claim 1, wherein the step of normalizing the elastic wave displacement profiles is by dividing the measured wave displacement amplitudes at different measurement positions along the waves by the measured wave displacement amplitude at an excitation position. 6. The method of claim 1, wherein the step of using the normalized wave displacement data to identify tissue samples having faster wave attenuation and slower wave attenuation is by using a customized ratio having a formula of: r(ND1/ND2)=mean(ri)±std(ri)whereinri=ND1⁢iND2⁢iand ND1i and ND2i are normalized displacement data at an ith different measurement position for a first and a second tissue sample, wherein if r(ND1/ND2) is significantly greater than 1, the second tissue sample is identified as having faster wave attenuation and the first tissue sample is identified as having slower wave attenuation, andwherein if r is significantly less than ... | UNIVERSITY OF HOUSTON SYSTEM | A61B003/00 A61B003/16 A61B008/08 A61B008/10 A61B003/10 A61B005/00
US10398373 | B2 | 2019-09-03 | Biofeedback system | 2013-07-01 | Apparatus for providing muscular biofeedback, comprising: facewear supporting biosensors arranged such that, in use, the biosensors are situated for detecting activity of a predetermined set of facial muscles; a feedback unit for providing biofeedback to a wearer of the facewear; and a control unit coupled to the biosensors and the feedback unit and arranged to identify patterns in the signals from the biosensors characteristic of one or more predefined imbalances in muscle activity between the left and right sides of the face; wherein the control unit is configured to, on identifying a pattern in the signals from biosensors characteristic of a first predefined imbalance in muscle activity between the left and right sides of the face, cause the feedback unit to provide biofeedback in correspondence with the imbalance. | 1. An apparatus for providing muscular biofeedback, comprising: facewear supporting biosensors arranged such that, in use, the biosensors are situated for detecting activity of a predetermined set of facial muscles;a feedback unit integral with the facewear for providing biofeedback to a wearer of the facewear; anda control unit coupled to the biosensors and the feedback unit and arranged to identify patterns in the signals from the biosensors characteristic of one or more predefined imbalances in muscle activity between the left and right sides of the face; wherein the control unit is configured to identify a pattern in the signals from the biosensors characteristic of a first predefined imbalance in muscle activity between the left and right sides of the face by comparing the activity of predetermined corresponding facial muscles on the left and right sides of the face, and responsive to identifying the first predefined imbalance, cause the feedback unit to provide different biofeedback to each side of the face in correspondence with the first predefined imbalance, the biofeedback provided to a particular side of the face being provided only to that respective side of the face. 2. The apparatus as claimed in claim 1, wherein the facewear comprises eyewear and the feedback unit comprises corrective or non-corrective lenses arranged so as to in use be located over the eyes of the wearer, the lenses being configured to provide visual biofeedback by means of changes in the color or transmittance of one or both of the lenses. 3. The apparatus as claimed in claim 1, wherein the predetermined set of facial muscles includes the posterior auricular muscle and the control unit is configured to infer the activity of a zygomaticus muscle from the activity of the posterior auricular muscle on the same side of the face. 4. The apparatus as claimed in claim 3, wherein the control unit is configured to identify a pattern in the signals from the biosensors characteristic of a first predefined facial expression and to, on identifying the pattern in the signals from the biosensors characteristic of the first predefined facial expression, cause the feedback unit to provide biofeedback indicative of the first predefined facial expression. 5. The apparatus as claimed in claim 1, wherein the control unit is configured to identify that the pattern in the signals from the biosensors is characteristic of the first predefined imbalance in muscle activity if the signals from the biosensors indicate that the asymmetry between the activity of the predetermined corresponding facial muscles on the left and right sides of the face exceeds a predetermined threshold for at least a predetermined minimum duration. 6. The apparatus as claimed in claim 5, wherein, if the duration of time when the control unit causes the feedback unit to provide biofeedback falls below a predetermined duration, the control unit is configured to automatically decrease the predetermined threshold.... | EMTEQ LIMITED | A61B005/00 A61B005/0476 A61B005/0488 A61B005/11 A61B005/16 A61B005/0484
US10401346 | B2 | 2019-09-03 | Mobile sickle cell diagnostic tool | 2016-11-18 | Implementing a mobile device configured to detect sickle cell traits in a blood sample. The device comprises a mobile device with a camera operatively coupled to a microscope lens. An image converter configured to receive an image form the camera and to perform a noise reduction procedure. The noise reduction procedure manipulates the image to a monochrome image and applies a Gaussian filter. A contour detector detects the contours of the image. An image analysis tool is configured to analyze the contours to identify discrete blood cells and clustered blood cells. The user is then notified if sickle cell traits are present based at least on the shape of the discrete blood cells. | 1. A mobile device for identifying sickle cells in an image of a blood smear comprising: a microscope lens operatively coupled to a camera;an image converter configured to receive an image from the camera and to perform a noise reduction procedure to generate a converted image, wherein the noise reduction procedure comprises: converting a color base of the image to monochrome;applying a Gaussian filter;a contour detector to detect contours in the converted image;an image analyzer configured to analyze the contours to identify discrete blood cells and clustered blood cells and to identify the shapes of the discrete blood cells by identifying at least five points along a continuous contour; anda notification mechanism configured to notify a user that sickle cell traits are present based on at least a shape of the discrete blood cells. 2. The mobile device of claim 1, further comprising a light source configured to provide light in a predetermined light range. 3. The mobile device of claim 1, wherein the image analyzer is configured to identify substantially round particles as normal red blood cells. 4. The mobile device of claim 1, wherein the image analyzer is configured to identify substantially elliptical blood cells as sickle cells. 5. The mobile device of claim 4, wherein the identification of sickle cells is based in part on patient attributes comprising age. 6. The mobile device of claim 1, wherein clustered blood cells are identified by comparing an original image and the converted image to identify sickle cells. 7. A system for detecting sickle cells in an image of a blood smear comprising: an image converter configured to perform a noise reduction procedure on a magnified image of a blood smear, wherein the noise reduction procedure comprises: converting a color base of the image to monochrome;applying a Gaussian filter,a contour detector to detect contours in the converted image;an image analyzer is configured to analyze the contours to identify a shape of an object in the blood smear by identifying at least five points along a continuous contour, anda notification mechanism configured to notify a user that sickle cell traits are present based on at least the object's shape. 8. The system of claim 7, wherein the image analyzer is configured to identify substantially round particles as normal red blood cells. 9. The system of claim 7, wherein the image analyzer is configured to identify substantially elliptical blood cells as sickle cells. 10. The system of claim 9, wherein the identification of sickle cell is based in part on patient attributes comprising age. 11. The system of claim 7, wherein clustered blood cells are identified by comparing an original image and the converted image to identify sickle cells. 12. The system of claim 7, wherein the image analyzer is configured to use machine learning to identify objects in the blood smear. 13. A method for detecting sickle cells from a blood smear image, the method comprising... | - | G01N033/49 G01N021/01 G01N015/14 G01N033/487 A61B005/00 G06K009/00 G01N015/00 G01N015/10
US10405779 | B2 | 2019-09-10 | Shoe-based analysis system | 2016-01-07 | In one example, an apparatus includes a shoe having a sole with at least a portion of foam replaced with a composite polymeric foam, at least one probe disposed in the composite polymeric foam, a voltage detector coupled to the probe that detects voltage data generated by the composite polymeric foam, and a transformation module that converts voltage data generated by the composite polymeric foam in response to deformation events into GRF, acceleration, or pressure data. In another example, a method includes receiving voltage data produced by composite polymeric foam, the composite polymeric foam providing support and padding in the sole of a shoe, converting the voltage data to force data, comparing the force data to a profile, and transmitting, when the force data fails to fall within a threshold of the profile, a feedback signal to a physical feedback device, the feedback signal indicating a difference with the profile. | 1. An apparatus, comprising: a shoe having a sole, the sole having at least a portion of foam replaced with a first self-sensing composite polymeric foam sensor, wherein the composite polymeric foam is configured to have a decrease in electrical resistance when deformed and to generate an electric potential when deformed;at least two probes disposed in the first self-sensing composite polymeric foam sensor;a voltage detector coupled to the at least two probes configured to detect the decrease in electrical resistance generated by the first self-sensing composite polymeric foam sensor and configured to detect the electric potential generated by the first self-sensing composite polymeric foam sensor; andmemory storing instructions that, when executed by a controller, cause the controller to: determine pressure data generated by a first impact event to the first self-sensing composite polymeric foam sensor based on the decrease in electrical resistance, anddetermine force data generated by a second impact event to the first self-sensing composite polymeric foam sensor based on the electric potential generated by the self-sensing composite polymeric foam,the first impact event occurring over a longer time period than the second impact event. 2. The apparatus of claim 1, wherein the force data is ground reaction force data and converting the electric potential to the ground reaction force data includes: obtaining electric potential data from a plurality of locations, each location corresponding to a probe; andcombining the electric potential data using statistical methods. 3. The apparatus of claim 1, wherein the memory is at least one memory and the controller is at least one controller and the apparatus further comprises: a physical feedback device,wherein the at least one memory further stores instructions that, when executed by the at least one controller, cause the at least one controller to: compare the force data to a profile;determine whether the force data falls within a threshold of the profile; andprovide a feedback signal to the physical feedback device when the force data fails to fall within the threshold. 4. The apparatus of claim 3, wherein the feedback signal is adapted to relate to a particular portion of a foot. 5. The apparatus of claim 3, wherein the physical feedback device produces one of a vibration, a sound, a light pattern, or a visual display for a wearer of the shoe. 6. The apparatus of claim 1, wherein the self-sensing composite polymeric foam is adapted to conduct heat away from a foot when the foot is disposed in the shoe. 7. The apparatus of claim 1, the portion of the sole replaced with the first self-sensing composite polymeric foam sensor is one of an insole, a midsole, an outsole, or a sock liner. 8. The apparatus of claim 2, wherein the ground reaction force data correlates to ground reaction force data obtained in a laboratory setting. 9. The apparatus of claim 1, wherein the self-sensing composite polymer... | Nano Composite Products, Inc. | A43B017/00 A61B005/103 A61B005/11 A61B005/00 A43B003/00 A43B007/24
US10398467 | B2 | 2019-09-03 | Surgical scalpel and system particularly for use in a transverse carpal ligament surgical procedure | 2017-04-13 | A surgical method in one method includes making an opening in the skin of a patient having an orthopedic condition involving a nerve pathology producing pain, positioning an instrument in the opening, the instrument having first and second substantially opposed arcuate arms, each arm having a concave inside surface so that the arms substantially define a rounded space, and a third component located substantially at a periphery of the rounded space, retaining an internal target tissue comprising a nerve on the instrument, causing an emitter to apply an emission signal upon the retained tissue, causing a detector to receive an evaluation signal from the internal target tissue, wherein the evaluation signal is a tissue response to the emission signal, causing a processor to receive the evaluation signal from the detector, receiving an indicia about the nerve from the processor, and retracting the third component in response to the indicia. | 1. A surgical method comprising: making an opening in the skin of a patient having an orthopedic condition involving a nerve pathology producing pain;positioning an instrument in the opening, the instrument having first and second substantially opposed arcuate arms, each arm having a concave inside surface so that the arms substantially define a rounded space therebetween having an initial center point, and a third component located substantially at a periphery of the rounded space and having a distal end facing the initial center point;retaining an internal target tissue comprising a nerve on the instrument;causing an emitter to apply an emission signal upon the retained internal target tissue;causing a detector to receive an evaluation signal from the internal target tissue, wherein the evaluation signal is a tissue response to the emission signal;causing a processor to receive the evaluation signal from the detector;receiving an indicia about the nerve from the processor; andretracting the third component away from the initial center point in response to receiving the indicia. 2. The method of claim 1 wherein the emitter is located on the instrument. 3. The method of claim 1 wherein the detector is located on the instrument. 4. The method of claim 1 wherein the detector is remotely located. 5. A surgical method comprising: making an opening in the skin of a patient having an orthopedic condition involving a nerve pathology producing pain;positioning an instrument in the opening, the instrument including first and second substantially opposed arcuate arms, each of the first and second substantially opposed arcuate arms having a concave inside surface so that the first and second substantially opposed arcuate arms substantially define a rounded space therebetween having an initial center point, and a third component located substantially at a periphery of the rounded space and having a distal end facing the initial center point;retaining an internal target tissue comprising a nerve with the instrument;applying an emission signal upon the retained internal target tissue with an emitter;receiving a first signal from the internal target tissue with a detector, wherein the first signal is a tissue response to the emission signal;receiving a second signal from the detector with a processor, the second signal associated with the first signal;receiving an indicia about the nerve from the processor; andretracting the third component away from the initial center point in response to receiving the indicia. 6. The method of claim 5 wherein applying an emission signal comprises: applying the emission signal upon the retained internal target tissue with an emitter located on the instrument. 7. The method of claim 5 wherein receiving a first signal from the internal target tissue with a detector comprises: receiving the first signal from the internal target tissue with a detector located on the instrument. 8. The method of claim 5 wherein receiving a f... | DePuy Synthes Products, Inc. | A61B005/00 A61B017/3211 A61B017/32 A61B017/3209 A61B017/00 A61N001/08 A61B090/00
US10420516 | B2 | 2019-09-24 | Method and system for determining respiration rate | 2014-09-15 | A method for determining a respiration rate of a subject, includes receiving a first signal and a second signal, each signal being representative of a physiological parameter of the subject. The method includes removing a cardiac artifact signal from the first signal and the second signal to generate a first processed signal and a second processed signal respectively. The method includes removing a motion artifact signal from the first processed signal and the second processed signal to generate a first periodic signal and the second processed signal respectively. The method further includes removing a residual noise signal from the first periodic signal and the second periodic signal to generate a first noise free signal and the second noise free signal respectively. The method includes generating a combined value from a first value and a second value based on the first noise free signal and the second noise free signal respectively. | 1. A method, comprising: receiving a plurality of signals comprising a first signal and a second signal, each signal being representative of physiological parameters of a subject;(i) processing the first signal to remove a cardiac artifact signal from the first signal and generate a first processed signal and processing the second signal to remove the cardiac artifact signal from the second signal and generate a second processed signal;(ii) processing the first processed signal using a polynomial fitting technique to remove a motion artifact signal from the first processed signal and generate a first periodic signal and processing the second processed signal using the polynomial fitting technique to remove the motion artifact signal from the second processed signal and generate a second periodic signal;(iii) processing the first periodic signal using a spectral decomposition technique to remove a residual noise signal from the first periodic signal and generate a first noise free signal and processing the second periodic signal using the spectral decomposition technique to remove the residual noise signal from the second periodic signal and generate a second noise free signal;(iv) processing the first noise free signal using a subspace-based MUSIC technique or ESPRIT technique to generate a first value and processing the second noise free signal using the subspace-based technique to generate a second value; anddetermining a combined value based on the first value and the second value, wherein the combined value is representative of a respiration rate of the subject. 2. The method of claim 1, wherein the plurality of signals further comprises a third signal, wherein the first signal is an impedance plethysmograph signal, the second signal is an electro cardiograph signal, and the third signal is an arterial blood pressure signal. 3. The method of claim 2, further comprising: processing the third signal to remove the cardiac artifact signal from the third signal and generate a third processed signal;processing the third processed signal using the polynomial fitting technique to remove the motion artifact signal from the third processed signal and generate a third periodic signal;processing the third periodic signal using the spectral decomposition technique to remove the residual noise signal from the third periodic signal and generate a third noise free signal;processing the third noise free signal using the subspace-based technique to generate a third value; anddetermining the combined value based on the first value, the second value, and the third value. 4. The method of claim 1, wherein determining the combined value comprises: determining a first weighted value for the first value based on a first signal-to-noise ratio of the first signal;determining a second weighted value for the second value based on a second signal-to-noise ratio of the second signal; anddetermining a weighted average value based on the first weighted value, the first v... | General Electric Company | A61B005/0402 A61B005/08 A61B005/053 A61B005/00 A61B005/0205 A61B005/021
US10417931 | B2 | 2019-09-17 | Rehabilitation assistance device and program for controlling rehabilitation assistance device | 2015-07-02 | A rehabilitation assistance device (1), provided with: an arm part (30) having a holding part (20) for holding a part of the upper limb or the lower limb of a user, the arm part (30) movably supporting the holding part (20); a memory unit (80) for storing training information, the memory unit (80) storing first training information defined in advance; a motion information acquisition unit (61) for acquiring motion information associated with the movement of the holding part (20), the motion information acquisition unit (61) acquiring first motion information for the holding part (20) moved on the basis of the first training information; a motion evaluation unit (72) for generating evaluation information in which the motion information is evaluated, the motion evaluation unit (72) evaluating the first motion information and generating first evaluation information; and a display (40) for displaying at least one of the training information, the motion information, and the evaluation information. | 1. A rehabilitation support apparatus, comprising: an arm part having a holding part for holding part of an upper extremity or lower extremity of a user and supporting the holding part to be able to move,a storage part storing training information, which storage part storing predetermined first training information,a motion information acquiring part acquiring motion information accompanying movement of said holding part, said motion information acquiring part acquiring first motion information of said holding part moved based on said first training information,a motion assessing part generating assessment information assessing said motion information, said motion assessing part assessing said first motion information and generating first assessment information,a display part displaying at least one of said training information, said motion information, and said assessment information, andan assessment information predicting part predicting assessment information of the user based on a plurality of said assessment information of users and generating predicted assessment information,wherein said display part displays said predicted assessment information. 2. The rehabilitation support apparatus according to claim 1, wherein said motion assessing part generates said first assessment information based on a comparison of said first training information and said first motion information. 3. The rehabilitation support apparatus according to claim 1, further comprising a training information setting part generating next training information based on said assessment information and storing said training information in said storage part and, characterized by said training information setting part generating second training information based on said first assessment information and storing said second training information in said storage part. 4. The rehabilitation support apparatus according to claim 3, wherein said motion information acquiring part acquires second motion information of said holding part moved based on said second training information, said motion assessing part assesses said second motion information to generate second assessment information, and said training information setting part generates said second training information based on said first assessment information and/or said second assessment information. 5. The rehabilitation support apparatus according to claim 3, wherein said training information setting part generates said training information by selecting it from a predetermined plurality of said training information in said storage part. 6. The rehabilitation support apparatus according to claim 3, further comprising an interface part for entering initial assessment information on the motor functions of the user and, wherein said training information setting part generates said first training information based on said initial assessment information and stores said first training information in said storage part. 7. The ... | Teijin Pharma Limited | A63B022/00 A63B023/00 A63B021/00 G09B019/00 A61H001/02 G16H040/63 G16H050/30 G06F003/033 A61B005/11 A63B024/00 G09B005/02 A63B071/06 A63B021/005 A63B023/035 A63B023/12 G05G009/047 G16H020/30 A63B069/00 A63B026/00 A63B071/00 A63B023/14
US10405742 | B2 | 2019-09-10 | Apparatus for assisting in establishing a correction for correcting heterotropia or heterophoria and method of operating a computer for assisting in establishing a correction for correcting heterotropia or heterophoria | 2019-03-14 | An apparatus for assisting in establishing a correction for correcting heterotropia or heterophoria is disclosed. The apparatus tests a prescription for correcting the heterotropia or heterophoria before the prescription is actually realized. The apparatus includes a simulation device with an input interface, a generator unit, and a viewing device. The input interface receives diagnostic data, classification data, and magnitude data concerning the heterotropia or heterophoria, and prescription data indicating a suitable prism. The generator unit generates a right simulation image for the right eye and a left simulation image for the left eye, wherein the right and left simulation images each represent the same object or scene looked at by the respective viewing angles of the eyes. The viewing device has separate displays or display sections for displaying the simulation image to the right eye and the left eye of the patient. | 1. An apparatus for assisting in establishing a correction for correcting heterotropia or heterophoria by testing a prescription for correcting the heterotropia or heterophoria of a patient before the prescription is actually realized, the apparatus comprising: a simulation device having: an input interface configured to receive prescription data indicating a prism to be tested for a suitability of the prism to correct the heterotropia or the heterophoria;a generator unit configured to generate a right simulation image for a right eye and a left simulation image for a left eye of the patient, wherein the right simulation image and the left simulation image each represent a same object or scene looked at by the right eye under a right viewing angle and the left eye under a left viewing angle, respectively, and wherein the right viewing angle and the left viewing angle are calculated based on the prescription data such that at least one of the right viewing angle or the left viewing angle corresponds to viewing angles which would be achieved by applying the prism indicated by the prescription data; anda viewing device having separate displays or display sections for the right eye and the left eye, the viewing device being configured to display the right simulation image for the right eye and the left simulation image for the left eye, respectively,wherein the input interface is configured to receive, in addition to the prescription data, diagnostic data indicating whether the heterotropia or the heterophoria is present, classification data indicating a kind of the heterotropia or the heterophoria being present, and magnitude data indicating a magnitude of the heterotropia or the heterophoria,wherein the right viewing angle and the left viewing angle are, in addition to the prescription data, calculated based on the diagnostic data, the classification data, and the magnitude data,wherein the simulation device further includes a trial frame, at least one wave front manipulator, or the trial frame and the at least one wave front manipulator, andwherein the trial frame, the at least one wave front manipulator, or the trial frame and the at least one wave front manipulator are configured to correct a refraction of the right eye and the left eye. 2. The apparatus as claimed in claim 1, further comprising at least one of: a means for generating the right simulation image and the left simulation image from an image or a video of an object or a scene stored in a memory; ora means for generating the right simulation image and the left simulation image from a real time video of an environment of the apparatus. 3. The apparatus as claimed in claim 1, wherein the simulation unit further comprises at least one of: a user interface configured to input the diagnostic data, the classification data, the magnitude data, and the prescription data, ora reader configured to read stored diagnostic data, stored classification data, stored magnitude data, and stored pres... | Carl Zeiss Vision International GmbH | A61B003/103 A61B003/00 A61B003/08 A61B003/18 A61B003/04 G02B027/00 A61B005/16 G06F003/01 G02B027/01
US10410293 | B2 | 2019-09-10 | Sensor systems and methods for sensor-based activity evaluation | 2018-11-14 | Systems and methods are discussed for providing sensor enhanced safety, recovery, and activity evaluation systems. Sensors that monitor user activity and behavior are worn by a user and/or placed in the user environment. Data from the sensors are processed to obtain a safety, recovery, and/or activity evaluation. Based on the evaluation, recommendations or adjustments to the terms of an insurance policy covering the user, the user's employer, or a facility providing health care to the user to accurately reflect the risks associated with the user, employer, and/or facility. In embodiments, an alert may be generated when a failure to conform with activity guidelines is detected. | 1. An activity evaluation system comprising: a communications device configured to receive (1) sensor data based on at least one sensor configured to monitor activity of an individual associated with and distinct from a covered entity, and (2) an activity evaluation for the individual; anda computer hardware server, operated by a risk management entity and in communication with the communications device, configured to adjust data corresponding to a parameter of a risk management policy covering the covered entity based on the sensor data and the activity evaluation, wherein the computer hardware server is configured to adjust the data corresponding to the parameter so as to provide an adjustment favorable to the covered entity responsive to the activity evaluation being indicative of desired activity by the individual;wherein the computer hardware server is further configured to: determine, based on the sensor data, whether the individual has conformed with activity guidelines applicable to the individual; andresponsive to a negative determination that the individual has conformed with the activity guidelines, transmit an alert to a computing device of the covered entity. 2. The system of claim 1, wherein the computer hardware server is further configured to: generate, based at least in part on the activity evaluation, data indicative of a risk management recommendation comprising a loss-control recommendation for one or both of the covered entity and a healthcare provider; andoutput, by a communications system, an electronic communication having the data indicative of the risk management recommendation to one or both of the covered entity and the healthcare provider. 3. The system of claim 1, wherein the computer hardware server being configured to transmit the alert to the covered entity comprises the computer hardware server being configured to transmit the alert to one or more of a local computer, an audio buzzer at a workplace configured to output an audio signal responsive to receipt of the alert, a flashing light at the workplace configured to flash responsive to receipt of the alert, and a vibrating device worn by an employee configured to vibrate responsive to receipt of the alert. 4. The system of claim 1, wherein the sensor data comprises one or both of raw sensor data directly from the at least one sensor configured to monitor activity of the individual and preprocessed sensor data based on the raw sensor data from the at least one sensor. 5. The system of claim 1, wherein the sensor data comprises preprocessed sensor data including data indicative of one or more of body movement, body orientation, frequency of movement, duration of movement, movement distance, and calories expended, calculated based upon raw sensor data. 6. The system of claim 1, wherein the at least one sensor comprises one of a sensor worn by the individual, a sensor on a piece of equipment, a gyroscopic sensor, an accelerometer, a motion sensor, a pressure se... | Hartford Fire Insurance Company | G06Q040/08 A61B005/103 A61B005/11 A61B005/00 G06Q010/10 G16H050/30 G06F019/00
US10420474 | B2 | 2019-09-24 | Systems and methods for gathering and interpreting heart rate data from an activity monitoring device | 2016-02-01 | Systems and methods are provided for gathering and generating heart rate data to determine the user's current physical condition. On such system include a wearable device having a bio sensor that measures biometrics and a motion sensor that monitors activity. The system also includes a processor coupled to the bio sensor and the motion sensor, and a transitory computer-readable medium operatively coupled to the processor and storing instructions that, when executed, cause the processor to execute specific functions. The instructions are executed to cause the processor to generate biometric data when executed, cause the processor to execute specific functions. The instructions are executed to cause the processor to generate heart rate data from the biometrics measured by the bio sensor, generate motion data from the activity monitored by the motion sensor, calculate heart rate variability (HRV) data from the biometrics measured by the bio sensor, and determine the current state of the user's physical condition based on the correlation of one or more of the heart rate data, motion data, and calculated HRV data gathered. | 1. A system for determining a user's physical condition, the system comprising a wearable device, comprising: a band comprising a bio sensor that measures cardiac cycle phase data and is configured to transmit information about the measured cardiac cycle phase data via one or more electronic signals;earphones comprising a bio sensor that measures cardiac cycle phase data and is configure to transmit information about the measured cardiac cycle phase data via one or more electronic signals;a motion sensor that monitors activity of the user, wherein the motion sensor is disposed in the band or the earphones;a processor operatively coupled to the bio sensor disposed in the band and the bio sensor disposed in the earphones and the motion sensor disposed in the band or the earphones, the processor configured to process the electronic signals generated by at least one of the bio sensors and the motion sensor; anda non-transitory computer-readable medium operatively coupled to the processor and storing instructions that, when executed, cause the processor to: generate heart rate data from the information about the cardiac cycle phase data measured by at least one of the bio sensors;generate motion data from the activity monitored by the motion sensor and categorize the motion data as being one of high movement and low movement;calculate heart rate variability (HRV) data from the information about the cardiac cycle phase data measured by at least one of the bio sensors in the band or in the earphones; anddetermine a current state of the user's physical condition based on one or more of the heart rate data, motion data, and calculated HRV, wherein the determined current state of the user's physical condition includes recovery, wherein the recovery state is determined to occur at the time when the user has a calculated high HRV during a period where the generated motion data is categorized as low movement. 2. The system of claim 1, further comprising a smartphone, a tablet or a smartwatch, wherein the processor and the non-transitory computer-readable medium are disposed in the smartphone, the tablet, or the smartwatch. 3. The system of claim 1, wherein the bio sensor of the band or the earphones comprises at least one of a finger bio sensor that measures the, cardiac cycle phase data or a wrist bio sensor that measures the cardiac cycle phase data. 4. The system of claim 3, wherein the bio sensor is an optical heartrate sensor and is disposed in the band, and the optical heartrate sensor of the bio sensor continuously measures the cardiac cycle phase data. 5. The system of claim 1, wherein the motion data and the cardiac cycle phase data are measured at pre-determined time intervals throughout a day. 6. The system of claim 1, wherein the processor aggregates the motion data to classify the motion data into a category comprising high movement or low movement, wherein the motion data is further classified into user activities including sleeping, runnin... | LOGITECH EUROPE, S.A. | A61B005/0205 A61B005/11 A61B005/00 A61B005/117 G06F019/00 G16H040/67
US10406363 | B2 | 2019-09-10 | Evaluation of efficacy of epilepsy therapy | 2016-04-20 | A method of detecting an improvement in a seizure condition of a patient includes identifying a first EEG synchronization of the seizure condition of the patient; applying a therapy configured to improve the seizure condition of the patient; and identifying a second EEG synchronization of the seizure condition of the patient subsequent to application of the therapy, wherein an improvement of the seizure condition of the patient is demonstrated by a reduced EEG synchronization of the patient such that the second EEG synchronization is less than the first EEG synchronization. | 1. A method of detecting an improvement in a seizure condition of a patient, the method comprising: identifying a first EEG synchronization of a first seizure of the patient;applying a therapy configured to improve the seizure condition of the patient;identifying a second EEG synchronization of a second seizure of the patient subsequent to application of the therapy, wherein an improvement of the seizure condition of the patient is demonstrated by a reduced EEG synchronization of the patient such that the second EEG synchronization is less than the first EEG synchronization; andmodifying the therapy based on at least one of the second EEG synchronization or a comparison of the first and second EEG synchronization. 2. The method of claim 1, wherein the therapy is at least one of a vagus nerve stimulation therapy or a drug therapy. 3. The method of claim 1, further comprising: identifying a first amount of heart rate increase of the seizure condition of the patient;identifying a second amount of heart rate increase of the seizure condition of the patient subsequent to application of the therapy, wherein an improvement of the seizure condition of the patient is demonstrated by a reduced increase in heart rate of the patient wherein the second amount of heart rate increase is less than the first amount of heart rate increase. 4. The method of claim 1, further comprising: identifying a first duration of increased heart rate of the seizure condition of the patient;identifying a second duration of increased heart rate of the seizure condition of the patient subsequent to application of the therapy, wherein an improvement of the seizure condition of the patient is demonstrated by a reduced duration of increased heart rate wherein the second duration of increased heart rate is less than the first duration of increased heart rate. 5. The method of claim 1, wherein the first and second EEG synchronization are determined for a plurality of EEG sensors and a plurality of frequency bands for each of the plurality of EEG sensors. 6. The method of claim 1, wherein identifying the first EEG synchronization and identifying the second EEG synchronization each comprise: extracting maximum wavelet coefficients in a plurality of epochs and a plurality of frequency bands for a plurality of EEG sensors;computing a global spatial synchronization for each frequency band across the plurality of EEG sensors using the maximum wavelet coefficients; andestimating a synchronizability index for each of the plurality of EEG sensors using the global spatial synchronization. 7. The method of claim 6, further comprising, for each of the plurality of EEG sensors, classifying the EEG sensors as contributing to synchronization in response to determining a significance for each of the plurality of EEG sensors based on the synchronizability index, wherein the significance indicates an increase in the sychronizability index during the seizure. 8. The method of claim 7, further comp... | LivaNova USA, Inc. | A61B005/024 A61B005/048 A61B005/0402 A61N001/36 A61B005/00
US10398347 | B2 | 2019-09-03 | Sheath visualization method by means of impedance localization and magnetic information | 2015-12-18 | Catheterization is carried out by inserting a sheath into a human patient and moving a catheter having an electrode through the sheath lumen. A variation between a first threshold value and a second threshold value in electrical current through the electrode is identified. Responsively to the variation, it is reported that a portion of the catheter has transitioned between an in-sheath condition and an out-of-sheath condition. The sheath is defined and identified by the historical data of the readings of the magnetic sensor during its movements. | 1. A method, comprising the steps of: inserting a sheath into a human patient, the sheath having a lumen, an outer wall having a perforation formed therethrough and a distal end;moving a catheter through the lumen of the sheath, the catheter having a distal portion and at least one electrode disposed on the distal portion, the electrode being connected to current-measuring circuitry;measuring electrical current through the electrode with the current-measuring circuitry;identifying a variation in the electrical current between a first threshold value and a second threshold value while the electrode is passing by the perforation; andresponsively to the variation, reporting that a portion of the catheter has transitioned between an in-sheath condition and an out-of-sheath condition. 2. The method according to claim 1, wherein the electrode and the current-measuring circuitry is a component of an impedance measuring system and wherein measuring electrical current comprises measuring an impedance of a heart with the electrode. 3. The method according to claim 1, wherein the at least one electrode comprises a plurality of electrodes: while performing the step of moving the catheter, concurrently measuring electrical current in the plurality of electrodes, respectively, wherein identifying a variation comprises recognizing a transient decrease in current flow in one of the electrodes that does not fall below a lower threshold; andconcluding that a position of the one electrode opposes the perforation during the transient decrease. 4. The method according to claim 3, further comprising: responsively to identifying a variation determining a location of the distal end of the catheter relative to the perforation. 5. The method according to claim 1, wherein the portion of the catheter is the distal end of the catheter. 6. The method according to claim 1, wherein the portion of the catheter is another electrode. 7. The method according to claim 1, wherein a magnetic sensor is disposed in the catheter at a predetermined distance from the distal end, and reporting comprises reading the magnetic sensor, and reporting a location of the distal end of the catheter from the reading using the predetermined distance. | Biosense Webster (Israel) Ltd. | A61B005/00 A61B005/06 A61B005/042 A61B005/0432 A61M025/01 A61M025/06
US10420528 | B2 | 2019-09-24 | Method and device for detecting viscoelastic parameter of viscoelastic medium | 2018-06-19 | Disclosed is a method and device for detecting a viscoelastic parameter of a viscoelastic medium. The method comprises: applying a mechanical vibration at a single predetermined frequency to the viscoelastic medium to generate a shear wave in the viscoelastic medium (101); emitting ultrasonic waves to the viscoelastic medium, and receiving ultrasonic echo signals (102); acquiring maximum displacement data of the shear wave at various depths according to the ultrasonic echo signals (103), each of the maximum displacement data representing a maximum oscillation amplitude of the shear wave when the shear wave propagates to different depths in the viscoelastic medium; fitting each of the maximum displacement data to obtain a maximum displacement attenuation curve (104); and determining the viscoelastic parameter of the viscoelastic medium according to the maximum displacement attenuation curve (105). The method and device can provide a more accurate measurement result of tissue fibrosis. | 1. A method for detecting a viscoelastic parameter of a viscoelastic medium, comprising: Applying a mechanical vibration at a single predetermined frequency to the viscoelastic medium to generate a shear wave in the viscoelastic medium;during propagation of the shear wave in the viscoelastic medium, emitting single-source ultrasonic waves to the viscoelastic medium and receiving ultrasonic echo signals;acquiring maximum displacement data of the shear wave at various depths according to the ultrasonic echo signals, each of the maximum displacement data representing a maximum oscillation amplitude of the shear wave when the shear wave propagates to different depths in the viscoelastic medium;fitting each of the maximum displacement data to obtain a maximum displacement attenuation curve as follows: y=ax2+bx+c where the a, b and c are parameters to be determined, y is a maximum displacement data of the shear wave at a depth, and x is a propagation distance of the shear wave; anddetermining the viscoelastic parameter of the viscoelastic medium according to the maximum displacement attenuation curve, the viscoelastic parameter being a coefficient corresponding to a highest power variable of the maximum displacement attenuation curve. 2. The method according to claim 1, wherein before the acquiring maximum displacement data of the shear wave at various depths according to the ultrasonic echo signals, the method further comprises: performing at least one of the following signal processings on the ultrasonic echo signals: time domain cross correlation, spectral cross correlation, square error sum, speckle tracking, scale invariant feature point tracking, dynamic programming, zero cross tracking, and peak search. 3. The method according to claim 1, wherein the fitting each of the maximum displacement data to obtain a maximum displacement attenuation curve comprises: performing a filtering processing on each of the maximum displacement data in time domain and frequency domain to exclude an abnormal datum in each of the maximum displacement data;performing a polynomial fitting on each of the maximum displacement data after excluding the abnormal datum to obtain the maximum displacement attenuation curve. 4. The method according to claim 1, wherein the method further comprises: acquiring an elastic parameter of the viscoelastic medium according to the ultrasonic echo signals;determining a degree of fibrosis of the viscoelastic medium based on the elastic parameter and the viscoelastic parameter. 5. The method according to claim 2, wherein the method further comprises: acquiring an elastic parameter of the viscoelastic medium according to the ultrasonic echo signals;determining a degree of fibrosis of the viscoelastic medium based on the elastic parameter and the viscoelastic parameter. 6. The method according to claim 3, wherein the method further comprises: acquiring an elastic parameter of the viscoelastic medium according to the ultrasonic echo signa... | WUXI HISKY MEDICAL TECHNOLOGIES CO., LTD. | A61B008/00 A61B008/08 A61B005/00 G01S007/52 G01S015/89
US10398374 | B2 | 2019-09-03 | Manual operation assistance with earpiece with 3D sound cues | 2018-08-14 | A method of providing audio feedback in response to a user performance using an earpiece includes steps of identifying a manual work operation to be performed by the user, wherein the identifying the manual work operation is performed by the earpiece, monitoring performance of the manual work operation by the user, wherein the monitoring the performance of the work operation is performed by the earpiece, generating 3D sound cues at the earpiece to assist in the performance of the manual work operation by the user, and outputting the 3D sound cues to the user at one or more speakers of the earpiece during the performance of the manual work operation by the user. | 1. A method of providing audio feedback in response to a user performance using an earpiece comprising steps of: identifying a manual operation to be performed by the user, wherein the identifying the manual operation is performed by the earpiece;monitoring performance of the manual operation by the user by mapping movement of the user during the manual work operation as determined using one or more inertial sensors to acceptable movement for performing the manual work operation, wherein the monitoring the performance of the manual operation is performed by the earpiece;generating 3D sound cues at the earpiece to assist in the performance of the manual operation by the user;outputting the 3D sound cues to the user at one or more speakers of the earpiece during the performance of the manual operation by the user. 2. The method of claim 1 wherein the 3D sound cues are generated to be perceived as coming from a spatial location having a contextual relationship with the manual operation by the user. 3. The method of claim 1 wherein the monitoring the performance of the manual operation by the user is performed by monitoring audio of the user sensed by the earpiece during the manual operation using one or more microphones of the earpiece. 4. The method of claim 1 wherein the monitoring the performance of the manual operation by the user is performed by monitoring movement of the user during the manual operation using one or more inertial sensors of the earpiece and monitoring audio of the user sensed by the earpiece during the manual operation using one or more microphones of the earpiece. 5. The method of claim 1 wherein the 3D sound cues include voice. 6. The method of claim 1 wherein the manual operation is associated with therapy. 7. A method of providing audio feedback in response to a user performance using a set of earpieces including a left ear piece and a right earpiece, the method comprising steps of: identifying a manual operation to be performed by the user, wherein the identifying the manual operation is performed by at least one of the left earpiece and the right earpiece;monitoring performance of the manual operation by the user by mapping movement of the user during the manual work operation as determined using one or more inertial sensors to acceptable movement for performing the manual work operation, wherein the monitoring the performance of the manual operation is performed by the left earpiece and the right earpiece;generating 3D sound cues to assist in the performance of the manual operation by the user, wherein the generating 3D sound cues is performed by at least one of the left earpiece and the right earpiece;outputting the 3D sound cues to the user at one or more speakers of the left earpiece and one or more speakers of the right earpiece during the performance of the manual operation by the user. 8. The method of claim 7 wherein the 3D sound cues are generated to be perceived as coming from a spatial location having a... | BRAGI GmbH | A61B005/00 A61B005/11 H04R001/10 H04R005/033
US10398413 | B2 | 2019-09-03 | Method for multi-frequency imaging and composite image display using high-bandwidth transducer outputs | 2013-12-19 | A method for imaging a volume within a patient volume is provided. The method includes generating a first signal and a second signal, directing the first signal and the second signal to a spot in the patient volume; receiving a first response signal and a second response signal from the spot in the patient volume; providing a first image from of the patient volume using the first response signal; providing a second image from the patient volume using the second response signal; and combining the first image and the second image to form a composite image. The method includes receiving multiple images at multiple frequency ranges; selecting a region of interest including the plurality of images; selecting multiple border lines separating the region of interest into multiple sub-regions; selecting data from an image in a sub-region; and forming an image in the region of interest. | 1. A method for imaging a patient volume, the method comprising: directing a first signal at a first frequency into the patient volume;directing a second signal at a second frequency into the patient volume;receiving a first response signal associated with the first signal from the patient volume to generate a first image;receiving a second response signal associated with the second signal from the patient volume to generate a second image;separating the first image into at least a first section corresponding to a first depth region of the patient volume and a second section corresponding to a second depth region of the patient volume, the first and second sections separated by a first border line;separating the second image into at least a third section corresponding to the first depth region of the patient volume and a fourth section corresponding to the second depth region of the patient volume, the third and fourth sections separated by a second border line; andcombining the first section of the first image and the fourth section of the second image to form a composite image including only sections of the first image and the second image that do not occupy a same depth in the composite image,wherein, at the first depth region, the first section of the first image comprises a higher resolution than the third section of the second image, and wherein, at the second depth region, the fourth section of the second image comprises a higher resolution than the second section of the first image. 2. The method of claim 1 wherein the directing the first and second signals into the patient volume comprises selecting the second frequency at a lower frequency than the first frequency, and wherein directing the first signal into the patient volume comprises generating an ultrasound signal at the first frequency; and directing the second signal into the patient volume comprises generating an ultrasound signal at the second frequency. 3. The method of claim 2 wherein the first section of the first image is associated with a shallow portion of the patient volume, and wherein the fourth section of the second image is associated with a deep portion of the patient volume. 4. The method of claim 2 wherein combining the first section with the fourth section includes filtering out a blood speckle signal from the composite image. 5. The method of claim 1 wherein the first response signal is a harmonic combination of a plurality of frequencies in the first signal. 6. The method of claim 1 wherein the second signal is a harmonic of the first frequency of the first signal. 7. The method of claim 1 wherein the separating the first image into at least the first section and the second section comprises selecting the first section from the first image on a first side of the first border line, and wherein the separating the second image into at least the third section and the fourth section comprises selecting the fourth section from the second image on a second side o... | VOLCANO CORPORATION | A61B005/00 A61B008/00 A61B008/08 A61B008/12
US10407412 | B2 | 2019-09-10 | Dimeric contrast agents | 2016-12-12 | The present invention relates to new class of dimeric macrocycles capable of chelating paramagnetic metal ions, their chelated complexes with metal ions and the use thereof as contrast agents, particularly suitable for Magnetic Resonance Imaging (MRI) analysis. | 1. A compound having the following formula (II)in which:m is 1, 2, 3, 4, 5, or 6;n is 1 or 2; andR2 is a C5-C12 polyol comprising 4-11 hydroxyl groups, or a physiologically acceptable salt thereof. 2. The compound according to claim 1 in which the polyol is selected from the group consisting of pentyl-polyols comprising 4 hydroxyl groups on a C5 alkyl chain; hexyl-polyols comprising from 4 to 5 hydroxyl groups on a C6 alkyl chain; and heptyl-polyols comprising from 4 to 6 hydroxyl groups on a C7 alkyl chain. 3. The compound according to claim 1 in which the polyol is selected from the group consisting of a pentyl-tetraol of formulaand a hexyl-pentaol of formula 4. The compound according to claim 1 of formula 5. A chelated complex of a compound according to claim 1 with two paramagnetic metal ions selected from the group consisting of Fe2+, Fe3+, Cu2+, Cr3+, Gd3+, Eu3+, Dy3+, La3+, Yb3+ and Mn2+, or a physiologically acceptable salt thereof. 6. The chelated complex according to claim 5, wherein the paramagnetic metal ions are Gd3+ ions. 7. The compound according to claim 1, wherein the physiologically acceptable salt is with a cation of (i) an inorganic base selected from an alkali metal and alkaline-earth metal, (ii) an organic base selected from ethanolamine, diethanolamine, morpholine, glucamine, N-methylglucamine, and N,N-dimethylglucamine or (iii) an amino acid selected from lysine, arginine and ornithine. 8. The chelated complex according to claim 5, wherein the physiologically acceptable salt is with a cation of (i) an inorganic base selected from an alkali metal and alkaline-earth metal, (ii) an organic base selected from ethanolamine, diethanolamine, morpholine, glucamine, N-methylglucamine, and N,N-dimethylglucamine or (iii) an amino acid selected from lysine, arginine and ornithine. 9. A method of MR imaging comprising: administering the chelated complex as defined in claim 5 to a patient;submitting the patient to a radiation frequency selected to excite non-zero proton spin nuclei of the chelated complex; andrecording a MR signal from said nuclei. 10. A pharmaceutical composition comprising: a chelated complex of claim 5 andat least one of a pharmaceutically acceptable carrier, a diluent an excipient and combinations thereof. | BRACCO IMAGING S.P.A. | A61B005/055 C07D403/12 C07D257/02 A61K049/12 A61K049/10
US10398386 | B2 | 2019-09-03 | Systems and methods for estimating blood flow characteristics from vessel geometry and physiology | 2013-05-16 | Systems and methods are disclosed for estimating patient-specific blood flow characteristics. One method includes acquiring, for each of a plurality of individuals, a geometric model and estimated blood flow characteristics of at least part of the individual's vascular system; executing a machine learning algorithm on the geometric model and estimated blood flow characteristics for each of the plurality of individuals; identifying, using the machine learning algorithm, features predictive of blood flow characteristics corresponding to a plurality of points in the geometric models; acquiring, for a patient, a geometric model of at least part of the patient's vascular system; and using the identified features to produce estimates of the patient's blood flow characteristic for each of a plurality of points in the patient's geometric model. | 1. A method for determining patient-specific blood flow characteristics, the method comprising: acquiring, for each of a plurality of individuals, a geometric model, one or more physiological parameters, and one or more measured or estimated blood flow characteristics at one or more points of at least part of the individual's vascular system;for a plurality of points in the geometric model for each of the plurality of individuals, creating a feature vector comprising a vascular cross-sectional area, a diseased length, and one or more boundary conditions of the geometric model at the one or more points;associating the feature vector for each of the plurality of individuals with one or more of the measured or estimated blood flow characteristics of the corresponding individual;modeling and training a support vector machine to predict blood flow characteristics at various points of the geometric model, using the associated feature vectors;acquiring, for a patient, a geometric model of at least part of the patient's vascular system and one or more measured or estimated physiological parameters; andusing the modeled and trained support vector machine to determine a blood flow characteristic of the patient for at least one point in the patient's geometric model. 2. The method of claim 1, wherein each feature vector further includes one or more of: systolic and diastolic blood pressures, heart rate, blood properties, individual age, individual gender, individual height, individual weight, presence or absence of disease, lifestyle characteristics, characteristics of aortic geometry, and characteristics of coronary branch geometry. 3. The method of claim 1, wherein each feature vector further includes one or more of: an intensity feature set, a surface feature set, a volume feature set, a centerline feature set, and a simplified physics feature set. 4. The method of claim 1, further comprising: identifying, using the support vector machine, features or weights of features predictive of blood flow characteristics corresponding to a plurality of points in the geometric models for each of the plurality of individuals; andstoring the identified features or weights of features to a storage device. 5. The method of claim 1, wherein using the modeled and trained support vector machine to determine the patient's blood flow characteristic comprises: for each of a plurality of points in the patient's geometric model, creating a feature vector of the patient's physiological parameters corresponding to feature vectors acquired for each of the plurality of individuals. 6. The method of claim 1, wherein the physiological parameters include one or more of a heart rate, a hematocrit level, a blood pressure, a blood viscosity, an individual's age, an individual's gender, an individual's weight, an individual lifestyle characteristic, and a mass of supplied tissue. 7. A system for estimating patient-specific blood flow characteristics, the system comprising: a data s... | HeartFlow, Inc. | A61B005/00 A61B005/026 A61B005/021 A61B005/145 A61B005/02 G16H050/50 G16H050/70 G16H050/20
US10413244 | B2 | 2019-09-17 | Method and apparatus for endobronchial diagnosis | 2015-10-21 | The present invention provides systems, methods, devices and kits for assessing the level of pulmonary disease in individual lung compartments. A lung compartment comprises a subportion of a lung, such as a lobe, a segment or a subsegment, for example. By measuring individual lung compartments, the level of disease of the pulmonary system may be more precisely defined by determining values of disease parameters reflective of individual subportions or compartments of a lung. Likewise, compartments may be separately imaged to provide further measurement information. Once individual compartments are characterized, they may be compared and ranked based on a number of variables reflecting, for example, level of disease or need for treatment. Such comparison may be aided by simultaneous display of such variables or images on a visual display. Further, the same tests may be performed on the lung as a whole or on both lungs and to determine the affect of the diseased lung compartments on the overall lung performance. In addition, the diseased lung compartments may be temporarily isolated and the measurement tests performed to determine the affect of the isolation on overall lung performance. As a result, the most beneficial treatment options may be selected. | 1. A pulmonary diagnostic system comprising: a multi-lumen pulmonary catheter having a proximal end and a distal end, wherein the distal end comprises an inflatable occlusion balloon configured to isolate a Iungcompartment from a remainder of the lung;a pulmonary diagnostic device comprising a transferring component configured to transfer fluids or gases to or from the lung,wherein the pulmonary diagnostic device is configured to receive measurement data from at least one sensor, and to coordinate the functioning of the pulmonary diagnostic device;a data receiving component;and one or more sensors disposed in or on the pulmonary catheter, said sensors generating measurement data reflecting respiratory features of the isolated lung compartment, wherein the respiratory features of the isolated lung compartment comprise pressure and flow;wherein the pulmonary diagnostic device further comprises an analyzing component configured to analyze the measurement data to generate processed measurement data, enable values of disease parameters reflective of an individual isolated lung compartment to be determined, and to calculate a resistance value of the isolated lung compartment based on the measurement data reflecting pressure and flow;wherein the pulmonary diagnostic device further is configured to coordinate the transfer of the fluids or gases between the components of the pulmonary diagnostic device and the lung, the passage of data between the sensor and the pulmonary diagnostic device, and the passage of data between the pulmonary diagnostic device and the data receiving component;wherein the system is configured to determine pressure and flow of the isolated lung compartment during unassisted breathing; andwherein the data receiving component is configured to receive the processed measurement data; andwherein the data receiving component comprises a visual display which is configured to simultaneously display resistance values corresponding to multiple lung compartments in visual form; andwherein the system is configured to rank the multiple lung compartments based on a level of disease or a need for treatment. 2. A system as in claim 1, wherein the respiratory features comprise velocity, oxygen concentration, or noble gas concentration. 3. A system as in claim 1, wherein the pulmonary diagnostic device converts the measurement data into a computer readable format. 4. A system as in claim 1, wherein the transferring component comprises a source of the fluid or gas and a means for generating flow of the fluid or gas. 5. A system as in claim 4, wherein the gas comprises air, oxygen, carbon dioxide, noble gas, radiopaque gas, polarized gas or a mixture of any of these. 6. A system as in claim 1, wherein the catheter is sized and has sufficient torque response and pushability to permit endotracheal introduction and intraluminal advancement through a bronchus of the lung. 7. A system as in claim 1, wherein pulmonary catheter has a proximal end conn... | Pulmonx Corporation | A61B005/00 A61B005/08 A61B006/00 A61B008/12 A61B005/055 A61B005/083 A61B005/085 A61B005/087 A61M016/04 A61M025/00 A61M025/10
US10413183 | B2 | 2019-09-17 | Insertion device | 2016-11-21 | Embodiments relate to an insertion device that includes: a plunger coupled with a lock collar. The insertion device houses contents including: a striker including self-locking striker snap arm(s) where the striker is kept from firing by a striker spring captured between the plunger and the striker when the insertion device is in a cocked position; a sensor assembly; and a needle carrier that holds a piercing member, the needle carrier captured between the striker and a needle carrier spring where a self-releasing snap(s) keeps the needle carrier cocked, where the plunger prevents the self-releasing snap(s) from repositioning and releasing the needle carrier. The striker fires the needle carrier such that the self-locking striker snap arm(s) are positioned to allow the striker to snap down. The needle carrier is then retracted when the user releases the plunger and the piercing member is encapsulated within the insertion device. | 1. An insertion device comprising: a plunger coupled with a lock collar, wherein the insertion device houses contents comprising at least one component including: a striker comprising at least one self-locking striker snap arm configured to keep the insertion device in a cocked position while not in use such that the striker is kept from firing by a striker spring captured between the plunger and the striker when the insertion device is in the cocked position;a sensor assembly comprising a sensor disposed on a bottom surface of the sensor assembly, wherein a mounting base having a first side attaches to the bottom surface of the sensor assembly, and a second side of the mounting base is exposed; anda needle carrier adapted to hold a piercing member, the needle carrier captured between the striker and a needle carrier spring wherein at least one self-releasing snap keeps the needle carrier cocked, wherein the plunger prevents the self-releasing snap(s) from repositioning and releasing the needle carrier;wherein when the insertion device is fired in response to a user depressing at least a portion of the plunger, the striker fires the needle carrier holding the piercing member such that the self-locking striker snap arm(s) are positioned to enter a groove to allow the striker to snap down,wherein after the insertion device is fired, the needle carrier is retracted in response to the user releasing the plunger such that the piercing member is encapsulated within the housing of the insertion device. 2. The insertion device of claim 1, wherein the insertion device is single use and disposable. 3. The insertion device of claim 1, further comprising a lid that completely covers a bottom surface of the lock collar to protect the contents within the insertion device. 4. The insertion device of claim 1, wherein the insertion device is unlocked by the user using two unlocking directional forces including performing a rotation motion while applying a downward force on the plunger to prevent the lock collar from accidentally unlocking. 5. The insertion device of claim 1, wherein the sensor assembly is fastened to a user's skin via the mounting base and the sensor is introduced into a body of the user upon firing of the needle carrier and the piercing member of the insertion device. 6. The insertion device of claim 1 wherein the sensor is introduced into a body of the user upon the user pushing on the plunger using a minimum pushing force for a certain minimum travel or distance. 7. The insertion device of claim 1, wherein the sensor assembly is automatically left behind on an insertion site upon the user pulling away the insertion device away from the insertion site after the insertion device is fired. 8. The insertion device of claim 1, wherein after the insertion device is used to insert the sensor extension into a body of a user, a transmitter assembly is connected to the sensor assembly at one or more areas as a single unit in response to a rotatin... | Medtronic MiniMed, Inc. | A61B005/145 A61B005/00 A61B005/1486 A61B005/15 A61M005/172 A61M005/158 A61B005/1473
US10413185 | B1 | 2019-09-17 | Methods and system for atrial fibrillation ablation using medical images based cardiac mapping with 3-dimentional (3D) tagging with optional esophageal temperature monitoring | 2017-11-20 | Methods and system for atrial fibrillation ablations utilizing cardiac mapping based on medical image(s). The method and system also adapted for any balloon based catheters including cryoballoon catheter, laser balloon catheter, or “hot balloon” catheter, as well as circular catheters. The methods and system includes overlaying of two or more images on top of each other (where the images are of various types) and aligning the images, where the transparency between the images can be adjusted as an aid for optimal placement of the balloon based catheters or circular catheters. 3D volumetricTags and markers are also placed on 3D images such as CT and MRI images which are indicative of where the tissue has been ablated. The method and system also comprises the ability to monitor esophageal temperature, and to activate alarms and/or energy delivery interrupt based on pre-determined esophageal temperature parameters. | 1. A method of 3-dimentional (3D) cardiac mapping utilizing existing images, comprises the steps of: acquiring medical images from a patient for placement of a balloon based catheter wherein, said images include at least one from a group comprising of live fluoroscopy, or stored fluoroscopy images, or stored fluoroscopy video, or recorded high resolution fluoroscopy with contrast medium (dye) injection, or computed tomography (CT) images, or magnetic resonance imaging (MRI) images, or intracardiac ultrasound (ICE) images, or 3D intracardiac ultrasound (ICE), or 3D fluoroscopy models;acquiring intracardiac and body surface electrical signals of the patient for cardiac mapping and ablation;acquiring a volume rendered 3-dimensional (3D) images of the patient, wherein the 3D image includes computed tomography (CT) images or magnetic resonance imaging (MRI) images;placing said balloon based catheter for ablation around pulmonary veins and left atrium utilizing one or more of said medical image;identifying the location of the balloon of said balloon based catheter on a CT or MRI image by overlaying said volume rendered 3D image at the appropriate location over a medical image showing balloon location and adjusting transparency till the balloon is visualized; andplacing at least one 3D volume tag on said volume rendered 3D CT or MRI image which is indicative of the 3D surface area where ablation is performed. 2. The method of claim 1 wherein, said balloon based catheter comprises of a cryoballoon catheter, or laser balloon catheter, or other balloon based catheter used in cardiac ablation for atrial fibrillation. 3. The method of claim 1 wherein, said 3D volume tag is computer generated and is of pre-defined shape. 4. The method of claim 1 wherein, said 3D volume rendered CT or MRI image is such that the placed 3D volume rendered tags are visualized from inside the chamber. 5. The method of claim 1 wherein, said cardiac mapping utilizes a cardiac mapping system or cardiac monitoring/recording system. 6. The method of claim 1 wherein, esophageal temperature is also monitored during the balloon based catheter ablation. 7. The method of claim 1 wherein, the coding may utilize software which is one from a group comprising LAB WINDOWS/CVI, LABVIEW (National Instruments Corp.), C, Microsoft Visual C++, Dot Net framework, MATLAB, and Microsoft Visual Basic, Python, or any functional equivalent software language. 8. The method of claim 1 wherein, said cardiac mapping is for atrial fibrillation ablations. 9. A method of cardiac mapping, comprises the steps of: providing a circular catheter with at least two electrodes and positionable around pulmonary veins and left atrium;acquiring medical images from a patient wherein, said images include at least one from a group comprising of live fluoroscopy, or stored fluoroscopy images, or stored fluoroscopy video, or recorded high resolution fluoroscopy with contrast medium (dye) injection, or intracardiac echogr... | AMERICAN MEDICAL TECHNOLOGIES, LLC | A61B005/00 A61M025/10 A61B008/12 A61B018/14 A61B018/28 A61B018/00 A61B008/00 A61B005/042 A61B005/046 A61B005/01 A61B090/00
US10413236 | B2 | 2019-09-17 | Medical-image processing apparatus | 2015-06-23 | A medical-image processing apparatus according to an embodiment includes an extracting unit, a dividing unit, and an estimating unit. The extracting unit extracts a disease candidate region from a medical image. The dividing unit divides the disease candidate region into multiple partial regions. The estimating unit uses the feature value of each of the partial regions to estimate the disease state of the disease candidate region. | 1. A medical-image processing apparatus comprising: processing circuitry configured to:extract a disease candidate region from a medical image;divide the disease candidate region into an internal region and an external region, by performing erosion to the disease candidate region, the erosion being repeatedly performed so that a ratio between a size of the internal region and a size of the external region becomes a predetermined ratio;extract a first feature vector of the internal region and a second feature vector of the external region;generate a combining vector by combining the first feature vector and the second feature vector; andestimate a disease state of the disease candidate region by using the combining vector,wherein a number of elements of the combining vector is a total number of elements obtained by adding a number of elements of the first feature vector and a number of elements of the second feature vector wherein the processing circuitry is configured to: accept an estimation result in which a disease state of the disease candidate region is estimated; generate a classifier for a computer-aided diagnosis based on the combining vector and the estimation result; and estimate a disease state of a newly extracted disease candidate region by using the classifier. 2. The medical-image processing apparatus according to claim 1, wherein the processing circuitry is configured to: extract a third feature vector of disease candidate region before the dividing;generate a combining vector by combining the first feature vector, the second feature vector and the third feature vector; andestimate a disease state of the disease candidate region by using the combining vector,wherein a number of elements of the combining vector is a total number of elements obtained by adding a number of elements of the first feature vector, a number of elements of the second feature vector, and a number of elements of the third feature vector. 3. The medical-image processing apparatus according to claim 1, wherein the medical image is multiple medical image data sets. | Canon Medical Systems Corporation NATIONAL UNIVERSITY CORPORATION KOBE UNIVERSITY | A61B005/00 G06T007/00 A61B090/00 A61B005/055 G06F019/00
US10403404 | B2 | 2019-09-03 | Physical face cloning | 2015-07-13 | A computer-implemented method is provided for physical face cloning to generate a synthetic skin. Rather than attempt to reproduce the mechanical properties of biological tissue, an output-oriented approach is utilized that models the synthetic skin as an elastic material with isotropic and homogeneous properties (e.g., silicone rubber). The method includes capturing a plurality of expressive poses from a human subject and generating a computational model based on one or more material parameters of a material. In one embodiment, the computational model is a compressible neo-Hookean material model configured to simulate deformation behavior of the synthetic skin. The method further includes optimizing a shape geometry of the synthetic skin based on the computational model and the captured expressive poses. An optimization process is provided that varies the thickness of the synthetic skin based on a minimization of an elastic energy with respect to rest state positions of the synthetic skin. | 1. A method for generating an object shape for a synthetic skin, the method comprising: determining a first target surface and a second target surface, wherein the first target surface comprises a neutral target pose, and the second target surface comprises an expressive target pose;generating a shape geometry for the synthetic skin, the shape geometry having an outer surface and an inner surface, wherein the outer surface is determined based on the first target surface comprising the neutral target pose;generating one or more material parameters for the synthetic skin based on a computational model that simulates deformation behavior of a fabricated object having the shape geometry and made from a defined physical material, such that the outer surface of the shape geometry in a deformed state more closely matches the expressive target pose of the second target surface; andfabricating the synthetic skin based on the shape geometry and the one or more material parameters, wherein the one or more material parameters define physical attributes of the synthetic skin. 2. The method of claim 1, further comprising: determining one or more actuator parameters associated with the second target surface for controlling a corresponding mechanical actuator configured to deform the synthetic skin, wherein the actuator parameters are selected to deform the shape geometry in a manner such that the outer surface of the deformed shape geometry matches the second target surface. 3. The method of claim 1, further comprising: generating the computational model based on one or more material parameters of a material, wherein the computational model is configured to simulate deformation behavior of an object fabricated from the material. 4. The method of claim 1, further comprising: capturing stress-strain behavior of a sample comprised of a material; anddetermining one or more material parameters based on an objective function minimized to approximate the captured stress-strain behavior; andgenerating the computational model based on the one or more material parameters. 5. The method of claim 1, further comprising: determining an operational range of an animatronic device comprising a plurality of attachment paths; andmodifying the computational model by utilizing the determined operational range as boundary constraint for forward simulation. 6. The method of claim 1, wherein modifying the inner surface comprises: determining an energy minimization function based on the computational model, wherein the computational model comprises a neo-Hookean material model configured to simulate a deformed state of the shape geometry based on a plurality of material parameters; andmodifying the shape geometry based on the energy minimization function. 7. The method of claim 1, wherein modifying the inner surface comprises: determining how closely the outer surface of the shape geometry in the deformed state matches the second target surface according to an objective function ... | Disney Enterprises, Inc. ETH Zurich (Eidgenoessiche Technische Hochschule Zurich) | G06T019/20 G16H050/50 G06F017/10 G06K009/00 G06T017/00 A61B005/00 G10L021/10 G06T017/10 G06F017/50
US10420472 | B2 | 2019-09-24 | Apparatus and method | 2016-08-15 | An apparatus according to the present invention includes a processor processing characteristic distribution information derived from an acoustic wave generated from an object and which indicates specific values at a plurality of positions inside the object, wherein the processor: sets a first position of interest; acquires first weight distribution information which is related to a plurality of positions including the first position of interest; and acquires a substitute value for a specific value at the first position of interest using the first weight distribution information, the specific value at the first position of interest, and a specific value at a position that differs from the first position of interest among the plurality of positions. | 1. An apparatus comprising: a light irradiating unit configured to irradiate an object with light;a receiving unit configured to output a signal in response to receiving an acoustic wave generated from the object irradiated with light; anda processor configured to acquire characteristic distribution information, which indicates specific values at a plurality of positions inside the object, using the signal,wherein the processor is configured to: set a first position of interest;acquire first weight distribution information which corresponds to the first position of interest and which is related to a plurality of positions including the first position of interest; andacquire a substitute value for a specific value at the first position of interest using the first weight distribution information, the specific value at the first position of interest, and a specific value at a position that differs from the first position of interest among the plurality of positions. 2. The apparatus according to claim 1, wherein the processor is further configured to: acquire a first weighted specific value at the first position of interest by weighting the specific value at the first position of interest using the first weight distribution information;acquire a second weighted specific value at a position that differs from the first position of interest by weighting the specific value at the position that differs from the first position of interest using the first weight distribution information; andacquire the substitute value at the first position of interest using the first weighted specific value and the second weighted specific value. 3. The apparatus according to claim 1, wherein the processor is further configured to: set a second position of interest that differs from the first position of interest;acquire second weight distribution information which corresponds to the second position of interest and which is related to a plurality of positions including the second position of interest; andacquire a substitute value for a specific value at the second position of interest using the second weight distribution information, the specific value at the second position of interest, and a specific value at a position that differs from the second position of interest,wherein the second weight distribution information differs from the first weight distribution information. 4. The apparatus according to claim 1, wherein the processor is further configured to determine the first position of interest using the weight distribution information. 5. The apparatus according to claim 1, wherein the processor is further configured to use a specific value at a position in a vicinity of the position of interest as the specific value at the position that differs from the position of interest when acquiring the substitute value. 6. The apparatus according to claim 1, wherein the specific value is an absorption coefficient for the light. 7. The apparatus according to claim 1, ... | CANON KABUSHIKI KAISHA | A61B005/00 A61B005/1455 G01N029/00 G06T005/00 G06K009/00
US10398348 | B2 | 2019-09-03 | Baseline impedance maps for tissue proximity indications | 2017-10-19 | A processor is configured to construct a baseline impedance model (BIM) that models a portion of a heart of a subject as a collection of three-dimensional cells, each of which corresponds to a respective volume within the heart, at least some of the cells being designated as baseline-impedance cells, for each of which the BIM specifies a respective baseline impedance, to ascertain, based on a signal received via an electrical interface, an impedance between a catheter electrode, which is within the heart, and an external electrode that is externally coupled to the subject, to identify one of the baseline-impedance cells as a reference cell, to ascertain that the catheter electrode is within a threshold distance of tissue of the heart, by comparing the ascertained impedance to the baseline impedance that is specified for the reference cell, and to update a map of the tissue in response to the ascertaining. | 1. Apparatus, comprising: an electrical interface; anda processor, configured: to construct a baseline impedance model (BIM) that models a portion of a heart of a subject as a collection of three-dimensional cells, each of which corresponds to a respective volume within the heart, at least some of the cells being designated as baseline-impedance cells, for each of which the BIM specifies a respective baseline impedance,to ascertain, based on a signal received via the electrical interface, an impedance between a catheter electrode, which is within the heart, and an external electrode that is externally coupled to the subject,to identify one of the baseline-impedance cells as a reference cell,to ascertain that the catheter electrode is within a threshold distance of tissue of the heart, by comparing the ascertained impedance to the baseline impedance that is specified for the reference cell, andto update a map of the tissue, in response to ascertaining that the catheter electrode is within the threshold distance of the tissue. 2. The apparatus according to claim 1, wherein the processor is configured to update the map of the tissue to incorporate a location of the catheter electrode, in response to ascertaining that the catheter electrode is within the threshold distance of the tissue. 3. The apparatus according to claim 1, wherein the processor is configured to update the map of the tissue to incorporate information contained in an electrocardiographic signal acquired by the electrode, in response to ascertaining that the catheter electrode is within the threshold distance of the tissue. 4. The apparatus according to claim 1, wherein the processor is configured to identify the one of the baseline-impedance cells as the reference cell in response to a center of the one of the baseline-impedance cells corresponding to a location that is closer to a location of the catheter electrode than is any other location to which a center of any other one of the baseline-impedance cells corresponds. 5. The apparatus according to claim 4, wherein the processor is configured to identify the one of the baseline-impedance cells as the reference cell in response to the location of the catheter electrode being included in the volume to which the one of the baseline-impedance cells corresponds. 6. The apparatus according to claim 1, wherein the processor is configured to compare the ascertained impedance to the baseline impedance that is specified for the reference cell by: computing a ratio between a real component of the ascertained impedance and a real component of the baseline impedance, andcomparing the ratio to a ratio threshold. 7. The apparatus according to claim 1, wherein the processor is configured to compare the ascertained impedance to the baseline impedance that is specified for the reference cell by: computing a difference between a phase of the ascertained impedance and a phase of the baseline impedance, andcomparing the difference to a phase-dif... | Biosense Webster (Israel) Ltd. | A61B005/00 A61B005/06 A61B005/042 A61B005/04 A61M025/01
US10420945 | B2 | 2019-09-24 | Active implantable medical device for detecting a remodeling or reverse remodeling phenomenon of the patient | 2017-09-11 | According to some embodiments, a device operates by comparative morphological analysis of depolarization signals collected in spontaneous rhythm on separate respective channels, with two temporal components combined into a single 2D parametric VGM vectogram characteristic. Similarity quantification methods evaluate a variation over time of a descriptor parameter of a current VGM compared to a stored previous reference VGM. This variation is compared with predetermined thresholds to diagnose an occurrence of remodeling or reverse remodeling in a patient, and/or to detect a lead failure or an occurrence of ischemia. The descriptor parameter is a function of a velocity vector of the VGM, a comparison relating to a correlation coefficient between respective magnitudes of a current VGM velocity vector and of a reference VGM velocity vector, and an average angle between these respective velocity vectors. | 1. An implantable medical device comprising: a processor configured to: detect at least one of a ventricular depolarization signal or an atrial depolarization signal of a heart on a channel at a plurality of distinct instants; collect two endocardial electrogram (EGM) signals during a spontaneous rhythm cardiac cycle, wherein the EGM signals are collected on a plurality of separate channels, wherein the EGM signals include a unipolar far-field EGM signal and a near-field EGM signal;derive a temporal component from each of the EGM signals;combine the two temporal components into a parametric 2D characteristic representative of the cardiac cycle based on the variations of one of the temporal components as a function of the other temporal component;analyze the 2D characteristic by deriving, from the 2D characteristic or from an average of a plurality of the 2D characteristics collected over successive cardiac cycles, an intrinsic descriptor parameter representative of the 2D characteristic;perform a historical analysis by evaluating a variation over time of the intrinsic descriptor parameter of the 2D characteristic with respect to a previous reference 2D characteristic stored by the device;compare the variation to a predetermined threshold; andtrigger an alert in response to determining the variation exceeds the predetermined threshold. 2. The device of claim 1, wherein the EGM signals collected on a plurality of separate channels are collected concurrently. 3. The device of claim 1, wherein the historical analysis is performed periodically. 4. The device of claim 1, wherein the processor is configured to perform the historical analysis by evaluating the daily variation over time of the intrinsic descriptor parameter. 5. The device of claim 1, wherein the intrinsic descriptor parameter is a function of a velocity vector of the 2D characteristic, considered in a plurality of respective points of the 2D characteristic. 6. The device of claim 5, wherein the function of the velocity vector comprises a magnitude of the velocity vector. 7. The device of claim 6, wherein the processor is configured to perform the historical analysis by calculating a correlation coefficient between the magnitudes of respective velocity vectors of the current 2D characteristic and the reference 2D characteristic. 8. The device of claim 7, wherein the function of the velocity vector comprises an orientation of a speed vector. 9. The device of claim 8, wherein the processor is configured to perform the historical analysis by calculating an average angle between velocity vectors of the current 2D characteristic and of the reference 2D characteristic. 10. The device of claim 9, wherein the comparison comprises: comparing the average angle between velocity vectors to a first threshold;comparing the correlation coefficient between the magnitudes of velocity vectors to a second threshold; andselectively triggering the alert when the average angle between velocity vectors ... | Sorin CRM SAS | A61B005/04 A61N001/362 A61N001/39 A61N001/365 A61N001/368 A61B005/0402 A61N001/05 A61N001/08 A61N001/37 A61B005/00 A61B005/042 A61B005/046
US10398379 | B2 | 2019-09-03 | System for improved interpretation of physiological data and presentation of physiological condition management information | 2012-12-14 | Systems, devices and methods for managing a physiological condition are configured to store predetermined output segments of content, analyze physiological data and other user information, and generate user-friendly information that provides an interpretation of the data (e.g., identifies selected data points, or determines pattern of physiological data over selected period(s)). An output segment management system with rules engine and method combines selected output segments to generate a presentation or message (e.g., with text, graphical, multimedia, video and/or audio information). The resulting presentation or message provides user information such as an explanation of selected data with selected user information incorporated therein, and optional recommendations (e.g., suggested user actions based on a designated protocol such as a clinical protocol). | 1. A method of generating physiological condition information comprising: coupling to at least one physiological condition sensor to receive measured physiological data corresponding to a user therefrom;storing the physiological data and user information in a memory device, the user information selected from the group consisting of physiological data thresholds, meal times, exercise times, age, weight, medication, amounts and times of medication administration, heart rate, body temperature, and food intake information;analyzing, via a processing device comprising a rules engine, the physiological data to determine whether an event relating to the physiological data has occurred or will occur and for which the user is to be alerted, the event represented by event information that is selected for the user and that is determined via the processing device using a rules engine and a designated protocol for managing the physiological condition, the physiological data, and at least one of the user information, the event information comprising at least one of a selected data point and a selected pattern of the physiological data that indicates at least one of a rate of change in the physiological data that exceeds a designated threshold, a predicted value corresponding to the physiological data, and physiological data failing to meet designated parameters during a designated time period on each of a plurality of days; andwhen the processing device determines the user is to be alerted of an event, generating, via the processing device, a presentation of physiological condition information that comprises a video, the video presenting an explanation of the event information that includes at least one of values selected from among the stored physiological data and the stored user information that contributed to the event information, and values derived from at least one of the stored physiological data and the stored user information that contributed to the event information. 2. A method as claimed in claim 1, further comprising storing a plurality of output segments in the memory device that are predetermined and stored independently of the received physiological data, wherein the output segments are at least one of audio segments and video segments, and the generating comprises selecting and combining selected ones of the output segments to create the video. 3. A method as claimed in claim 1, wherein the presentation can comprise at least one of an audio output, a graphical output, an audiovisual output, and an alphanumeric output. 4. A method as claimed in claim 1, further comprising storing a plurality of output segments in the memory device that are predetermined and stored independently of the received physiological data, the stored output segments being at least one of audio, video and audiovisual, wherein generating comprises selecting and combining selected ones of the output segments to create the presentation. 5. A method as claimed in claim 4... | Becton, Dickinson and Company | G01N033/48 A61B005/00 A61B005/145 G08C017/02 G16H050/20 G16H015/00 H04W004/80 G06F019/00 A61B005/024 G16H020/10 G16H020/60
US10405767 | B2 | 2019-09-10 | Intravenous line flow sensor for advanced diagnostics and monitoring in emergency medicine | 2017-07-31 | A portable medical device having an intravenous line flow sensor integrated into a cable. The portable medical device may be a defibrillator having an ECG or electrode cable couple to ECG or electrode leads. The flow sensor may be integrated into the ECG or electrode cable. The portable medical device uses the flow sensor to capture and store information about fluids delivered to a patient being treated with the portable medical device. The information may include total volume provided, flow rate, and the like. The information may then be used to evaluate the treatment provided to the patient. | 1. A medical device, comprising: a portable defibrillator configured to output a defibrillation shock;a line flow sensor integrated with the portable defibrillator and configured to sense one or more characteristics of a flow of fluid through an intravenous line, the portable defibrillator being further configured to one or more of monitor, display, or record the one or more characteristics of the fluid flowing through the intravenous line. 2. The medical device recited in claim 1, wherein the portable defibrillator is further configured to detect that the intravenous line is in a flow stoppage condition and to issue an alert to the flow stoppage condition. 3. The medical device recited in claim 1, wherein the portable defibrillator is further configured to detect to a retrograde flow situation in which blood is flowing back into the intravenous line and to issue an alert to the retrograde flow situation. 4. The medical device recited in claim 1, wherein the portable defibrillator is further configured to conduct substantially real-time surveillance of data from the flow sensor. 5. The medical device recited in claim 4, wherein the portable defibrillator is further configured to perform analysis of the substantially real-time surveillance combined with patient-condition-specific data and to issue feedback on the volume of fluid delivered to the patient through the intravenous line based on the analysis of the substantially real-time surveillance and the patient-condition-specific data. 6. The medical device recited in claim 1, wherein the portable defibrillator is configured to be detachably attached to portable monitor. 7. The medical device recited in claim 1, wherein the flow sensor includes an ultrasound-based flow sensor. 8. The medical device of claim 1, wherein the portable defibrillator includes a defibrillation cable, and wherein the intravenous line flow sensor is integrated into the defibrillation cable. 9. The medical device of claim 1, wherein the portable defibrillator is further configured to store the one or more characteristics of the fluid flowing through the intravenous line. 10. The medical device of claim 1, wherein the portable defibrillator is configured to be wirelessly connected to a medical data system. 11. The medical device of claim 10, wherein the portable defibrillator is further configured to receive one or both of patient data or treatment protocol information to identify a mismatch between an expected and observed fluid therapy. 12. The medical device of claim 1, wherein the portable defibrillator is further configured to detect one or both of a fluid volume or flow error condition and to issue an alert to the fluid volume or flow error condition. | PHYSIO-CONTROL, INC. | A61B005/04 A61B005/044 A61N001/04 A61M005/168 A61N001/39 A61B005/046 A61B005/0428
US10408934 | B2 | 2019-09-10 | Object information acquiring apparatus | 2016-08-12 | An object information acquiring apparatus according to the present invention includes: a supporter which supports a plurality of conversion elements each converting a photoacoustic wave from an object into an electrical signal; an imager which acquires an image of the object; a scanner which changes a relative position between the object and the supporter; an acquirer which acquires first and second specific information of the inside of the object based on an electrical signal acquired at a first and second relative position between the object and the supporter; and a corrector which corrects a deviation between the first and the second specific information based on positional information of the object. | 1. An object information acquiring apparatus comprising: a light source which generates light;a plurality of conversion elements, each receiving an acoustic wave generated when an object is irradiated with the light and outputting an electrical signal;a supporter which supports the plurality of conversion elements; andan imager including a plurality of optical cameras, which is arranged on the supporter and which acquires an optical image of the object,wherein the supporter has a hemisphere shape and supports the plurality of conversion elements along a plurality of spiral arrays on the hemisphere shape,wherein the plurality of optical cameras is arranged at a region other than the plurality of spiral arrays on the hemisphere shape, andwherein the plurality of optical cameras is arranged at a diagonal position with respect to a pole of the hemisphere shape. 2. The object information acquiring apparatus according to claim 1 further comprising: a scanner which changes a relative position between the object and the supporter;a specific information acquirer which acquires a first photoacoustic image of the inside of the object based on the electrical signal acquired at a first relative position between the object and the supporter, and which acquires a second photoacoustic image of the inside of the object based on the electrical signal acquired at a second relative position between the object and the supporter that differs from the first relative position; anda positional information acquirer which acquires positional information of the object at the first and second relative positions on the basis of optical images acquired by the imager at the first and second relative positions. 3. The object information acquiring apparatus according to claim 1, wherein the supporter stores an acoustic matching liquid in such a manner that the acoustic matching liquid is arranged between the supporter and the object. 4. The object information acquiring apparatus according to claim 2, wherein the positional information acquirer acquires the positional information by comparing a characteristics point of the object between the images respectively obtained at a plurality of the relative positions. 5. The object information acquiring apparatus according to claim 4, wherein the characteristics point is a marker, or a characteristic structure of the object. 6. The object information acquiring apparatus according to claim 2, wherein the plurality of conversion elements are arranged on the supporter so that a high sensitivity region is formed in a region in which directions of high receiving sensitivity of at least a part of the conversion elements converge, and the specific information acquirer acquires the first and second photoacoustic images in a region including the high sensitivity region with respect to the respective relative positions. 7. The object information acquiring apparatus according to claim 1 further comprising: a scanner which performs scanning th... | CANON KABUSHIKI KAISHA | A61B005/00 G01S015/89 G01S007/52
US10405789 | B2 | 2019-09-10 | Implantable bladder fullness sensor | 2017-07-07 | An apparatus for determining the volume of urine in a human bladder is described. The apparatus uses light to determine the length of a flexible tube attached vertically to the outside of the bladder, and converts the length into a fullness value that is transmitted to an external device that notifies a user about the state of the bladder. | 1. An implantable device for determining a volume of a urinary bladder comprising: a flexible tube, attached to a surface of a urinary bladder, with a length that expands as the volume of the urinary bladder increases;a light source inside of the flexible tube at an end of said flexible tube;a photocell inside of the flexible tube at an end of said flexible tube, positioned such that one or more light waves from the light source are received by the photocell; andelectronic circuitry electrically connected to the light source and the photocell where the electronic circuitry is configured to periodically cause the light source to transmit the one or more light waves into the flexible tube and then counts a period of time until the photocell detects an arrival of the light waves, said electronic circuitry is configured to calculate the volume of the urinary bladder based on the length of the flexible tube, as determined based on the period of time for the light waves to travel between the light source and the photocell. 2. The implantable device of claim 1 further comprising reflective material inside of the flexible tube at an end opposite from the light source. 3. The implantable device of claim 1 further comprising a communication module connected to the electronic circuitry for transmitting information related to the volume of the urinary bladder to an external instrument. 4. The implantable device of claim 3 wherein the external instrument is a smart phone. 5. The implantable device of claim 3 wherein the external instrument is a watch-like device. 6. The implantable device of claim 3 wherein the external instrument is a computer. 7. The implantable device of claim 3 wherein the external instrument produces an audio alert when the volume of the urinary bladder reaches a pre-determined amount. 8. The implantable device of claim 3 wherein the external instrument produces a physical alert when the volume of the urinary bladder reaches a pre-determined amount. 9. A method for determining the volume of a urinary bladder, the method comprising: generating one or more light waves from a lighting source located inside of a flexible tube, said lighting source located at one end of said flexible tube, said lighting source electrically connected to electronic circuitry, said flexible tube attached to a surface of a urinary bladder;counting a period of time in the electronic circuitry for the light wave to travel from the lighting source to a photocell;receiving the one or more light waves at the photocell, the photocell electrically connected to the electronic circuitry;calculating a distance that the light wave traveled from the lighting source to the photocell using the period of time;comparing the distance in a baseline distance representing a length of the urinary bladder at a known volume; anddetermining the volume of the urinary bladder based on said comparison. 10. The method of claim 9 further comprising alerting a user when the volume of... | - | A61B005/20 A61B005/00 A61B005/07 A61N001/36
US10398381 | B1 | 2019-09-03 | System and method for characterizing cardiac arrhythmia | 2016-11-18 | In an embodiment, a data processing method comprises obtaining one or more photoplethysmography (PPG) signals from one or more PPG sensors of a monitoring apparatus, the PPG signals being generated based upon optically detecting pulsed variations in blood flow; obtaining a motion sensor signal from a motion sensor in the monitoring apparatus; identifying, based upon the motion sensor signal, one or more periods of motion (e.g., low motion) of the monitoring apparatus; and selectively obtaining and storing segments of the PPG signals based on a temporal relationship between the segments of the PPG signals and the identified periods of motion. | 1. A method comprising: obtaining one or more photoplethysmography (PPG) signals from one or more PPG sensors of a monitoring apparatus, the one or more PPG signals being generated based upon optically detecting pulsed variations in blood flow;obtaining a motion sensor signal from a motion sensor in the monitoring apparatus;identifying, based upon the motion sensor signal, one or more periods of motion of the monitoring apparatus;selectively obtaining and storing segments of the one or more PPG signals based on a temporal relationship between the segments of the one or more PPG signals and the identified one or more periods of motion;determining that at least one segment of the one or more PPG signals is indicative of an arrhythmia event; andgenerating, responsive to determining that the at least one segment of the one or more PPG signals is indicative of the arrhythmia event, a notification indicating that a user of the monitoring apparatus should obtain an electrocardiogram (ECG) measurement. 2. The method of claim 1, wherein the temporal relationship indicates that the selectively obtained and stored segments of the one or more PPG signals do not correspond to the identified one or more periods of motion. 3. The method of claim 1, further comprising: generating and storing, based upon the segments of the one or more PPG signals, PPG waveform data identifying waveform characteristics associated with the one or more PPG signals; andgenerating and storing, based on the PPG waveform data, arrhythmia event data describing one or more arrhythmia events. 4. The method of claim 3, wherein the PPG waveform data includes a peak-to-peak dataset comprising one or more interval values representing time intervals between one or more successive peaks in the one or more PPG signals. 5. The method of claim 3, wherein the arrhythmia event data describes one or more arrhythmia types and arrhythmia durations that are associated with the one or more arrhythmia types. 6. The method of claim 1, wherein the motion sensor signal comprises one or more signals selected from the group consisting of: an accelerometer sensor signal from an accelerometer, an altitude signal from an altimeter, and a gyroscopic motion signal from a gyroscope. 7. The method of claim 1, further comprising: comparing a motion-related metric generated based upon the motion sensor signal to a specified motion threshold value;determining, based on the comparing, that the one or more periods of motion indicate low motion; anddetermining and storing one or more arrhythmia types and arrhythmia durations that are associated with the one or more arrhythmia types only during the one or more periods of motion that indicate low motion. 8. The method of claim 1, further comprising: comparing a motion-related metric generated based upon the motion sensor signal to a specified motion threshold value;determining, based on the comparing, that the one or more periods of motion indicate sleep; anddetermini... | Fitbit, Inc. | A61B005/00 A61B005/026 A61B005/0464
US10398330 | B2 | 2019-09-03 | Systems and methods to measure fluid in a body segment | 2016-06-22 | The present disclosure introduces systems and methods to measure fluid in a body segment. In one embodiment, a computer system used to measure fluid in a body segment is described. A current generation module may be used to emit an electrical through at least one body segment. The electrical current may be used to measure fluid-volume content of the at least one body segment. An electrode module having a plurality of electrodes may be attached to the current generation module. A signal-processing module may be used to measure changes in the electrical current through at least one body segment. Further, an impedance module may be used to calculate fluid-volume change in at least one body segment and determine the flow of fluid through the at least one body segment. Other embodiments also are described. | 1. An apparatus to measure blood flow comprising: a current generator circuit having a plurality of channels, wherein the current generator circuit provides a constant and sinusoidal alternating current;a plurality of electrodes connected to the current generator circuit to determine a plurality of electrical impedance readings by applying a four-electrode method to the plurality of electrodes;a processor attached to the current generator circuit to compute a plurality of calculations, wherein at least one of the plurality of calculations includes applying a Nyboer formula to the plurality of electrical impedance readings;a display unit connected to the processor to display numeric values of patient vital sign information based on the plurality of electrical impedance readings and the plurality of calculations; anda plurality of indicators connected to the processor to indicate patient vital sign information determined from information associated with synchronization of the plurality of electrical impedance readings and a heart rate recorded through an electrocardiogram channel included in the plurality of channels of the circuit generator circuit, and the plurality of calculations. | KING SAUD UNIVERSITY | A61B005/02 A61B005/0295 A61B005/0456 A61B005/0205 A61B005/0245 A61B005/053 A61B005/00
US10416288 | B2 | 2019-09-17 | Integrated optical system with photonic integrated circuit including coherent optical receiver and optical phased array | 2017-03-23 | An integrated optical system includes a frequency tunable optical source. A reference path is coupled to the frequency tunable source. The integrated optical system also includes a photonic integrated circuit (PIC) comprising a coherent optical receiver that is optically coupled to the reference path. An optical phased array is optically coupled to the frequency tunable source and is positioned to couple light to and from a sample. The integrated optical system is configured such that when the frequency tunable optical source is tuned in optical frequency, the coherent optical receiver produces electrical signals having optical information about the sample. | 1. An integrated optical system comprising: a frequency tunable optical source;a reference path coupled to the frequency tunable source;a photonic integrated circuit (PIC) comprising a coherent optical receiver that is optically coupled to the reference path, andan optical phased array that is optically coupled to the frequency tunable source and that is positioned to couple light to and from a sample,wherein said integrated optical system is configured such that when the frequency tunable optical source is tuned in optical frequency, said coherent optical receiver produces electrical signals having optical information about the sample. 2. The integrated optical system of claim 1 wherein said phased array is configured to compensate for aberrations in the coupling of the light to/from the sample. 3. The integrated optical system of claim 1 wherein the phased array is configured to extend a depth of focus beyond that associated with a normally Gaussian beam. 4. The integrated optical system of claim 1 wherein the frequency tunable optical source comprises a frequency tunable optical source configured as a ring. 5. The integrated optical system of claim 1 wherein the frequency tunable optical source comprises multiple gain sections in parallel. 6. The integrated optical system of claim 1 wherein the frequency tunable optical source comprises at least two frequency shifters in a laser cavity. 7. The integrated optical system of claim 1 wherein the frequency tunable optical source comprises a tunable tracking filter. 8. The integrated optical system of claim 1 wherein the coherent optical receiver comprises a dual-polarization I/Q coherent receiver. 9. The integrated optical system of claim 1 wherein the coherent optical receiver comprises a plurality of coherent optical receivers operating in parallel. 10. The integrated optical system of claim 1 wherein the optical phased array is static. 11. The integrated optical system of claim 1 wherein the optical phased array is adjustable. 12. The integrated optical system of claim 1 wherein the optical phased array is configured to perform at least one of aberration compensation, depth of focus extension, and/or focus adjustment. 13. The integrated optical system of claim 1 wherein the optical information comprises a longitudinal reflectivity profile of the sample. 14. The integrated optical system of claim 1 wherein the optical information comprises a polarization independent image of the sample. 15. The integrated optical system of claim 1 wherein the optical information comprises birefringence information along an axial profile of the sample. 16. The integrated optical system of claim 1 wherein the optical information comprises an image of a property sample. 17. The integrated optical system of claim 1 wherein the optical phased array comprises a plurality of antenna elements. 18. The integrated optical system of claim 17 wherein the plurality of antenna elements are configured to genera... | Eric Swanson | G01B009/02 G01S007/481 G01N021/17 A61B005/00 G01N021/39 G01N021/47 G01S017/89 G02F001/29
US10406376 | B2 | 2019-09-10 | Multi-factor control of ear stimulation | 2016-11-01 | Systems and related methods for controlling an ear stimulation device with a personal computing device are described. Multiple factors, including a mood of the user, a user control input, and a secondary factor input are used in controlling the ear stimulation device. Secondary factors include, a variety of factors relating to or influencing the state of the user, including but not limited to, environmental conditions, sleep, diet, or various activities of the user. User inputs can be open-ended or selected from a menu, for example. In an aspect, a correlation module correlates mood of the user to other factors, and control of stimulation is based thereon. In various aspects, the system is also responsive to inputs from sensors or computing networks. In an aspect, the earpiece delivers an audio output such as music from an audio player. | 1. A computer program product comprising: a non-transitory signal-bearing medium bearing:one or more audio delivery instructions for controlling delivery of an audio signal from an audio signal source to an audio earpiece via an audio output of a personal computing device, the audio earpiece having operably coupled thereto an ear stimulation device configured to stimulate a nerve innervating a pinna of an ear of the user;one or more mood assessment instructions for receiving mood-related input from the user via a first input structure operably coupled to the personal computing device; andassessing a mood of the user based at least in part upon the mood-related input;one or more secondary factor input instructions for receiving at least one input relating to at least one secondary factor relating to the user via a second input structure operably coupled to the personal computing device;one or more user control instructions for receiving via a third input structure of the personal computing device, at least one user control input for controlling at least one user-controllable stimulation parameter of the ear stimulation device;one or more stimulator control instructions for determining at least one stimulus control parameter based on at least one of the mood of the user, the at least one secondary factor, and the at least one user control input; andone or more controller interface instructions for communicating the at least one stimulus control parameter to a stimulator controller adapted to control the ear stimulation device responsive to the at least one stimulus control parameter. 2. The computer program product of claim 1, wherein the one or more stimulator control instructions include one or more instructions for coordinating delivery of the audio signal with delivery of at least one stimulus with the ear stimulation device. 3. The computer program product of claim 1, wherein the first input structure of the personal computing device includes a touch screen, a keyboard, or a microphone. 4. The computer program product of claim 1, wherein the secondary input structure of the personal computing device includes at least one of a touch screen, a keyboard, a microphone, a device interface, a data input, a USB port, a wireless interface, a serial port, or a parallel port. 5. The computer program product of claim 1, including one or more recommendation delivery instructions for presenting a recommendation to the user. 6. The computer program product of claim 5, wherein the one or more recommendation delivery instructions include one or more instructions for generating the recommendation. 7. The computer program product of claim 5, wherein the one or more recommendation delivery instructions include one or more instructions for receiving at least one of a recommendation from a medical care provider, a recommendation from an insurance company, a recommendation from a service provider, a recommendation from an advisor, a recommendation from a comp... | eQuility LLC | A61N002/00 A61H023/00 A61N007/00 A61N002/02 A61N001/36 A61N001/372 A61N001/04 A61B005/00 G06T007/00 A63F013/212 A63F013/424
US10413812 | B2 | 2019-09-17 | Operation information measurement apparatus, game control program, operation information measurement program | 2017-02-24 | An operation information measurement apparatus having a detection unit for detecting information corresponding to a motion of a user includes: an operation information measurement unit that measures operation information of the user based on the information detected by the detection unit; a communication unit for performing near-field wireless communication with another operation information measurement apparatus; a determination unit that, based on a communication record of the communication unit, determines an interaction period in which the user and another user were active at the same location; and a transfer unit that transfers information relating to the interaction period determined by the determination unit to a game control unit that controls a parameter of an electronic game according to at least whether or not the interaction period exists. | 1. An operation information measurement apparatus having a sensor configured to detect motion information corresponding to a motion of a user, the operation information measurement apparatus comprising: a processor programmed to: measure operation information of the user based on the detected motion information;perform near-field wireless communication with another operation information measurement apparatus possessed by another user;determine, based on a communication record of the near-field wireless communication, an interaction period during which the user and another user were active at an identical location;transfer interaction information relating to the determined interaction period to a game apparatus configured to control a parameter of an electronic game based on whether or not the determined interaction period exists; andcalculate a degree of matching between the measured operation information possessed by the user in the determined interaction period, and another operation information measured by the another operation information measurement apparatus possessed by the another user in the determined interaction period, whereinthe processor transfers information based on the calculated degree of matching to the game apparatus, andif the determined interaction period exists, the game apparatus further changes the parameter according to the calculated degree of matching. 2. The operation information measurement apparatus according to claim 1, further comprising: a position information sensor configured to detect position information,wherein the processor transfers the position information in the determination interaction period to the game apparatus, andif the interaction period exists, the game apparatus changes the parameter according to whether a location is outdoors or indoors based on the detected position information. 3. The operation information measurement apparatus according to claim 2, wherein the processor is further programmed to function as the game apparatus. 4. A non-transitory computer readable medium storing a game control program that causes a computer to function as the game apparatus according to claim 2. 5. The operation information measurement apparatus according to claim 1, wherein the processor is further programmed to function as the game apparatus. 6. A non-transitory computer readable medium storing a game control program that causes a computer to function as the game apparatus according to claim 1. 7. A non-transitory computer readable medium storing an operation information measurement program that causes a computer to function as the operation information measurement unit, the determination unit, the transfer unit, and the matching degree calculation unit in the operation information measurement apparatus according to claim 1. 8. An operation information measurement apparatus having a sensor configured to detect motion information corresponding to a motion of a user, the operation information measurem... | OMRON HEALTHCARE CO., LTD. | A63F013/211 A63F013/428 A63F013/216 A63F013/825 A63F013/212 A63F013/58 A63F013/31 A61B005/11
US10405784 | B2 | 2019-09-10 | Tissue monitoring apparatus and method | 2016-06-17 | A tissue monitoring device includes a light emitter, a light detector, a probe, and a controller. The light emitter emits light through tissue in the subject, such as tissues in the subject's head. The light detector detects light emitted from the light emitter and scattered by the subject's tissue. The probe is inserted into an orifice of the subject and includes one of the light emitter and light detector. The controller communicates with the light detector and the light emitter and detects an oxygenation level of the blood in the subject's tissue based upon measurements of the scattered light. The probe may include one or more bladders for blocking ambient light and/or for ensuring contact exists between the light detector (or emitter) and an interior surface of the subject's orifice. | 1. An apparatus for monitoring a subject's tissue, the apparatus comprising: a light emitter adapted to emit light through tissue in the subject's head;a light detector adapted to detect light emitted from the light emitter and scattered by the tissue of the subject's head;a probe adapted to be inserted into an orifice of the subject's head, the probe including the light detector, and the light emitter being adjustably positionable with respect to the probe such that the light emitter may be placed at different locations on the subject's head while the probe remains in the subject's orifice; anda controller in communication with the light detector and light emitter and adapted to detect an oxygenation level of blood in the subject's head based upon measurements of the scattered light detected by the light detector. 2. The apparatus of claim 1 wherein the subject's orifice is an ear canal. 3. The apparatus of claim 2 wherein the probe further includes a temperature sensor. 4. The apparatus of claim 1 wherein the first light emitter emits light having a first wavelength and the second light emitter emits light having a second wavelength, the first and second wavelengths being different. 5. The apparatus of claim 4 wherein the first wavelength corresponds to a red light and the second wavelength corresponds to an infrared light. 6. The apparatus of claim 4 wherein the probe further includes a first inflatable bladder adapted to urge the light detector against an interior surface of the orifice when the first inflatable bladder is inflated. 7. The apparatus of claim 6 further comprising a second inflatable bladder coupled to the probe, the second inflatable bladder adapted to inflate inside of the subject's orifice and block ambient light from reaching the light detector. 8. The apparatus of claim 7 further comprising a sensor for determining a relative location of the probe within the orifice. 9. The apparatus of claim 8 wherein the sensor is a pressure sensor. 10. An apparatus for monitoring a subject's tissue, the apparatus comprising: a first unit having first and second light emitters adapted to emit light through a first region of the subject's head while the first and second light emitters are positioned outside of the subject's first and second ear canals;a second unit having third and fourth light emitters adapted to emit light though a second region of the subject's head while the third and fourth light emitters are positioned outside of the subject's first and second ear canals;a first probe adapted to be inserted into the first ear canal of the subject, the first probe including a first light detector, a first temperature sensor, a first inflatable bladder, and a second inflatable bladder, the first light detector adapted to detect light emitted from the first and second light emitters and scattered by the first region of the subject's head, the first inflatable bladder adapted to urge the first light detector against an interior... | Stryker Corporation | A61B005/1455 A61B005/1459 A61B001/227 A61B005/00 A61B005/0205 A61B005/026 A61F007/00 A61B005/024
US10398349 | B2 | 2019-09-03 | Endoscope apparatus, endoscope system, and method of displaying endoscope image | 2018-03-26 | An endoscope apparatus includes an image sensor configured to pick up an image of an inspection target, a display configured to display an endoscope image of the inspection target acquired by the image sensor, and a controller configured to perform notification processing to call attention of a user to the endoscope image according to an inspection history that is a history of past inspections of the inspection target and is memorized in a memory. | 1. An endoscope apparatus, comprising: an image sensor configured to pick up an image of an inspection target;a display configured to display an endoscope image of the inspection target acquired by the image sensor; anda controller configured to perform notification processing to call attention of a user to the endoscope image according to an inspection history that is a history of past inspections of the inspection target and is memorized in a memory;wherein the controller performs the notification processing when an amount of inspection results each indicating abnormality of the inspection target in the inspection history satisfies a predetermined condition. 2. The endoscope apparatus according to claim 1, wherein the memory stores an inspection history table as a table of the inspection history, andthe inspection history table includes the inspection target and the inspection result associated with the inspection target. 3. The endoscope apparatus according to claim 1, wherein the controller sets, in a notification method table that includes the inspection target and a notification method associated with the inspection target, the inspection target and a predetermined notification method associated with the inspection target, and performs the notification processing with use of the notification method corresponding to the inspection target, based on the notification method table, when the amount of inspection results each indicating abnormality of the inspection target in the inspection history satisfies the predetermined condition. 4. The endoscope apparatus according to claim 1, wherein the inspection result is stored in a folder of the memory named corresponding to the inspection target. 5. The endoscope apparatus according to claim 1, wherein the endoscope image is a live image. 6. The endoscope apparatus according to claim 1, further comprising an instruction input portion, wherein the predetermined condition is instructed and inputted through the instruction input portion. 7. The endoscope apparatus according to claim 1, wherein the controller displays a notification image on the display to give notification to the user. 8. The endoscope apparatus according to claim 1, wherein the controller is configured to generate a notification sound to give notification to the user. 9. An endoscope system, comprising: an endoscope apparatus; andan information management apparatus configured to be connected to the endoscope apparatus through a network, whereinthe endoscope apparatus includes an image sensor, a display, and a controller, the image sensor picking up an image of an inspection target, the display displaying an endoscope image of the inspection target acquired by the image sensor, and the controller outputting, to the information management apparatus, the inspection target and a predetermined condition for determination of notification processing, instructing the information management apparatus to perform determination processing... | OLYMPUS CORPORATION | A61B005/06 G06T007/00 G16H030/40 G08B021/02 A61B005/00 A61B001/00 G08B005/22 G08B003/10
US10425633 | B2 | 2019-09-24 | Method and system for capturing images for wound assessment with moisture detection | 2016-12-30 | A wound assessment method which can estimate a moisture level of the wound, and related image capture device. The wound area is imaged at least twice where the wound is illuminated under different illumination light intensities. The first image captured using a relatively low illumination light intensity is analyzed to assess the wound, for example measuring its size, color and texture. The second image captures using a relatively high illumination light intensity (e.g. using a flash) is analyzed to estimate the moisture level of the wound. The moisture level estimation method extracts white connected components from the second image, and estimates the moisture level based on the number, sizes, and centroid distribution of the white connected components. A 3D image of the wound may also be captured, e.g. using a structured-light 3D scanner of the image capture device. | 1. A method implemented in a system including an image capture device for assessing a wound of a patient, comprising: (a) capturing a first image of a part of the patient's body which contains the wound, the part of the patient's body being illuminated by a light of a first intensity during the capture;(b) capturing a second image of the part of the patient's body, the part of the patient's body being illuminated by a light of a second intensity during the capture, the second intensity being stronger than the first intensity;(c) estimating a moisture level of the wound by analyzing the second image, including: (c1) extracting a wound area from the second image;(c2) extracting white connected components in the wound area, wherein each white connected component is a group of white pixels in the wound area that are connected to each other; and(c3) estimating the moisture level of the wound based on the extracted white connected components;(d) assessing the wound by analyzing the first image, including measuring at least one of a size, texture and color of the wound; and(e) registering assessment results of the wound, wherein the assessment result includes the estimated moisture level and the at least one of the size, texture and color of the wound. 2. The method of claim 1, wherein step (c2) includes: either performing a clustering operation on color values of pixels of the wound area to classify the color values into two or more classes and setting color values of pixel that belong to a class that is the closest to a white color value to white,or binarizing a grayscale version of the wound area of second image. 3. The method of claim 1, wherein step (c3) includes estimating the moisture level of the wound based on a number of the white connected components, sizes of the white connected components, and a distribution of locations of the white connected components. 4. The method of claim 1, wherein step (c3) includes: when a number of the white connected components is less than a first predefined threshold and a ratio of a median size of the white connected components to a size of the wound area is greater than a second predefined threshold, the moisture level of the wound is estimated to be low; andwhen the moisture level of the wound is not estimated to be low, and when a standard deviation of a spatial distribution of centroids locations of the white connected components is greater than a third predefined threshold and the number of white connected components is greater than a fourth predefined threshold, the moisture level of the wound is estimated to be high. 5. The method of claim 1, wherein the light of the second intensity is a photographic flash light. 6. The method of claim 1, further comprising: (f) capturing a three-dimensional image of the part of the patient's body, the part of the patient's body being illuminated by a light of a third intensity during the capture, the third intensity being weaker than the second intensity;wherein ... | KONICA MINOLTA LABORATORY U.S.A., INC. | H04N007/18 G06K009/00 H04N013/25 A61B005/00 H04N013/254 H04N013/257 G06K009/20 G06K009/34 G06K009/38 G06K009/46 G06T007/00 G06K009/62 H04N005/235
US10413214 | B2 | 2019-09-17 | Magnetic resonance imaging apparatus and console device thereof | 2015-02-23 | A magnetic resonance imaging apparatus includes a processor and a memory. The memory stores processor-executable instructions that, when executed by the processor, cause the processor to receive a breath holdable time of a subject and adjust a parameter value of an imaging parameter included in imaging condition for imaging of the subject, according to the breath holdable time. | 1. A magnetic resonance imaging (MRI) apparatus comprising: MRI system components including static and gradient magnetic field generators, at least one radio frequency (RF) coil, RF transmitter and receiver circuits and an MRI pulse sequence controller coupled to control said MRI system components and including at least one processor coupled to digital memory and to an operator visual display and input interface, said at least one processor being configured to:pre-store plural sets of MRI pulse sequence parameter values, each set being configured for use with a different non-zero breath hold time;simultaneously display to an operator a plurality of buttons, each button displaying a different one of the non-zero breath hold times together with display of at least part of its set of said pre stored MRI pulse sequence parameter values including at least one of (a) a slice thickness, (b) a number of slices to be imaged, (c) a number of matrices to be used in the phase encode direction, (d) a number of matrices to be used in the read-out direction, and (e) an acceleration factor of parallel imaging to be used;receive operator selection of one of the displayed buttons to select a corresponding one of the non-zero breath hold times for a subject to be imaged;set MRI pulse sequence parameter values in accordance with said operator selection including replacing previously pre-set values for MRI pulse sequence parameter values with the pre-stored MRI pulse sequence parameter values for the selected non-zero breath hold time; andperform an MRI pulse sequence according to the set MRI pulse sequence parameter values. 2. The magnetic resonance imaging apparatus according to claim 1, wherein said at least one processor is further configured to: receive an operator input identifying an imaging region of the subject, and,set the MRI pulse sequence parameters to be used according to a combination of the operator-set breath hold time and the operator set imaging region. 3. The magnetic resonance imaging apparatus according to claim 2, wherein said at least one processor is further configured to: receive an operator input representing a size of a field of view of the subject in a body axis direction thereof, and,set the MRI pulse sequence parameters to be used according to a combination of the operator set: (a) breath hold time, (b) the imaging region, and (c) the size of the field of view in the body axis direction. 4. The magnetic resonance imaging apparatus according to claim 1, wherein said at least one processor is further configured to: store as part of the plural sets of MRI pulse sequence parameter values respectively corresponding to plural different non-zero breath hold times, MRI pulse sequence parameter values including number of matrixes in a phase encode direction, number of matrixes in a readout direction, and acceleration factor of parallel imaging. 5. The magnetic resonance imaging apparatus according to claim 1, wherein said at least one proces... | TOSHIBA MEDICAL SYSTEMS CORPORATION | A61B005/055 G01R033/54 A61B005/00
US10398389 | B1 | 2019-09-03 | System and method for physiological health simulation | 2016-04-11 | Systems and methods for health and body simulations in order to predict numerous physiological parameters in a subject or a population of subjects based on the input of limited physiological data. | 1. A method for predicting a time to diabetes onset in a subject, the method comprising: (a) receiving, for the subject, subject parameter values comprising height, weight, age, gender, and serum HbA1c concentration at a first time;(b) calculating initial parameter set values, comprising basal metabolic rate, excess caloric intake, EC50(FFA), and beta cell apoptosis rate, based on the subject parameter values by (i) setting an age estimate to an age younger than the age determined in step (a), setting a weight estimate to a weight that is different from the weight determined in step (a), and setting a serum HbA1c estimate to a value different from the serum HbA1c concentration determined in step (a)(ii) providing an initial estimate for each value in the initial parameter set values at the age estimate,(iii) iteratively calculating the initial parameter set values, the weight estimate, and the serum HbA1c estimate, in a time-dependent manner in which the age estimate is increased by a first time step in each iteration from the age estimate set in step (b)(i) until the age estimate is substantially equal to the age, and(iv) iteratively performing steps (i)-(iii) until the weight estimate is substantially equal to the weight and the serum HbA1c estimate is substantially equal to the serum HbA1c concentration when the age estimate is substantially equal to the age;(c) iteratively calculating a future time and a projected serum HbA1c concentration using the initial parameter set calculated in step(b)(iii) and the subject parameter values, in a time-dependent manner in which the first time is increased by a second time step in each iteration until the projected serum HbA1c concentration at the future time is calculated to be greater than or equal to 6.5%,(d) identifying the future time iteratively calculated in step (c) as the time to diabetes onset, and(e) displaying the future time identified in step (d) as the predicted time for diabetes onset. 2. The method of claim 1, wherein the age estimate set in step (b)(i) is at least one year less than the age. 3. The method of claim 1, wherein the weight estimate set in step (b)(i) is less than the weight. 4. The method of claim 1, wherein the serum HbA1c estimate set in step (b)(i) is less than 3%. 5. The method of claim 1, wherein the first time step is 5-365 days. 6. The method of claim 5, wherein the first time step is constant for all iterations. 7. The method of claim 1, wherein the second time step is 5-365 days. 8. The method of claim 7, wherein the second time step is constant for all iterations. | PricewaterhouseCoopers LLP | A61B005/00 A61B005/145
US10405025 | B2 | 2019-09-03 | System and method for enhancing content using brain-state data | 2018-05-29 | A computer system or method may be provided for modulating content based on a person's brainwave data, including modifying presentation of digital content at at least one computing device. The content may also be modulated based on a set of rules maintained by or accessible to the computer system. The content may also be modulated based on user input, including through receipt of a presentation control command that may be processed by the computer system of the present invention to modify presentation of content. Content may also be shared with associated brain state information. | 1. A system comprising: at least one computing device;at least one user input device in communication with the at least one computing device;the at least one computing device configured to: receive, over a communication network from at least one remote computing device with at least one remote user, a current brain state from each of the at least one remote user, the current brain state computed using bio-signal data from at least one bio-signal sensor in communication with the at least one remote computing device;present digital content at the at least one computing device for presentation to at least one user;andmodify presentation of the digital content at the at least one computing device based at least partly on the received current brain state from each of the at least one remote user, at least one presentation modification rule associated with the presented digital content, and at least one presentation control command received from the at least one user input device. 2. The system of claim 1, further comprising: at least one bio-signal sensor in communication with the at least one computing device;wherein the at least one computing device is configured to receive bio-signal data of the at least one user from the at least one bio-signal sensor, at least one of the at least one bio-signal sensor comprising a brainwave sensor, and the received bio-signal data comprising at least brainwave data of the at least one user, and modify the presentation of the digital content at the at least one computing device based at least partly on the bio-signal data. 3. The system of claim 2, wherein the at least one computing device is configured to determine at least one current brain state of the at least one user in response to the presented digital content using the bio-signal data, the brain state determined based at least partly on received bio-signal data, and transmit the at least one current brain state of the at least one user to the at least one remote computing device for presentation to the at least one remote user. 4. The system of claim 2 wherein the presentation modifying comprises presenting at least a subset of the received bio-signal data based at least partly on the received bio-signal data. 5. The system of claim 2 wherein the presentation modifying comprises presenting at least one representation of the user's brain state based at least partly on the received bio-signal data, the at least one presentation modification rule, and the at least one presentation control command. 6. The system of claim 2 wherein the received bio-signal data comprises time-coded bio-signal data, and the digital content presentation comprises time-coded presentation data, the at least one computing device configured to synchronize the time-coded bio-signal data to the time-coded presentation data at least partly by synchronizing time stamps between the time-coded bio-signal data and the time-coded presentation data, wherein the time-coded presentation dat... | INTERAXON INC. | A61B005/00 A61B005/16 G06F003/01 G06Q030/02 G06Q050/00 G16H040/67 H04L012/18 H04N021/43 A61B005/0205 A61B005/0476 H04N021/422 H04N021/442 H04N021/4788 G06F019/00
US10413213 | B2 | 2019-09-17 | System and method for hybrid radiofrequency labeling for magnetic resonance imaging | 2011-05-19 | A system and method is provided for magnetic resonance angiography (MRA) that includes applying a first labeling pulse sequence to a first labeling region having a first portion of a vasculature of a subject extending through the first labeling region to label spins moving within the first labeling region. A second labeling pulse sequence is applied to a second labeling region having a second portion of a vasculature of the subject extending through the second labeling region to label spins moving within the second labeling region. The first and second labeling pulse sequences include different labeling techniques. An imaging pulse sequence is applied to an imaging region having a third portion of a vasculature of the subject extending through the imaging region that is displaced from the first and second labeling region to acquire imaging data from the spins labeled by the first labeling pulse sequence and the second labeling pulse sequence. An MRA image is reconstructed of at least the third portion of the vasculature of the subject from the medical imaging data. | 1. A method for acquiring a magnetic resonance angiography (MRA) image of a portion of a vasculature of a subject during one imaging study using a magnetic resonance imaging system, the method comprising: applying a first labeling pulse sequence to a first labeling region having a first portion of a vasculature of a subject extending through the first labeling region to label spins moving within the first labeling region;applying a second labeling pulse sequence to a second labeling region having a second portion of a vasculature of the subject extending through the second labeling region to label spins moving within the second labeling region, wherein the first and second labeling pulse sequences include different labeling techniques;applying an imaging pulse sequence to an imaging region having a third portion of a vasculature of the subject extending through the imaging region that is displaced from the first and second labeling region to acquire imaging data from the spins labeled by the first labeling pulse sequence and the second labeling pulse sequence; andreconstructing an MRA image of at least the third portion of the vasculature of the subject from the medical imaging data. 2. The method of claim 1 wherein the first labeling region and the second labeling region are discontinuously separate. 3. The method of claim 1 wherein the first labeling region and the second labeling region overlap at least partially. 4. The method of claim 1 wherein one of the first labeling pulse sequence or second labeling pulse sequence includes a non-continuous RF labeling technique and at least one of the first labeling pulse sequence and the second labeling pulse sequence includes a continuous RF labeling technique. 5. The method of claim 1 wherein the first labeling region and the second labeling region are located along an upstream portion of vasculature of the subject with respect to the imaging region. 6. The method of claim 5 wherein the first labeling pulse sequence includes a continuous labeling technique and the second labeling pulse sequence includes a non-continuous labeling technique. 7. The method of claim 5 wherein the first labeling pulse sequence includes a non-continuous labeling technique and the second labeling pulse sequence includes a continuous labeling technique. 8. The method of claim 1 further comprising performing a planning study prior to application of the first labeling pulse sequence to determine at least one of anatomical and physiological parameters of the subject with respect to at least one of the first, second, and third portion of the vasculature of the subject. 9. A magnetic resonance imaging (MRI) system comprising: a magnet system configured to generate a polarizing magnetic field about at least a portion of a subject arranged in the MRI system;a plurality of gradient coils configured to apply a gradient field to the polarizing magnetic field;a radio frequency (RF) system configured to apply an excitation field ... | NORTHSHORE UNIVERSITY HEALTHSYSTEM | A61B005/055 A61B005/02 G01R033/563 A61B005/026
US10413621 | B2 | 2019-09-17 | Composition and methods for imaging cells | 2010-10-19 | A composition for imaging a cell includes a first imaging probe and a second imaging probe that include respectively a first reporter moiety and a second reporter moiety. The first reporter moiety and the second reporter moiety form a signaling complex that produces a detectable signal when the first imaging probe and second imaging probe complex with first and second biomarkers of the cell. | 1. A composition for imaging a cell having a first biomarker and a second biomarker that is different than the first biomarker, the composition comprising: a first imaging probe comprising a first targeting moiety that is linked to a self-immolative enzyme-activated magnetic resonance contrast agent conjugated to a biotin attachment molecule via a streptavidin linkage;wherein O represents a coordinate metal ion and is selected from the group consisting of Gd(III), Fe(III), Mn(III), Y(III), Cr(III), Eu(III), Tb(III), and Dy(III), and X is an optional aliphatic and/or aromatic group; anda second imaging probe comprising a second targeting moiety that is linked to an enzyme molecule or fragments thereof via a linker region, the second targeting moiety being different than the first targeting moiety and specifically complexing with the second biomarker;wherein the self-immolative enzyme-activated magnetic resonance contrast agent of the first imaging probe and the enzyme or fragments thereof of the second imaging probe form a signaling complex that produces a detectable signal when the first imaging probe and second imaging probe complex with first and second biomarkers of the cell. 2. The composition of claim 1, wherein the enzyme is β-galactosidase. 3. The composition of claim 1, wherein at least one of the first and second biomarkers is extracellular. 4. The composition of claim 1, wherein at least one of the first and second biomarkers is intracellular. 5. The composition of claim 1, wherein at least one of the first and second biomarkers is selected from the group consisting of a cellular protease, a kinase, a protein, a cell surface receptor, fatty acid, and lipid. 6. The composition of claim 1, wherein the first and second biomarkers are cancer cell surface receptors. 7. The composition of claim 1, wherein the first and second targeting moieties is selected from the group consisting of polypeptides, polynucleotides, lipids, receptor molecules, ligand molecules, aptamers, peptidomimetics, elemental compounds, antibodies, and antibody fragments. 8. The composition of claim 1, wherein the linker region of the second imaging probe comprises a polymer. 9. The composition of claim 1, wherein the linker region of the second imaging probe comprises at least one peptide linker. 10. The composition of claim 9, wherein the at least one peptide linker comprises a biotin-streptavidin-biotin linkage. | CASE WESTERN RESERVE UNIVERSITY | A61B005/055 A61K049/08 G01N033/569
US10398318 | B2 | 2019-09-03 | Cannula with proximally mounted camera | 2019-01-04 | A cannula with a proximally mounted camera provides visualization of the brain during minimally invasive surgery. The device comprises a cannula with a camera mounted on the proximal end of the cannula with a view into the cannula lumen and the surgical field below the lumen. A prism, reflector or other suitable optical element is oriented between the camera and the lumen of the cannula to afford the camera a view into the cannula while minimizing obstruction of the lumen. | 1. A cannula system for accessing a surgical field, said cannula comprising: a cannula comprising a cannula tube with a proximal end and a distal end and a lumen extending from the proximal end to the distal end; anda camera assembly secured to the proximal end of the cannula, with a portion of the camera assembly overhanging and partially obstructing the lumen; whereinthe camera comprises an imaging sensor and a prism, and the prism is the portion of the camera overhanging and partially obstructing the lumen; and whereinthe prism is positioned proximally of the proximal end of the cannula tube. 2. The cannula system of claim 1 further comprising a mounting structure disposed on the proximal end of the cannula tube; whereinthe camera is disposed on the mounting structure, and the camera is translatable within the mounting structure from a first position in which the camera extends into the lumen or a cylindrical space defined by the lumen of the cannula tube and extending therefrom, to a second position in which the camera resides outside of lumen or the cylindrical space defined by the lumen of the cannula tube. 3. The cannula system of claim 2 further comprising a light source disposed at the proximal end of the cannula tube, wherein the cannula tube has a distal portion having an inner surface and an outer surface and the inner surface and the outer surface are configured to enable the emergence of light from the cannula tube. 4. The cannula system of claim 1 wherein: the imaging sensor has an imaging plane, and the prism is aligned with the imaging plane to direct light directed parallel to the imaging plane toward the imaging plane. 5. The cannula system of claim 4 further comprising: a mounting structure disposed on the proximal end of the cannula tube; whereinthe camera is disposed on the mounting structure, and the camera is translatable within the mounting structure from a first position in which the prism extends into the lumen or a cylindrical space defined by the lumen of the cannula tube and extending therefrom, to a second position in which the camera resides outside of lumen or the cylindrical space defined by the lumen of the cannula tube. 6. The cannula system of claim 1 further comprising a light source secured to the distal end of the cannula tube. 7. The cannula system of claim 6, further comprising a plurality of baffles protruding into the lumen of the cannula tube. 8. The cannula system of claim 1 further comprising a light shield operably connected to the distal end of the cannula between the one or more light sources and a user. 9. The cannula system of claim 8 wherein the imaging system is movably connected to the light shield at a pivot point. 10. The cannula system of claim 8 further comprising a track connected to the light shield wherein the imaging system is moveably engaged to the track to move laterally on the track. 11. The cannula system of claim 1 further comprising: a mounting structure configured fo... | Rebound Therapeutics Corporation | A61B001/00 A61B005/02 A61B001/313 A61B001/05 A61B017/34 A61B001/06 A61B005/145 A61B005/1473 A61B005/00 A61B090/00 A61B090/30
US10412028 | B1 | 2019-09-10 | Data derived user behavior modeling | 2018-11-05 | In some examples, user models are generated to represent experience of users with respect to their roles. Models that represent conditions are also generated. As part of generating a support element for a particular user, a triggering event is detected (e.g., an update to a user record), a condition is identified, a condition model and a user model are compared to identify a condition preparedness score. This score is used to generate the support element, which is shared with a user device of the user. | 1. A computer-implemented method, comprising: accessing, by a centralized server, a user list to identify a plurality of dependent users;analyzing one or more data streams for data that reference individual dependent users of the plurality of dependent users, the one or more data streams extending across a network and between a plurality of generation devices and one or more storage devices comprising a clinical data warehouse, at least one data stream comprising messages of a standardized format;for each dependent user of the plurality of dependent users, performing by the centralized server: detecting a triggering event based on monitoring the one or more data streams in accordance with a set of triggering rules, the triggering event comprising a message that updates a user record associated with a dependent user of the plurality of dependent users;determining a likely present condition of the dependent user based on one or more condition data present in the message or in the user record;selecting a present condition model from a set of present condition models stored on the centralized server based on the likely present condition;identifying a user model for an authorized user that is associated with the likely present condition of the dependent user, the user model stored on the centralized server;comparing the present condition model with the user model to determine a condition preparedness score for the authorized user;generating, based on the condition preparedness score, a support element capable of being presented at a user device associated with the authorized user, the support element including one or more items retrieved from a database associated with the condition preparedness score; andtransmitting, via the network, the support element to the user device for presentation at the user device. 2. The computer-implemented method of claim 1, wherein the support element comprises a communication that is customized to a context of the authorized user with respect to the dependent user. 3. The computer-implemented method of claim 1, wherein the user model comprises a plurality of data objects representative of user preparedness for responding to the likely present condition, the plurality of data objects comprising at least one of a generic data object, an experience data object, or an activity data object. 4. The computer-implemented method of claim 3, wherein: the generic data object represents generic information of the authorized user;the experience data object represents historical experience the authorized user has obtained by responding to the likely present condition at other times; andthe activity data object represents additional knowledge the authorized user has obtained that is related to the likely present condition. 5. The computer-implemented method of claim 4, wherein the experience data object is determined based on one or more historical data comprising code-based data, note entry data, or placed order data. 6. The c... | HCA Holdings, Inc. | H04L012/58 A61B005/00 G16H050/30
US10398376 | B2 | 2019-09-03 | Garment integrated electrical interface system and method of manufacture | 2015-09-29 | A system for electrically coupling a garment to a mating object and manufacture method thereof, the system comprising: a fabric interlayer of the garment including a set of ports; an electronics substrate having a first surface adjacent to a second side of the fabric interlayer and including a set of vias through a thickness of the electronics substrate, aligned with the set of ports, and a set of contacts at a second surface opposing the first surface; a mount assembly having a third surface adjacent to the second surface of the electronics substrate and including a set of holes aligned with the set of vias and the set of ports, as well as a set of openings that correspond to and receive portions of the set of contacts, and a fourth surface opposing the third surface and defining a cavity configured to receive and electrically interface the mating object to the electronics substrate; and a set of fasteners that 1) compress the backing plate, the fabric interlayer, the electronics substrate, and the mount assembly by way of the set of ports, the set of vias, and the set of holes in supporting a waterproof seal, and 2) electrically couple the set of embedded ports to the set of vias. | 1. A system for electrically coupling a garment to a mating object, the system comprising: a fabric interlayer of the garment including a set of embedded ports in electrical communication with at least one biometric sensor;a backing plate, adjacent to a first side of the fabric interlayer, comprising: a set of through holes aligned with the set of embedded ports;an electronics substrate having a first surface adjacent to a second side of the fabric interlayer and comprising: a set of vias through a thickness of the electronics substrate, and aligned with the set of through holes and the set of embedded ports, anda set of raised contacts at a second surface opposing the first surface, each raised contact in the set of raised contacts electrically connected to a via in the set of vias;a mount assembly having a third surface adjacent to the second surface of the electronics substrate and comprising: a set of blind holes aligned with the set of vias, the set of embedded ports, and the set of through holes,a set of openings that correspond to and receive portions of the set of raised contacts, anda fourth surface opposing the third surface and defining a cavity configured to receive and electrically interface the mating object to the electronics substrate; anda set of fasteners that 1) compress the backing plate, the fabric interlayer, the electronics substrate, and the mount assembly by way of the set of through holes, the set of embedded ports, the set of vias, and the set of blind holes in supporting a waterproof seal, and 2) electrically couple the set of embedded ports and the set of vias,wherein at least one embedded port in the set of embedded ports is electrically conductive and secured to the fabric interlayer such that at least a portion of an embedded port is adjacent to the electronics substrate and brought into electrical communication with a via in the set of vias. 2. The system of claim 1 wherein the set of fasteners is a set of electrically conductive screws, and the set of embedded ports is a set of electrically conductive grommets, wherein each electrically conductive grommet comprises a through hole configured to receive an electrically conductive screw in the set of electrically conductive screws. 3. The system of claim 1, further comprising a set of grooves in the third surface, including a first groove and a second groove, wherein the first groove is disposed interior to the set of blind holes and the second groove is disposed exterior to the set of blind holes, and wherein the first groove and the second groove are each configured to receive a corresponding elastomeric ring which, during compression of the mount assembly and the electronics substrate by the set of fasteners, provides a waterproof seal between the mount assembly and the electronics substrate. 4. The system of claim 1, wherein the set of vias are arranged in a first arrangement, and the set of raised contacts are arranged in a second arrangement. 5. The system... | Mad Apparel, Inc. | A61B005/00 H05K001/11 A61B005/0402 A61B005/0476 A61B005/0488 A61B005/0205 H01R012/77 A61B005/04 A61B005/11
US10416252 | B2 | 2019-09-17 | MR receive coil with detune circuit and energy harvesting circuit | 2015-06-30 | A magnetic resonant device includes a receiving antenna, a detune circuit, and an energy harvesting circuit. The detune circuit is coupled to the receiving antenna for switching the receiving antenna between a resonant mode and a non-resonant mode. The receiving antenna in the resonant mode receives a magnetic resonant signal of a magnetic resonant examination. The energy harvesting circuit is coupled to the detune circuit for inducing a harvesting current flowing through the receiving antenna in the non-resonant mode to harvest electric power from the receiving antenna. Advantageously, with this simple and low cost power scheme, traditional cumbersome and expensive DC cablings can be eliminated from the magnetic resonant device. | 1. A magnetic resonant scanner comprising: a receiving antenna;a detune circuit coupled to the receiving antenna for switching the receiving antenna between a resonant mode and a non-resonant mode, the receiving antenna in the resonant mode receiving a magnetic resonant signal of a magnetic resonant examination;an energy harvesting circuit electrically coupled in parallel with the detune circuit for inducing a harvesting current flowing through the receiving antenna in the non-resonant mode and for harvesting electric energy from the receiving antenna, wherein the harvesting current is determined based upon an input impedance (Zin) of the energy harvesting circuit. 2. The magnetic resonant scanner of claim 1, wherein the energy harvesting circuit further comprises: a rectifier having a rectifier impedance (Zrec); andan impedance matching circuit for transferring the rectifier impedance (Zrec) to the input impedance (Zin) of the energy harvesting circuit. 3. The magnetic resonant scanner of claim 2, wherein the impedance matching circuit is a transformer. 4. The magnetic resonant scanner of claim 2, wherein the impedance matching circuit is K stage transmission lines. 5. The magnetic resonant scanner of claim 2, wherein the impedance matching circuit is a discrete component transformer network including an inductor and a capacitor. 6. The magnetic resonant scanner of claim 1, further comprising: a rechargeable power source coupled to the energy harvesting circuit for being charged by the harvested electric energy. 7. A coil assembly for a magnetic resonance scanner comprising: an antenna configured to receive magnetic resonance signals, the antenna including a first capacitor;a detune circuit coupled in parallel with the first capacitor for switching the antenna between a resonant mode and a non-resonant mode, the detune circuit being configured to switch an inductor in connection with the first capacitor in a parallel resonant manner to form an open circuit in the non-resonant mode;an energy harvesting circuit electrically coupled in parallel with the detune circuit and configured to induce a harvesting current flow through the antenna in the non-resonant mode and to harvest electric energy from the antenna, wherein the harvesting current is determined based upon an input impedance (Zin) of the energy harvesting circuit. 8. An energy harvesting method for a magnetic resonant scanner performing an magnetic resonant examination, the energy harvesting method comprising: switching a receiving antenna between a resonant mode and a non-resonant mode by a detune circuit;receiving a magnetic resonant signal of a magnetic resonant examination by the receiving antenna in the resonant mode;inducing a harvesting current flowing through the receiving antenna in the non-resonant mode by an energy harvest circuit electrically coupled in parallel with the detune circuit, wherein the harvesting current is determined based upon an input impedance (Zin) of t... | KONINKLIJKE PHILIPS N.V. | G01R033/36 H02J050/10 A61B005/055 G01R033/20 H02J007/02
US10398862 | B2 | 2019-09-03 | Method and apparatus for non-invasive monitoring of respiratory parameters in sleep disordered breathing | 2015-11-18 | An air delivery system includes a controllable flow generator operable to generate a supply of pressurized breathable gas to be provided to a patient for treatment and a pulse oximeter configured to determine a measure of patient effort during a treatment period and provide a patient effort signal for input to control operation of the flow generator. | 1. An air delivery system, comprising: a controllable flow generator configured to generate a supply of pressurized breathable gas to be provided to a patient for treatment;a processor configured to control the controllable flow generator;a pulse oximeter configured to determine a measure of patient effort during a treatment period and provide a patient effort signal to the processor;an airflow measurement patient interface configured to measure cardiogenic respiratory flow of the patient and provide a cardiogenic respiratory flow signal to the processor; andwherein the processor is configured to calculate a pulse transit time based at least in part on the cardiogenic respiratory flow signal and the patient effort signal and control the controllable flow generator based at least in part on the pulse transit time. 2. The air delivery system of claim 1, wherein the measure of patient effort is derived from a pulse oximeter signal. 3. The air delivery system of claim 1, wherein the processor is configured to use the patient effort signal is used to at least one of: discriminate between open-closed apnea, determine high airway resistance, determine relative work of breathing, augment control algorithms for the controllable flow generator, determine overventilation, and determine sleep state. 4. The air delivery system of claim 1, wherein the processor is configured to use the patient effort signal in conjunction with an airflow signal to distinguish between open and closed airway apneas. 5. The air delivery system of claim 1, wherein the processor is configured to control the controllable flow generator to reduce pressure support when the pulse oximeter determines that the measure of patient effort has increased, and wherein the processor is configured to control the controllable flow generator to increase pressure support when the pulse oximeter determines that the measure of patient effort has decreased. 6. A respiratory therapy system, comprising: a controllable flow generator configured to generate a supply of pressurized breathable gas to be provided to a patient for treatment of a health disorder;a pulse oximeter configured to derive a pulse oximeter signal;a signal processor configured to receive the pulse oximeter signal and generate a patient effort signal that is indicative of respiratory rate;an airflow measurement device configured to measure cardiogenic respiratory flow of the patient and generate a cardiogenic respiratory flow signal;a processor configured to calculate relative variations in pulse transit time based at least in part on the cardiogenic respiratory flow signal and the pulse oximeter signal; anda feedback controller configured to control the controllable flow generator based at least in part on the relative variations in pulse transit time. 7. The respiratory therapy system of claim 6, wherein the signal processor is configured to process the pulse oximeter signal to remove signals indicative of heart rate and leave ... | ResMed Pty Ltd | A61B005/08 A61B005/087 A61M016/00 A61B005/1455 A61B005/00
US10413191 | B2 | 2019-09-17 | Oral examination | 2013-06-27 | A housing containing an electrical energy source is coupled between a first end cap comprising a control and an interstitial member comprising an LED selectively electrically couplable to the electrical energy source by the control, and a second end cap coupled to the interstitial member comprises an optical filtering component in optical alignment with light emitted by the LED. At least a portion of an exterior of at least one of the housing, the first end cap, the interstitial member, and the second end cap may have a cross-sectional shape that is not substantially circular. The end caps, housing, interstitial member, and optical filtering component may each be sealingly interconnected. A method of using the apparatus may comprise directing light emitted by the apparatus into a human oral cavity without inserting the apparatus into the human oral cavity. | 1. An oral cavity (pre-)cancer and/or mucosal abnormality screening apparatus, comprising a light-emitting device comprising a first optical filtering component, and an eyewear device comprising a second optical filtering component, the light-emitting device comprising: a housing;an electrical energy source contained within the housing;a first end cap sealingly coupled to a first end of the housing and comprising a control;an interstitial member sealingly coupled to a second end of the housing, wherein the interstitial member comprises a light emitting diode (LED) operable to emit light in the violet or blue wavelength spectrum at an intensity from about 75 mW to about 2000 mW, and wherein the control is operable to selectively electrically couple the electrical energy source to the LED;a second end cap sealingly coupled to the interstitial member opposite the housing and comprising the first optical filtering component in optical alignment with light emitted by the LED, wherein the first optical filtering component is sealingly coupled to an end of the second end cap opposite the interstitial member, wherein the second end cap comprises a reflector optically aligned between the LED and the first optical filtering component and operable to focus the light emitted by the LED before the light is incident on the first optical filtering component, and wherein the first optical filtering component comprises a low-pass filter or a high-pass filter, which is configured to be in optical communication with the second optical filtering component on the eyewear device, the second optical filtering component comprising a high-pass filter corresponding to the low-pass filter of the first optical filtering component or a low pass filter corresponding to the high-pass filter of the first optical filtering component, wherein the low-pass filter and high-pass filter have overlapping cutoff frequencies to enable visual observation of the (pre-)cancer and/or mucosal abnormalities in the oral cavity;a first sealing member coupled between the first end cap and the first end of the housing;a second sealing member coupled between the interstitial member and the second end of the housing;a third sealing member coupled between the second end cap and the interstitial member;a fourth sealing member coupled between the optical filtering component and the end of the second end cap; anda retaining ring threadedly coupled to an interior surface of the second end cap and extending around an external circumference of the reflector, wherein the retaining ring has a beveled inner perimeter, and wherein the reflector has a beveled outer perimeter operable to slidingly engage the beveled inner perimeter of the retaining ring, thereby securing and centering the reflector within the second end cap;wherein at least a portion of the exterior of at least one of the housing, the first end cap, the interstitial member, and the second end cap comprises one or more substantially flat portion... | FORWARD SCIENCE TECHNOLOGIES, LLC | A61B005/00 A61B001/06 A61B001/24
US10420473 | B2 | 2019-09-24 | Wearable thermometer patch for correct measurement of human skin temperature | 2017-01-13 | A wearable thermometer patch includes a substrate and a temperature probe unit mounted in the substrate and configured to measure temperature of a user's skin. The temperature probe unit includes a force sensor configured to measure contact force between the temperature probe unit and the user' skin, a plate, a first temperature sensor attached to a lower surface of the plate, and a second temperature sensor attached to an upper surface of the plate. | 1. A wearable thermometer patch, comprising: a substrate;a temperature probe unit mounted in the substrate and configured to measure temperature of a user's skin, wherein the temperature probe unit comprises: a thermally conductive cup having a bottom portion mounted in an opening of the substrate;a force sensor configured to measure contact force between the temperature probe unit and the user's skin;a plate;a first temperature sensor attached to a lower surface of the plate; anda second temperature sensor attached to an upper surface of the plate;a thermally-conductive adhesive attached to the temperature probe unit and configured to conduct heat between the temperature probe unit and the user's skin, wherein the thermally-conductive adhesive affixes the first temperature sensor, the second temperature sensor, and the plate to an inner surface of the thermally conductive cup; andan adhesive layer under the substrate, the adhesive layer configured to attach to human skin. 2. The wearable thermometer patch of claim 1, wherein the substrate comprises an electric circuit that is electrically connected to the first temperature sensor, the second temperature sensor, and the force sensor. 3. The wearable thermometer patch of claim 1, further comprising: a controller mounted on the substrate and in electric connection with the first temperature sensor and the second temperature sensor, and the force sensor,wherein the first temperature sensor and the second temperature sensor are respectively configured to measure a first time series of temperature values and a second time series of temperature values, wherein the controller is configured to calculate the temperature of the user's skin by discarding at least a portion of the temperature values in the first time series of temperature values and the second time series of temperature values based on the contact force measured by the force sensor. 4. The wearable thermometer patch of claim 1, further comprising: a thermally insulating material in a top portion of the thermally conductive cup, wherein the force sensor is positioned on the thermally insulating material and the thermally conductive cup. 5. The wearable thermometer patch of claim 1, further comprising: a controller mounted on the substrate and in electric connection with an electric circuit, wherein the controller is configured to receive first electric signals from the first temperature sensor and the second temperature sensor in response to respective temperature measurements, wherein the controller is configured to receive second electric signals from the force sensor in response to measurement of the contact force. 6. The wearable thermometer patch of claim 5, wherein the controller is configured to calculate the temperature of the user's skin using a difference between temperature measurements from the first temperature sensor and the second temperature sensor. 7. The wearable thermometer patch of claim 5, wherein the controller is ... | VivaLnk, Inc. | A61B005/01 A61B005/00
US10398455 | B2 | 2019-09-03 | Method and apparatus for determining acetabular component positioning | 2016-10-20 | An instrument for establishing orientation of a pelvic prosthesis comprises a tripod having an angularly adjustable guide rod on it. The tips of the legs define a plane, and the guide rod is set by the surgeon to a defined orientation with respect to this plane on the basis of preoperative studies. In use, two of the legs of the instrument are positioned by the surgeon at defined anatomical locations on the pelvis (e.g., a point in the region of the posterior/inferior acetabulum and a point on the anterior superior iliac spine). The third leg then lands on the pelvis at a point determined by the position of the first two points, as well as by the separations between the third leg and the other two legs. The position of the guide rod then defines with respect to the actual pelvis the direction for insertion of a prosthesis. | 1. An apparatus to specify a direction of a reference axis for orientating a surgical instrument, the apparatus comprising: a hub;a first arm attached to and extending from the hub;a second arm attached to and extending from the hub, where the first and second arms define a nominal plane of the apparatus, andextend from the hub at an angle relative to each other;first, second, and third legs, where the first leg extends from the hub perpendicular to the nominal plane,the second leg extends from the first arm perpendicular to the nominal plane,the third leg extends from the second arm perpendicular to the nominal plane,a distance between the first and second legs is adjustable,a distance between the first and third legs is adjustable, andthe first, second, and third legs have tips, and the tips of the first, second, and third legs define a plane that is parallel to the nominal plane of the apparatus; anda guide attached to the hub, where the guide is adjustable to specify the direction of the reference axis relative to the nominal plane. 2. The apparatus of claim 1 where the angle between the first arm and the second arm is adjustable. 3. The apparatus of claim 1 wherein the tip of at least one of the first, second, or third legs is pointed. 4. The apparatus of claim 1 where at least one of the first, second, or third legs is removable. 5. The apparatus of claim 1 where the nominal plane of the apparatus is parallel to an ipsilateral hemipelvic plane of a patient. 6. The apparatus of claim 1 where the distance between the first and third legs is set to a defined proportion of the distance between the first and second legs. 7. The apparatus of claim 1 where the guide is a rod. 8. An apparatus comprising: a hub;a first arm attached to and extending from the hub;a second arm attached to and extending from the hub, where the first and second arms define a nominal plane of the apparatus, andextend from the hub at an angle relative to each other;first, second, and third legs, where the first leg extends from the hub perpendicular to the nominal plane,the second leg extends from the first arm perpendicular to the nominal plane,the third leg extends from the second arm perpendicular to the nominal plane, andthe first, second, and third legs have tips, and the tips of the first, second, and third legs define a plane having a determined geometric relationship to the nominal plane of the apparatus; anda guide attached to the hub, where the guideis pivotable at least one of within the nominal plane or out of the nominal plane,is pivotable relative to the tips of the first, second, and third legs, andspecifies a direction of a reference axis relative to the nominal plane. 9. The apparatus of claim 8 wherein the first, second, and third legs have different lengths. 10. The apparatus of claim 8 wherein the guide is a rod. 11. An apparatus for orienting a surgical instrument by establishing an ipsilateral hemipelvic reference plane at a pelvis of a subj... | - | A61B005/107 A61B017/17 A61B017/00 A61B017/56 B43L007/10 G01B003/56 G01B005/24 A61F002/46 A61B090/11 A61B090/00 A61B034/10 A61K045/06 A61B005/11 F16C011/10
US10420477 | B2 | 2019-09-24 | Personal monitoring and response system | 2018-06-07 | A system is disclosed herein. The system includes a server, a software-application and a wearable-device. The system includes virtual groups to allows guardians or caretakers to identify/be alerted of any issues with a monitored subject. Events are triggered by various sensed parameters including heart rate, location, medication, etc. Notifications and alerts are sent through the software-application to the guardians and may be viewed by first responders via a First Response Portal. The system is useful for utilizing social grouping to enable family members or close friends to provide caregiver ability to a subject remotely. | 1. A system for monitoring the health of at least one subject, the system comprising: a server including a server-processor and a server-memory, the server-memory having a server-database, and wherein the server-database is configured to store at least one subject-profile file, at least one guardian-profile file, and at least one event-file; anda software-application downloadable to an electronic-device, the software-application communicably coupled to the server; andat least one subject-device containing the software application configured to monitor a subject, detect a predetermined triggering event, and transmit a signal upon detection of the predetermined triggering event; andwherein the server-processor is configured to receive at least one health—the signal from the at least one subject-device, retrieve a corresponding said at least one event-file, and send the at least one event-file for display as a notification on the electronic-device. 2. The system of claim 1, wherein the server-database is further configured to store at least one schedule-file. 3. The system of claim 2, wherein the at least one schedule-file includes at least one duty-status file, and wherein the at least one duty-status file corresponds to the at least one guardian-profile file. 4. The system of claim 3, wherein the at least one schedule-file further includes at least one medication-time file, and wherein the server-processor is configured to generate at least one medication-alert based on the at least one medication-time file. 5. The system of claim 1, wherein the at least one subject-device is a wearable-device configured for attachment to the at least one subject and communicably coupled to the server, the wearable-device including a controller, a display and a sensing-means, the sensing-means configured to sense at least one health-parameter of the at least one subject, and wherein the controller is configured to generate at least one health-signal upon detection by the sensing means of at least one predetermined triggering health parameter, and further configured to send the at least one health-signal to the server. 6. The system of claim 1, wherein the detection by the sensing means of at least one predetermined triggering event comprises detection of a failure by the at least one subject to acknowledge a medication reminder, or detection of a predetermined heart rate. 7. The system of claim 1, wherein the at least one subject-device further includes a location-sensing means configured to sense a location-parameter of the at least one subject, and wherein the controller is configured to generate at least one location-signal upon sensing by the location-sensing means of a predetermined triggering location-parameter, and send the at least one location-signal to the server, and wherein the server-processor is configured to receive the at least one location-signal, retrieve another corresponding said at least one event-file, and send the corresponding said at... | Giancarlo Paolillo | G08B001/08 A61B005/024 A61B005/11 G16H040/67 G16H010/60 A61B005/00
US10398384 | B2 | 2019-09-03 | Pulsimeter and adjustment method of pulsimeter | 2018-08-03 | It is possible to reduce power consumption of a pulsimeter while suppressing a degradation in an accuracy of measuring pulse. A pulsimeter (1) includes a light emitter (10), a photodetector (12), an AD converter (14), a frequency analyzing unit (15), and an adjusting unit (17). The light emitter (10) emits light to a blood vessel of a measurement target. The photodetector (12) detects light emitted by the light emitter (10) via the blood vessel. The AD converter (14) analog/digital converts an output signal of the photodetector (12). The frequency analyzing unit (15) frequency-analyzes data converted by the AD converter (14). The adjusting unit (17) adjusts an amount of light emitted by the light emitter (10) based on the analysis result by the frequency analyzing unit (15). | 1. A pulsimeter comprising: a light emitter configured to be driven by a drive circuit and further configured to emit light to a blood vessel of a measurement target;a photodetector configured to detect light emitted by the light emitter via the blood vessel;an analog/digital converter configured to receive and analog/digital convert an output signal from the photodetector;a frequency analyzing unit configured to receive and frequency analyze data from the analog/digital converter and further to filter a DC offset signal from the data, by canceling the DC offset signal from the data, based on a result of frequency-analyzing the data; andan adjusting unit configured to adjust an amount of light emitted by the light emitter based on at least one frequency component of the data, received from the frequency analyzing unit, from which the DC offset signal is filtered. 2. The pulsimeter according to claim 1, further comprises an amplifier circuit configured to receive and amplify the output signal from the photodetector, wherein:the analog/digital converter is further configured to analog/digital convert a signal amplified by the amplifier circuit, andthe adjusting unit is further configured to adjust the amount of light emitted by the light emitter or a gain of the amplifier circuit based on the result of the analysis by the frequency analyzing unit. 3. The pulsimeter according to claim 2, wherein the adjusting unit is further configured to adjust a bias voltage input to the amplifier circuit based on the result of the analysis by the frequency analyzing unit. 4. The pulsimeter according to claim 1, wherein the adjusting unit is further configured to compare an S/N ratio with a predetermined threshold and to perform an adjustment according to the comparison result. 5. The pulsimeter according to claim 1, wherein the adjusting unit is further configured to determine an amount of light emitted by the light emitter to achieve a target evaluation value from a first evaluation value regarding a strength of a pulsation signal when the light emitter emits light with a first amount of light, a second evaluation value regarding the strength of the pulsation signal when the light emitter emits light with a second amount of light, and a predetermined target evaluation value regarding the strength of the pulsation signal, and to adjust the amount of light emitted by the light emitter based on the calculation result. 6. The pulsimeter according to claim 1, wherein the adjusting unit is further configured to perform adjustment at a predetermined cycle in a case in which the amount of light emitted by the light emitter is adjusted to increase it and is larger than an adjustment by the adjusting unit performed at the predetermined cycle in a case in which the amount of light emitted by the light emitter is adjusted to decrease it. 7. The pulsimeter according to claim 1, wherein the adjusting unit is further configured to determine a set-up value for the adjustm... | RENESAS ELECTRONICS CORPORATION | A61B005/00 A61B005/024
US10405764 | B2 | 2019-09-10 | Brain-controlled body movement assistance devices and methods | 2017-01-09 | Methods, devices, systems, and apparatus, including computer programs encoded on a computer storage medium, for brain-controlled body movement assistance devices. In one aspect, a device includes a brain-controlled body movement assistance device with a brain-computer interface (BCI) component adapted to be mounted to a user, a body movement assistance component operably connected to the BCI component and adapted to be worn by the user, and a feedback mechanism provided in connection with at least one of the BCI component and the body movement assistance component, the feedback mechanism being configured to output information relating to a usage session of the brain-controlled body movement assistance device. | 1. A brain-controlled body movement assistance system, the system comprising: a brain-computer interface (BCI) component, the BCI component configured to (i) receive brain signal information captured from a user by a brain signal acquisition system, (ii) process the captured brain signal information to detect when the captured brain signal information is indicative of an intention by the user related to one or more predefined movements of one or more of the user's body parts, and (iii) when the intention of one predefined movement of the one or more predefined movements is detected, produce an output signal indicative of the one predefined movement;a body movement assistance component operably connected to the BCI component and adapted to be worn by the user in proximity to and attached with the one or more of the user's body parts of the one or more predefined movements, the body movement assistance component being configured to (i) receive from the BCI component the output signal indicative of the one predefined movement, and (ii) in response thereto, move in a manner that imparts movement of the one or more of the user's body parts in accordance with the one predefined movement,wherein the BCI component includes a housing attached to the body movement assistance component, the housing adapted to be worn by and connect to a forearm of the user; anda feedback mechanism provided in connection with at least one of the BCI component and the body movement assistance component, the feedback mechanism being configured to output information relating to a usage session of the brain-controlled body movement assistance system,wherein the body movement assistance component is adapted to be worn on a body part of the user in such a way that the user is able to ambulate while wearing the body movement assistance component. 2. The system of claim 1, wherein the body movement assistance component is adapted to be worn by and connect to a hand of the user. 3. The system of claim 2, wherein the body movement assistance component includes a first extension member to which a first finger attachment mechanism is slidably attached. 4. The system of claim 3, wherein the first extension member is adapted to be moved in a first direction that is downward in relation to a top of a first attached finger to provide flexion movement of the first attached finger and adapted to be moved in an opposite, second direction that is upward in relation to the top of the first attached finger to provide extension movement of the first attached finger. 5. The system of claim 4, wherein the body movement assistance component includes a second extension member to which a second finger attachment mechanism is slidably attached. 6. The system of claim 5, wherein the second extension member is adapted to be moved in the first direction that is downward in relation to a top of a second attached finger to provide flexion movement of the second attached finger and adapted to be moved in... | Neurolutions, Inc. | A61H001/02 A61B005/00 A61F002/54 A61F002/72 A61B005/04 A61N001/36 A61B005/0408 A61B005/0476 A61F002/68
US10413300 | B2 | 2019-09-17 | Collateral flow channel sealant delivery methods and systems | 2016-06-14 | Devices, methods, and systems are provided for occluding a collateral flow channel between a target lung compartment and an adjacent lung compartment. A video-assisted thoracoscopic device is inserted into a thoracic cavity of a patient and positioned at a fissure between a target lung compartment and an adjacent lung compartment. A collateral flow channel between the target lung compartment and the adjacent lung compartment is then identified using the video-assisted thoracoscopic device and an agent is injected into the collateral flow channel, thereby reducing the collateral flow channel. | 1. A method for occluding a collateral flow channel between a target lung compartment and an adjacent lung compartment, said method comprising: inserting a video-assisted thoracoscopic device into a thoracic cavity of a patient;positioning the video-assisted thoracoscopic device at a fissure between a target lung compartment and an adjacent lung compartment;identifying a collateral flow channel between the target lung compartment and the adjacent lung compartment using the video-assisted thoracoscopic device;inserting a needle into the thoracic cavity and through tissue forming the collateral flow channel; andinjecting an agent through the needle and into the collateral flow channel, thereby reducing the collateral flow channel. 2. The method of claim 1, further comprising placing a clip on the collateral channel thereby pinching closed the collateral channel. 3. The method of claim 2, wherein the clip is a normally closed clip. 4. The method of claim 1, further comprising cutting tissue at the collateral flow channel thereby disrupting the collateral flow channel. 5. The method of claim 1, wherein the collateral flow channel is sealed. 6. The method of claim 1, wherein the agent is a sealant. 7. The method of claim 1, wherein the agent is a sclerosing agent. 8. The method of claim 1, wherein the agent is autologous blood. 9. A method as in claim 1, further comprising: accessing the target lung compartment using an endobronchial isolation catheter;isolating the target lung compartment using the endobronchial isolation catheter;measuring pressure or flow within the target lung compartment; andverifying the collateral flow channel has been sealed based on the measured pressure or flow. 10. A method as in claim 1, further comprising placing an endobronchial valve within an airway leading to the target lung compartment. 11. A method as in claim 10, wherein the endobronchial valve is a one-way flow control valve configured to allow air to flow out of the target lung compartment and prevent air flow into the target lung compartment. 12. A method for occluding a collateral flow channel between a target lung compartment and an adjacent lung compartment, said method comprising: inserting a video-assisted thoracoscopic device into a thoracic cavity of a patient;positioning the video-assisted thoracoscopic device at a fissure between a target lung compartment and an adjacent lung compartment;identifying a collateral flow channel between the target lung compartment and the adjacent lung compartment using the video-assisted thoracoscopic device;placing a clip into the thoracic cavity and on the collateral channel thereby pinching closed the collateral channel. 13. A method for occluding a collateral flow channel between a target lung compartment and an adjacent lung compartment, said method comprising: inserting a video-assisted thoracoscopic device into a thoracic cavity of a patient;positioning the video-assisted thoracoscopic device at a fissur... | Pulmonx Corporation | A61B005/08 A61B017/12 A61B005/00 A61M025/10 A61M025/01 A61M016/04 A61M025/00 A61F002/04
US10424060 | B2 | 2019-09-24 | Method for estimating blood component quantities in surgical textiles | 2016-12-23 | Systems and methods for detecting, counting and analyzing the blood content of a surgical textile are provided, utilizing an infrared or depth camera in conjunction with a color image. | 1. A system for measuring blood content, comprising: a color imaging system configured to acquire a color image of a field of view comprising a surgical textile;an infrared imaging system configured to acquire an infrared image of the field of view;a processor configured to: determine depth information for the surgical textile from the infrared image;identify surgical textile pixels in the color image; andextract blood information from the surgical textile pixels. 2. The system of claim 1, wherein the processor is further configured to transform the infrared image to a coordinate system corresponding to the color image. 3. The system of claim 1, wherein the processor is further configured to generate a depth image from the infrared image. 4. The system of claim 3, wherein the processor is further configured to identify a planar set of pixels in the depth image. 5. The system of claim 4, wherein the processor is further configured to detect a surgical textile image perimeter in the depth image. 6. The system of claim 5, wherein the detection of the surgical textile image perimeter is performed by looking for a sharp vertical depth drop-off in the depth image. 7. The system of claim 3, wherein the processor is further configured to downsample the depth image or the infrared image. 8. The system of claim 7, wherein the processor is further configured to generate a mask image from the downsampled depth image. 9. The system of claim 8, wherein the processor is further configured to upsample the mask image. 10. The system of claim 1, wherein the processor is further configured to perform fill-in of a missing infrared pixel region in the infrared image. 11. The system of claim 5, wherein the processor is further configured to generate a mask image using the detected perimeter. 12. The system of claim 11, wherein the processor is further configured to transform the mask image to a coordinate system of the color image. 13. The system of claim 11, wherein the detected perimeter is a top edge and a bottom edge of a surgical textile image. 14. The system of claim 11, wherein the detected perimeter comprises opposing edges of a surgical textile image. 15. The system of claim 11, wherein the detected perimeter comprises corners of a surgical textile image. 16. The system of claim 1, wherein the processor is further configured to index a frame counter upon generating shape information that is characteristic of the surgical textile. 17. A computer-implemented method of analyzing an object containing a blood component, comprising: acquiring a depth image and a color image of a field of view;using the depth image to determine the presence of a surgical textile in the field of view; andusing the color image to estimate a characteristic of a blood component contained in the surgical textile. 18. The method of claim 17, further comprising: generating an image mask using the depth image; andapplying the image mask to the color image to eliminate backg... | Gauss Surgical, Inc. | G06T007/00 A61B005/02 G06K009/46 A61B005/00 G06K009/62 G06T007/62
US10398372 | B2 | 2019-09-03 | Pain assessment method and system | 2017-02-17 | The present disclosure provides a method for determining an effect of a drug on pain experienced by a patient. The method comprises providing reference information concerning at least one visible and/or audible feature that is indicative of a level of the pain. The method further comprises capturing information indicative of the at least one visible and/or audible feature, respectively, from the patient comprising observing the patient directly or indirectly after administering the drug to the patient. In addition, the method comprises determining pain indicating information associated with a level of pain experienced by the patient using the captured information. The method also comprises comparing the pain indicating information with the provided reference information to determine the effect of the drug on the pain experienced by the patient. | 1. A method for determining an effect of a drug on pain experienced by a patient, the method comprising: using a camera to capture positional information of at least one visible facial feature from the patient;comparing, using a processor of a pain assessment system, the positional information of the at least one visible facial feature to predetermined data for the at least one visible facial feature to determine reference information that is indicative of a reference level of the pain experienced by the patient;after administering the drug to the patient using the camera to capture second information indicative of the at least one visible facial feature from the patient;comparing, using the processor, the second information to the predetermined data for the at least one visible facial feature to determine pain indicating information associated with a level of pain experienced by the patient after administering the drug to the patient;comparing, using the processor, the pain indicating information with the reference information to determine the effect of the drug on the pain experienced by the patient; andproviding an alternative treatment to the patient for the pain experienced by the patient in response to determining that the effect of the drug is below a predetermined threshold. 2. The method of claim 1 wherein the step of comparing the second information to the predetermined data to determine the pain indicating information is conducted automatically using an algorithm. 3. The method of claim 1 wherein capturing positional information of the at least one visible facial feature comprises capturing further information indicative of the at least one visible facial feature of the patient before the drug is expected to have an effect on the pain experienced by the patient. 4. The method of claim 1 wherein the reference information is indicative of an expected level of pain after administration of the drug. 5. The method of claim 1 wherein the reference information is indicative of a level of the pain before administration of the drug. 6. The method of claim 1 further comprising: receiving and storing information in relation to the drug and/or in relation to the patient, andusing the information in relation to the drug and/or the information in relation to the patient to estimate a time period for the drug to have an expected effect on pain experienced by the patient,wherein the step of using the camera to capture the second information indicative of the visible facial feature of the patient is conducted after the estimated time period has expired. 7. The method of claim 1 comprising a step of identifying a cause and/or determining treatment of the pain experienced by the patient based on the determined effect of the drug on pain. 8. The method of claim 1 wherein the step of using the camera to capture the positional information and/or the second information comprises using the camera to capture an image of the face of the patient. 9. A pa... | ePAT Pty Ltd | A61B005/00 G06F019/00 A61B005/107 A61B005/16 G06K009/00
US10424063 | B2 | 2019-09-24 | Vascular characteristic determination with correspondence modeling of a vascular tree | 2014-10-23 | Automated image analysis used in vascular state modeling. Coronary vasculature in particular is modeled in some embodiments. Methods of “virtual revascularization” of a presently stenotic vasculature are described; useful, for example, as a reference in disease state determinations. Structure and uses of a model which relates records comprising acquired images or other structured data to a vascular tree representation are described. | 1. A method of calculating a fractional flow reserve, comprising: receiving a plurality of 2-D images, each said 2-D image comprising a plurality of image regions each containing a vascular segment;automatically determining groups of said image regions based on a comparison of the image regions for at least one feature-level vascular homology, the image regions of each group including a vascular segment in common;automatically selecting at least one image region from each of a plurality of said groups, the plurality of groups comprising a group for a stenotic vascular segment, and groups for one or more vascular segments comprising vascular branches in a crown of the stenotic vascular segment;automatically measuring vascular characteristics from the selected image regions; andautomatically calculating fractional flow reserve of the stenotic vascular segment, based on said vascular characteristics. 2. The method of claim 1, wherein said vascular characteristics comprise vascular width. 3. The method of claim 1, wherein said vascular characteristics comprise vascular width as a function of position along a length of a vascular segment. 4. The method of claim 1, wherein said vascular characteristics comprise vascular resistance. 5. The method according to claim 1, wherein said 2-D images are X-ray angiography images. 6. The method of claim 1, wherein said selecting comprises determination of the image region of least foreshortening. 7. The method of claim 1, wherein comparison of the image regions comprises determining parameters of rays projecting from respective planes at which the image regions were acquired to a radiant imaging source. 8. The method of claim 1, wherein comparison of the image regions comprises registration of the image regions. 9. The method of claim 1, wherein comparison of the image regions comprises comparison of characteristics of the contained vascular segments. 10. The method of claim 1, wherein said vascular segment comprises an image of a branch of the cardiac artery. 11. The method of claim 1, wherein said calculating comprises calculating the vascular characteristics from a model of a vasculature including the vascular segments, said calculating comprising: providing a model including: said groups of image regions, the regions being arranged with respect to one another, whereineach said group represents a modeled location in said vasculature as a sample group;selecting from said model one or more of said vascular location for the calculation of said vascular characteristic;selecting for each said selected vascular location at least one of said sample groups associated with said vascular location; anddetermining automatically said vascular characteristic by calculation based on said selected sample groups. 12. The method of claim 11, wherein each of said plurality of sample groups comprises at least a portion of a 2-D image of said vasculature, and wherein said vascular characteristics comprise measurements o... | CathWorks, Ltd. | G06T007/00 A61B008/08 G06T011/00 A61B006/00 A61B005/02 A61B006/02 G16H050/30 G16H050/50 A61B006/03 A61B008/06 A61B008/12 A61B034/10
US10398382 | B2 | 2019-09-03 | Respiratory motion estimation in projection domain in nuclear medical imaging | 2017-09-29 | In nuclear medical imaging, respiratory motion is corrected. Rather than pairwise estimation of motion from projection views, a sequence-based technique is used to jointly estimate parameters for a motion model across many projection views. In one approach, this sequence-based method is iteratively solved with a maximum likelihood objective function incorporating the motion model. A surrogate respiration signal is used to gate for the joint estimation and used to convert gated motion parameters to temporal motion parameters. | 1. A method for correction of respiratory motion in a nuclear medical imaging system, the method comprising: detecting, with a nuclear imaging detector, emissions over time from a patient, the detected emissions comprising projection data and are subject to respiration motion of the patient;gating the projection data into three or more sets;estimating the respiration motion with an iterative solution of a maximum likelihood objective function based on the gated projection data of the three or more sets, the objective function including a motion model with parameters of the respiration motion, and wherein estimating comprises estimating with the objective function comprising a minimization of a maximum likelihood of the gated projection data of the three or more sets relative to a reference projection;reconstructing an image object of the patient from the projection data with the respiration motion used to correct the projection data used in reconstruction or used in the reconstructing; andgenerating an image of the reconstructed image object. 2. The method of claim 1 wherein detecting comprises detecting the emissions with a single photon emission computed tomography or a positron emission tomography system. 3. The method of claim 1 wherein gating comprises gating with a surrogate respiration signal, and wherein correcting comprises correcting as a function of the surrogate respiration signal. 4. The method of claim 3 wherein the surrogate respiration signal is derived from variation in the projection data as a function of time. 5. The method of claim 1 wherein estimating comprises estimating with the parameters of the motion model comprising perpendicular translations of rigid motion between the gated three or more sets. 6. The method of claim 1 wherein estimating based on the gated projection data of the three or more sets comprises estimating with a sequence-based approach. 7. The method of claim 1 wherein the reference projection comprises a mean of the gated projection data of the three or more sets shifted to a reference location. 8. The method of claim 1 wherein estimating with the iterative solution comprises updating the reference projection in each iteration of the iterative solution. 9. The method of claim 1 wherein estimating with the iterative solution comprises estimating with a Broyden-Fletcher-Goldfarb-Shanno algorithm. 10. The method of claim 1 wherein the respiration motion is used to correct the projection data with interpolation in a Fourier domain. 11. The method of claim 1 further comprising masking the projection data as a function of an ellipsoid derived from the projection data. 12. A method for correction of respiratory motion in a single photon emission computed tomography (SPECT) medical imaging system, the method comprising: respiration gating SPECT emission data of a patient with a surrogate respiration signal into respiration gated sets of SPECT emission data;jointly estimating two-dimensional motion vect... | Siemens Medical Solutions USA, Inc. | A61B005/00 G06T007/30 A61B006/03 A61B006/00 G06T011/00
US10420998 | B2 | 2019-09-24 | Process and system for measuring or predicting a hurdle race time | 2016-08-25 | The process enables a time of an athlete in a hurdle race to be measured or predicted with a personalized transponder module positioned on the athlete and a base station. The transponder module comprises a receiver unit, a processing unit, a transmitter unit for data signals and a motion sensor to supply measurement signals to the processing unit. The module is activated by a wake-up signal and a measurement of the movement is conducted by the sensor after the start of the race on passage of each hurdle. The data signals are transmitted to the base station and determination of a passage time over each hurdle is conducted. | 1. A process for measuring or predicting a time in a hurdle race of at least one athlete by means of a personalised transponder module positioned on the athlete and a base station of a measurement system, wherein the transponder module comprises at least a signal receiver unit, a processing unit for data, measurements or commands, a transmitter unit for data and/or measurement and/or command signals, and at least one motion sensor to supply measurement signals to the processing unit, wherein the process comprises the following steps: activating the personalised transponder module following the receipt of a wake-up signal in the receiver unit,measuring at least one variation in movement of the athlete by the motion sensor on passage of one or more hurdles during the race,transmitting measurement signals directly or formatted with determination of variations in movement in the processing unit by the transmitter unit to the base station,determining a passage time of the athlete over one or more hurdles by one or more measurements of variations in movement of the motion sensor, andduring the hurdle race, predicting at least one of a placing of the athlete and a final race time of the athlete. 2. The measurement process according to claim 1, in which the motion sensor is an accelerometer with one, two or three measurement axes, wherein after having activated the transponder module by the wake-up signal, the accelerometer measures one or more variations in acceleration or movement of the athlete on passage of one or more hurdles during the race, and in that the transmitter unit transmits the measurement signals supplied by the processing unit directly to the base station, or data signals on the basis of the determination of the variations in acceleration or movement in the processing unit to determine at least one passage time of the hurdle or hurdles passed. 3. The measurement process according to claim 2, wherein the determination of a passage time of each hurdle is obtained by a measurement of the variation in acceleration or movement following the received contact of a foot of an athlete on the ground after passage of each hurdle. 4. The measurement process according to claim 1, in which the transponder module is arranged on an upper part of the body of the athlete and in which the motion sensor is a gyroscope with one, two or three measurement axes, wherein after having activated the transponder module by the wake-up signal, the gyroscope measures a speed or a direction of rotation of the transponder module on the athlete on passage of one or more hurdles to determine at least one passage time of the hurdle or hurdles passed, and in that the transmitter unit transmits the measurement signals supplied by the processing unit directly to the base station, or formatted in the processing unit on the basis of the measurement of the speed or direction of rotation of the transponder module on the athlete on passage of the hurdle. 5. The measurement pr... | SWISS TIMING LTD | A63B024/00 A63B069/00 G07C001/22 A61B005/11 G01P015/00 A63K003/04
US10413242 | B2 | 2019-09-17 | Biocompatible electrode structure and method for manufacturing the same, and device and method for manufacturing the same | 2014-07-18 | There is provided a biocompatible electrode structure which is capable of being connected to an electronic circuit, and in which a conductive nanomaterial is dispersed into a polymeric medium in which a density of the conductive nanomaterial on an opposite side of a connection surface to the electronic circuit, in the polymeric medium is lower than that on the side of the connection surface to the electronic circuit. | 1. A biocompatible electrode structure which is capable of being connected to an electronic circuit, and in which a conductive nanomaterial is dispersed into at least one polymeric medium, the biocompatible electrode structure comprising a first surface and a second surface,wherein the first surface is on a connection surface side to the electronic circuit,the second surface is on an opposite side of a connection surface to the electronic circuit, the second surface disposed so as to be able to contact a surface or a tissue of a living body, andwherein a density of the conductive nanomaterial on the opposite side of a connection surface to the electronic circuit, in the polymeric medium is lower than that on the side of the connection surface to the electronic circuit, andwherein the at least one polymeric medium is a water-soluble polymer and the at least one polymeric medium is a gel. 2. The biocompatible electrode structure according to claim 1, wherein the conductive nanomaterial is a carbon nanomaterial. 3. The biocompatible electrode structure according to claim 1, wherein the water-soluble polymer dissolves or disperses in water. 4. The biocompatible electrode structure according to claim 1, wherein the at least one polymeric medium comprises a first polymeric medium and a second polymeric medium, andwherein the biocompatible electrode structure is formed by laminating a first polymer layer that is configured by the first polymeric medium which includes the conductive nanomaterial, and a second polymer layer that is configured by the second polymeric medium which does not include the conductive nanomaterial or includes the conductive nanomaterial at a density which is lower than the first polymer layer, in order from the side of the connection surface to the electronic circuit. 5. A device comprising: the biocompatible electrode structure according to claim 1 as an electrode. 6. A device which includes the biocompatible electrode structure according to claim 1, comprising: a plurality of electrodes that are connected to the biocompatible electrode structure,wherein the biocompatible electrode structure is arranged according to the plurality of electrodes. 7. A device which includes the biocompatible electrode structure according to claim 4, comprising: a plurality of electrodes,wherein each electrode is configured by the first polymer layer, andthe second polymer layer is formed over the plurality of electrodes. 8. A device which includes the biocompatible electrode structure according to claim 4, comprising: a plurality of electrodes,wherein each electrode is configured by the first polymer layer and the second polymer layer. 9. A method for manufacturing the device according to claim 8, comprising: a step of forming the first polymeric medium that becomes the first polymer layer which includes the conductive nanomaterial, on the electronic circuit;a step of forming the second polymeric medium that becomes the second polymer layer... | JAPAN SCIENCE AND TECHNOLOGY AGENCY | A61B005/00 A61L027/50 A61L031/12 H01B001/24 H05K001/09
US10406272 | B2 | 2019-09-10 | Methods and apparatuses for determining a patient's daily loss of iron | 2014-10-01 | A method for determining or approximating a patient's daily loss of iron (fe_loss), the method comprising the steps of determining the patient's iron uptake (fe_uptake); determining the quantity of iron stored within the patient's body; and determining the patient's daily loss of iron based on the patient's iron uptake (fe_uptake) and the quantity of non-functional iron stored within the patient's body. The method relates further to apparatuses and an erythropoesis stimulating medicament for use in the treatment of anaemia. Finally the present invention relates to digital storage means, a computer program product, and a computer program. | 1. A method for determining or approximating a daily loss of iron (fe_loss) of a patient with impaired renal function, the method comprising the steps: determining the patient's iron uptake (fe_uptake);determining a quantity of iron stored within the patient's body by adding at least a value representing a quantity of functional iron stored in the patient's body and a value representing a quantity of non-functional iron stored in the patient's body;measuring at least one of: a hemoglobin value (Hb), a blood volume, and a concentration of ferritin in serum;determining the patient's daily loss of iron based on the patient's iron uptake (fe_uptake) and the quantity of non-functional iron stored in the patient's body, using the formula: fe_loss=fe_non-functional_stored+fe_Hb−fe_uptakewherein:fe_uptake =the patient's iron uptakefe_loss =the patient's daily loss of ironfe_Hb =the quantity of iron stored within the haemoglobin (Hb)fe_non-functional stored =the quantity of iron stored within the patient's body outside of Hb; andadministering a supplemental dosage of iron to the patient during or between dialysis sessions,wherein the supplemental dosage is determined based on the patient's determined daily loss of iron. 2. The method according to claim 1, wherein at least one of: the functional iron stored in the patient's body is determined using at least one of the haemoglobin value (Hb) and the blood volume; andthe quantity of non-functional iron stored within the patient's body is determined using the concentration of ferritin in serum. 3. The method according to claim 1, further comprising at least one of: determining the patient's iron uptake (fe_uptake) based on cumulating the patient's iron uptake over time; anddetermining a ferritin curve comprising a series of ferritin measurements over time. 4. A medicament comprising iron for use in the treatment or prevention of anaemia or for enhancing haemoglobin concentration in a patient's blood, wherein the dose of iron to be administered as an iron substitution is set equal to the amount of iron determined to have been lost since the last iron substitution based on the daily loss determined by the method according to claim 1. 5. A non-transitory digital storage means with electrically readable control signals which are able to interact with a programmable computer system such that the method according to claim 1 will be executed. 6. A computer program product having a program code stored on a machine readable data medium for executing the method according to claim 1 when executing the program product on a computer. 7. A computer program having a program code for the execution of the method according to claim 1 when executing the program on a computer. 8. An apparatus for determining or approximating a daily loss of iron of a patient with impaired renal function, the apparatus comprising: a device configured to input information on the patient's iron uptake (fe_uptake);a device configured to deter... | Fresenius Medical Care Deutschland GmbH | A61M001/34 A61B005/00 A61B005/145 A61K033/26 G01N033/90 A61B005/02 A61B005/053
US10398538 | B2 | 2019-09-03 | Method of monitoring oral health | 2015-05-11 | A method of monitoring oral health including deriving a health profile of a user from information obtained from a sample taken from the user; displaying a representation of the health profile on a display, wherein the representation of the health profile includes a list of undesirable oral health characteristics that are detectable from the sample and a graphical depiction of an oral cavity divided into a plurality of regions; and wherein in response to selection of a first one of the undesirable oral health characteristics, the representation of the health profile indicates which regions of the user's oral cavity are affected by the first one of the undesirable oral health characteristic. | 1. A method of monitoring oral health comprising: deriving a health profile of an individual from information obtained from a sample taken from the individual;displaying a representation of the health profile on an interactive display, wherein the representation of the health profile includes a list of undesirable oral health characteristics that are detectable from the sample and a graphical depiction of an oral cavity divided into a plurality of regions; andwherein in response to a user selecting a first one of the undesirable oral health characteristics on the interactive display, the graphical depiction of the oral cavity on the interactive display changes to indicate which regions of the individual's oral cavity are affected by the first one of the undesirable oral health characteristics. 2. The method of claim 1, wherein in response to the user selecting the first one of the undesirable oral health characteristics on the interactive display, the graphical depiction of each of the plurality of regions of the oral cavity that are affected by the first one of the undesirable oral health characteristics are visually distinguished on the interactive display from the graphical depiction of the plurality of regions of the oral cavity that are unaffected by the first one of the undesirable oral health characteristics. 3. The method of claim 2, wherein in response to the user selecting the first one of the undesirable oral health characteristics on the interactive display, the graphical depiction of each of the plurality of regions of the oral cavity that is affected by the first one of the undesirable oral health characteristics is highlighted on the interactive display. 4. The method of claim 1 wherein the list of undesirable oral health characteristics comprises one or more of periodontal gum disease, gingivitis, plaque, halitosis, and heart disease. 5. The method of claim 1, wherein the representation of the health profile is displayed as content on an interactive website and the content changes in response to the user selecting different ones of the undesirable oral health characteristics. 6. The method of claim 1, wherein in response to the user selecting a second one of the undesirable oral health characteristics, the representation of the health profile on the interactive display changes to indicate which regions of the individual's oral cavity are affected by the second one of the undesirable oral health characteristics. 7. The method of claim 1, wherein the sample is a liquid or vapor taken from the individual's saliva or breath. 8. The method of claim 7 wherein the information is obtained from an oral care implement that comprises the sample, the oral care implement configured to detect each of the undesirable oral health characteristics on the list. 9. The method of claim 8, wherein the oral care implement comprises a toothbrush. 10. The method of claim 8, wherein the oral care implement comprises a diagnostic sensor configured ... | Colgate-Palmolive Company | A61B005/00 A61C019/04 A46B015/00 A61B005/0205 A61B005/145 A61B010/00 G16H010/60
US10413743 | B2 | 2019-09-17 | Pacing device with autonomous anti-tachycardia pacing | 2017-10-09 | In an example, an apparatus is described that includes an implantable housing, a heart signal sensing circuit configured to sense intrinsic electrical heart signals, a ventricular tachyarrhythmia (VT) detector circuit, operatively coupled to the heart signal sensing circuit, the detector circuit operable to detect a VT based on the sensed heart signals, a processor configured to control delivery of an anti-tachyarrhythmia pacing (ATP) therapy based on the detected VT, and an energy delivery circuit configured to deliver the ATP therapy in response to the detected VT, wherein the apparatus does not include a shock circuit capable of delivering a therapeutically-effective cardioverting or defibrillating shock. | 1. A system comprising: a first device including: a first implantable housing;a plurality of subcutaneous electrodes configured to sense a plurality of electrical signals;a first processor configured to control delivery of a defibrillation shock therapy based on the sensed electrical signals;a first energy delivery circuit configured to deliver the shock therapy; anda second device including: a second implantable housing;a heart signal sensing circuit configured to sense intrinsic electrical heart signals;a shock detector circuit, operatively coupled to the heart signal sensing circuit, the shock detector circuit operable to detect the delivery of shock therapy;a second processor configured to control delivery of a post-shock pacing therapy based on the detected delivery of shock therapy; anda second energy delivery circuit configured to deliver the post-shock pacing therapy,wherein the second processor is configured to disable delivery of post-shock pacing therapy based on an indication of the absence from the system or unavailability of the first energy delivery circuit. 2. The system of claim 1, wherein the second processor is configured to control delivery of the post-shock pacing therapy without a communicated request from the first device. 3. The system of claim 1, wherein the second device is configured to receive at least one post-shock pacing therapy parameter, and wherein the second processor is configured to control the delivery of the post-shock pacing therapy based on the at least one received post-shock pacing therapy parameter. 4. The system of claim 3, wherein the second device is configured to receive at least one post-shock pacing therapy parameter, and wherein the second processor is configured to enable or disable the delivery of the post-shock pacing therapy based on the at least one received post-shock pacing therapy parameter. 5. The system of claim 1, wherein the second device comprises: a ventricular tachyarrhythmia (VT) detector circuit, operatively coupled to the heart signal sensing circuit, the VT detector circuit operable to detect a VT based on the sensed heart signals,wherein the second processor is configured to control delivery of an anti-tachyarrhythmia pacing (ATP) therapy based on the detected VT, andwherein the second energy delivery circuit is configured to deliver the ATP therapy. 6. The implantable device of claim 5, wherein the second processor is further configured to stop delivery of ATP when a shock therapy is detected by the shock detector circuit. 7. The system of claim 5, wherein the second processor is configured to deliver ATP therapy when the VT detector circuit detects a VT based on the sensed heart signals and stop delivering ATP therapy when a shock is detected, wherein risk of acceleration initiated by the ATP therapy is mitigated by delivery of defibrillation therapy by the implantable defibrillator device. 8. A system comprising: a first implantable medical device (IMD), the first IM... | Cardiac Pacemakers, Inc. | A61N001/39 A61N001/362 A61B005/042 A61B005/0464 A61B005/00 A61N001/05
US10402996 | B2 | 2019-09-03 | Distance measuring device for human body features and method thereof | 2017-09-15 | A distance measuring device for human body features is provided. The device comprises: an image capturing unit configured to capture a plurality of groups of human images of at least one part of human body in a time interval; an image processing unit configured to analyze to recognize a plurality of feature points in each group of the human images to generate three-dimensional coordinates for each feature point; and a processing unit configured to calculate a distance between a first feature point and a second feature point, calculate a deflection angle for each group of the human images, and generate a weight value. The processing unit has a weighted average calculation based on the weight values and the distances to generate a measurement result. | 1. A distance measuring device for human body features, comprising: an image capturing unit configured to capture a plurality of groups of human images with at least one part of human body in a time interval;an image processing unit configured to analyze each group of the human images and recognize a plurality of feature points in each group of the human images, the image processing unit generates three-dimensional coordinates for each feature point; anda processing unit configured to calculate a distance between a first feature point and a second feature point of each group of the human images according to the three-dimensional coordinates of the first feature point and the second feature point in the feature points, calculate a deflection angle for each group of the human images according to the three-dimensional coordinate of each of the feature points, and generate a weight value corresponding to each distance according to the deflection angle, the processing unit is configured to have a weighted average calculation based on the weight values and the distances to generate a measurement result. 2. The distance measuring device for human body features according to claim 1, wherein the processing unit is configured to generate the deflection angle according to the three-dimensional coordinates of each of the feature points and three-dimensional coordinates of a sample feature point corresponding to each of the feature points. 3. The distance measuring device for human body features according to claim 1, wherein the ith group of the human image in the groups of the human images has the deflection angle θi, and the processing unit generates the weight value wi corresponding to the deflection angle θi according to an equation as follow:wi=1-11+e-2×(θi-c)wherein c represents a constant. 4. The distance measuring device for human body features according to claim 1, wherein each group of the human images includes a two-dimensional image and a depth image. 5. The distance measuring device for human body features according to claim 4, wherein the image capturing unit includes: a two-dimensional camera for generating the two-dimensional image, the two-dimensional image includes two-dimensional coordinates for each of the feature points;an infrared emitter for emitting infrared light toward the at least one part of the human body; andan infrared light camera for receiving reflected light of the infrared light, the infrared light camera generates the depth image according to the reflected light, and the depth image includes depth information of each of the feature points;wherein the image processing unit generates the three-dimensional coordinates for each of the feature points by performing mapping and projection conversion based on the two-dimensional coordinates and the depth information. 6. The distance measuring device for human body features according to claim 5, wherein the processing unit obtains an intensity of the reflected light according... | ASUSTEK COMPUTER INC. | G06T007/60 G01B011/00 G01B011/14 A61B003/00 A61B003/11 A61B005/00 A61B005/107 G01B011/245 G06T007/593 G06T007/62 H04N005/33
US10405778 | B2 | 2019-09-10 | Device for combined respiratory gas analysis and lung function test | 2014-03-14 | A device for combined respiratory gas analysis and lung function test includes a gas quantity measuring device, a gas analysis device, and a multi-way valve configured for placement at least between a first valve path combination and a second valve path combination. A first gas path between the gas quantity measuring device and a second combined inlet/outlet opening is established while by-passing the gas analysis device with the first valve path combination of the multi-way valve, and a second gas path is established between a first combined inlet/outlet opening, the gas analysis device, the gas quantity measuring device, and the second combined inlet/outlet opening with the second valve path combination of the multi-way valve. | 1. A method for combined respiratory gas analysis and lung function testing by a device including a first combined inlet/outlet opening, a second combined inlet/outlet opening, a gas quantity measuring device, a gas analysis device, and a multiway valve configured to be brought at least between a first valve path combination and a second valve path combination, the method comprising: establishing a first gas path between the first combined inlet/outlet opening, the gas quantity measuring device, and the second combined inlet/outlet opening with the first valve path combination of the multiway valve while circumventing the gas analysis device;inhaling by flow of air from an external space outside the gas analysis device, through the second combined inlet/outlet opening along the first gas path in a direction of the first combined inlet/outlet opening;exhaling for lung function testing in order for respiratory gas to flow through the gas quantity measuring device along the first gas path from the first combined inlet/outlet opening in a direction of the second combined inlet/outlet opening;establishing the second gas path while exhaling for lung function testing, the second gas path established between the first combined inlet/outlet opening, the gas analysis device, the gas quantity measuring device, and the second combined inlet/outlet opening with the second valve path combination of the multiway valve,conducting the respiratory gas flowing through along the second gas path through the gas analysis device in the direction of the second combined inlet/outlet opening; andflushing the gas analysis device by conducting air from the external space outside the gas analysis device, through the second combined inlet/outlet opening along the second gas path through the gas analysis device in the direction of the first combined inlet/outlet opening. | Robert Bosch GmbH | A61B005/08 A61B005/097 A61B005/09 G01N033/497 A61B005/087 A61B005/091 A61M039/22
US10416263 | B2 | 2019-09-17 | System and method for magnetic resonance imaging | 2017-05-13 | A system and method for magnetic resonance imaging is provided. The method may include: determining a scanning parameter, wherein the scanning parameter includes one or more predetermined values; obtaining one or more MR signal sets based on the one or more predetermined values; generating one or more original images based on the one or more MR signal sets, wherein an original image corresponds to an MR signal set; determining one or more virtual values associated with the scanning parameter; and generating one or more virtual images based on the one or more virtual values and the one or more original images, wherein a virtual image corresponds to a virtual value. | 1. An imaging method implemented on at least one machine each of which has at least one processor and storage, the method comprising: determining a scanning parameter of an imaging device, the scanning parameter comprising one or more predetermined values;obtaining one or more MR signal sets acquired by the imaging device based on the one or more predetermined values of the scanning parameter, an MR signal set corresponding to a predetermined value of the one or more predetermined values;generating one or more original images based on the one or more MR signal sets, an original image corresponding to an MR signal set of the one or more MR signal sets;determining one or more virtual values of the scanning parameter, wherein the one or more virtual values are different from the one or more predetermined values; andgenerating one or more virtual images based on the one or more virtual values and the one or more original images, a virtual image corresponding to a virtual value of the one or more virtual values of the scanning parameter. 2. The method of claim 1, the scanning parameter comprising at least one of an echo time, an inversion time, a repetition time, and an RF pulse flip angle. 3. The method of claim 1, wherein the virtual value is a positive number. 4. The method of claim 1, the generating one or more virtual images based on the one or more virtual values and the one or more original images comprising: determining a virtual image feature corresponding to the one or more virtual values;determining one or more values of the virtual image feature based on the one or more virtual values; andgenerating the one or more virtual images based on the one or more values of the virtual image feature and the one or more original images. 5. The method of claim 4, the determining the one or more values of the virtual image features based on the one or more virtual values comprising: determining the one or more values of the virtual image feature based on an algorithm selected from interpolation, the least square fitting algorithm, or regression. 6. The method of claim 4, the virtual image feature comprising a virtual phase or a virtual magnitude. 7. The method of claim 1, further comprising: displaying at least a portion of the one or more virtual images and the one or more original images. 8. The method of claim 7, the displaying at least a portion of the one or more virtual images comprising: ranking at least a portion of the one or more virtual values and the one or more predetermined values according to a ranking rule; anddisplaying at least a portion of the one or more virtual images and the one or more original images based on the ranking result. 9. The method of claim 8, the displaying at least a portion of the one or more virtual images and the one or more original images based on the ranking result comprising: displaying at least a portion of the one or more virtual images and the one or more original images in an animation according t... | SHANGHAI UNITED IMAGING HEALTHCARE CO., LTD. | G01V003/00 G01R033/56 G01R033/565 G01R033/24 G01R033/561 A61B005/055 G01R033/60 G06T011/00 G01R033/48 G01R033/50 G01R033/563
US10406022 | B2 | 2019-09-10 | System and method for cooling the brain of a human subject | 2019-01-08 | A system for cooling the brain of a human subject, includes a cooling subsystem which inputs a flow of air or breathable gas, cool the air or breathable gas, and output cooled air or breathable gas which is delivered to a human subject. A flow control device to controls a flow rate of the flow of the air or breathable gas input to the cooling subsystem and a flow rate of the cooled air or breathable gas delivered to the human subject. One or more flow rate sensors measure at least a flow rate of flow of cooled air or breathable gas. One or more temperature sensors measure at least a temperature of a brain and the temperature of the flow of cooled air or breathable gas. A controller adjusts a cooling rate, the temperature, and the flow rate of flow of cooled air or breathable gas delivered to the human subject to cool the brain of the human subject. | 1. A system for cooling the brain of a human subject, the system comprising: a cooling subsystem configured to input a flow of air or breathable gas, cool the air or breathable gas, and output cooled air or breathable gas to a line coupled to a device adapted to deliver the cooled air or breathable gas to a human subject, the cooling subsystem including a flat gas block comprised of a thermally conductive material and a flat thermal electric cooling (TEC) device coupled between the flat gas block and a flat conductor block;a flow control device coupled to the cooling subsystem configured to control a flow rate of the flow of the air or breathable gas input to the cooling subsystem and a flow rate of the cooled air or breathable gas output to the line;one or more flow rate sensors coupled to the cooling subsystem configured to measure at least a flow rate of flow of cooled air or breathable gas;one or more temperature sensors configured to measure at least a temperature of a brain or a brain correlative site of the human subject and the temperature of the flow of cooled air or breathable gas; anda controller coupled to the cooling subsystem, the flow control device, the one or more flow rate sensors, and the one or more temperature sensors, the controller configured to adjust a cooling rate, the temperature, and the flow rate of flow of cooled air or breathable gas delivered to the human subject based on at least the measured temperature of the brain or the brain correlative site and the measured flow rate of the flow of cooled air or breathable gas to cool the brain of the human subject. 2. The system of claim 1 in which the controller is configured to adjust the temperature and the flow rate of the flow of cooled air or breathable gas to provide therapeutic hypothermic (TH) and/or target temperature management (TTM) to normothermic levels. 3. The system of claim 1 in which the controller is configured to control the flow control device to provide a flow rate of the cooled air or breathable gas at flow rate in the range of about 0 L/min to about 50 L/min. 4. The system of claim 1 in which the cooling subsystem cooling subsystem is configured to input the air or breathable gas having a temperature in the range of about −10° C. to about 10° C. 5. The system of claim 4 in which the controller is configured to control the cooling subsystem to cool the air or breathable gas and provide the flow of cooled air or breathable gas delivered to the human subject having a temperature in the range of about −14° C. to about 7° C. 6. The system of claim 1 in which the one or more temperature sensors includes a tympanic sensor or temporal artery sensor. 7. The system of claim 1 in which the device adapted to deliver the cooled air or breathable gas to a human subject includes a nasal cannula. 8. The system of claim 7 in which the one or more temperature sensors are adapted to be placed on an end of the nasal cannula. 9. The system of claim 1 in which the... | Vivonics, Inc. | A61F007/00 A61M016/10 A61B005/00 A61M016/00 A61M016/06 A61B005/01
US10405821 | B2 | 2019-09-10 | Imaging system for a vertebral level | 2015-06-01 | The present invention relates to an imaging system (10) for a vertebral level, an identification method for a vertebral level, a computer program element for controlling such system and a computer readable medium having stored such computer program element. The imaging system (10) comprises a determination unit (11), a definition unit (12), an imaging unit (13), and a processing unit (14). The determination unit (11) determines a target vertebral level. The definition unit (12) defines an anatomical landmark of a spine. The imaging unit (13) provides a series of X-ray images along the spine based on the landmark. The processing unit (14) identifies the target vertebral level in at least one of the X-ray images. The processing unit (14) further stitches the X-ray images to a continuous panoramic image of the spine and identifies the target vertebral level in the panoramic image. | 1. An imaging system for a vertebral level comprising: a determination unit configured to receive pre-interventional image data and to determine a target vertebral level using pre-interventional image data;a definition unit configured to define an anatomical landmark of a spine;an X-ray acquisition device configured to acquires a series of X-ray images;an imaging unit configured to provide the series of X-ray images along the spine based on the anatomical landmark; anda processing unit configured to identify the target vertebral level in at least one of the series of X-ray images based on the determination using the pre-interventional image data. 2. Imaging system according to claim 1, wherein the processing unit is further configured to stitch the series X-ray images to a panoramic image of the spine and to identify the target vertebral level in the panoramic image. 3. Imaging system according to claim 1, further comprising an input device configured to enable the determination of the target vertebral level and/or to enable identification of the target vertebral level in the at least one of the series X-ray images. 4. Imaging system according to claim 1, wherein the determination unit is further configured to indicate the target vertebral level in the pre-interventional image data. 5. Imaging system according to claim 1, further comprising a registration unit configured to register the pre-interventional image data with the at least one X-ray image and/or the panoramic image. 6. Imaging system according to claim 4, wherein the determination unit is configured to extract the spine in the pre-interventional image data by segmentation. 7. Imaging system according to claim 6, wherein the determination unit is further configured to receive a general spine model for use in the segmentation. 8. Imaging system according to claim 1, wherein the anatomical landmark indicates preferably a characteristic of at least one of the group of 1st thoracic vertebrae, 12th thoracic vertebrae, 1st cervical vertebrae, 2nd cervical vertebrae, 7th cervical vertebrae and/or sacrum. 9. Imaging system according to claim 8, further comprising a motion unit configured to provide a motion signal for moving a patient table and/or the imaging unit, and preferably a tracking unit configured to provide a tracking signal for tracking the motion of the patient table and/or of the imaging unit. 10. Imaging system according to claim 9, further comprising a recording unit configured to record a position of the target vertebral level based on a tracked position of the patient table and/or of the imaging unit, and/or further comprising a marking unit configured to mark the target vertebral level on a patient's skin. 11. An identification method for a vertebral level comprising the following steps: determining a target vertebral level in pre-interventional image data,defining an anatomical landmark of a spine,providing a series of X-ray images along the spine based on the anato... | KONINKLIJKE PHILIPS N.V. | A61B006/00 G06T007/73 A61B005/00 G06T011/60
US10406350 | B2 | 2019-09-10 | Microfabricated neurostimulation device | 2016-06-17 | Described herein are microelectrode array devices, and methods of fabrication and use of the same, to provide highly localized and efficient electrical stimulation of a neurological target. The device includes multiple microelectrode elements arranged along an elongated probe shaft. The microelectrode elements are dimensioned and shaped so as to target individual neurons, groups of neurons, and neural tissue as may be located in an animal nervous system, such as deep within a human brain. Beneficially, the neurological probe can be used to facilitate location of the neurological target and remain implanted for long-term monitoring and/or stimulation. | 1. An implantable neurological device, comprising: a support tube;a cylindrical member coupled with the support tube, the cylindrical member comprising a distal end, a proximal end, and an internal lumen; anda microelectrode film coupled with an outer surface of the cylindrical member, the microelectrode film comprising: a plurality of circumferential, segmented electrodes spaced along a longitudinal axis of the cylindrical member, each of the plurality of circumferential, segmented electrodes comprising at least three microelectrodes at a common location along the longitudinal axis; anda longitudinal extension extending from a distal end of the microelectrode film and at least a portion of the longitudinal extension extending in the internal lumen of the cylindrical member. 2. The device of claim 1, the microelectrode film comprising: a first insulative layer;a plurality of lead contacts;a plurality of conductive traces to couple the plurality of lead contacts to the at least three microelectrode elements of the plurality of circumferential, segmented electrodes; anda second insulative layer disposed on the plurality of conductive traces and the first insulative layer. 3. The device of claim 1, comprising: an electronic component electrically coupled between the plurality of circumferential, segmented electrodes and a plurality of lead contacts disposed on the longitudinal extension of the microelectrode film. 4. The device of claim 1, wherein each of the at least three microelectrodes of each of the plurality of circumferential, segmented electrodes are individually addressable. 5. The device of claim 1, wherein each of the at least three microelectrodes of one of the plurality of circumferential, segmented electrodes are electrically coupled together. 6. The device of claim 1, wherein one of the at least three microelectrodes comprises a shape substantially different from another of the at least three microelectrodes. 7. The device of claim 1, the microelectrode film comprising: at least one band electrode. 8. The device of claim 1, wherein the plurality circumferential, segmented electrodes are a micro-electromechanical system (MEMS). 9. A method, comprising: implanting a neurological device comprising: a support tube;a cylindrical member coupled with the support tube, the cylindrical member comprising a distal end, a proximal end, and an internal lumen; anda microelectrode film coupled with an outer surface of the cylindrical member, the microelectrode film comprising:a plurality of circumferential, segmented electrodes spaced along a longitudinal axis of the cylindrical member, each of the plurality of circumferential, segmented electrodes comprising at least three microelectrodes at a common location along the longitudinal axis; anda longitudinal extension extending from a distal end of the microelectrode film and at least a portion of the longitudinal extension extending in the internal lumen of the cylindrical member;coupling the... | ECOLE POLYTECHNIQUE FEDERALE DE LAUSANNE | A61N001/05 A61B005/00 A61N001/37 A61N001/372 A61B005/04 A61B017/34
US10405357 | B2 | 2019-09-03 | Method and apparatus for smart vehicle gateway multi-hop networked communication using context aware radio communication management | 2016-02-15 | A first information handling system functioning as a smart vehicle gateway comprising a wireless adapter to communicate with a wireless link, wherein at least one wireless link is a multi-hop wireless link to a tethered second information handling system, a storage device to store a spatial-temporal user profile comprising wireless device usage trend data for a plurality of locations where the smart vehicle gateway has operated, a positional detector to detect a location of the smart vehicle gateway, where the application processor determines an available peer-to-peer wireless protocol link operating at the tethered second information handling system to establish a multi-hop wireless link and the application processor determines a list of optimal available wireless protocols at the location based on a mobile wireless traffic report with a spatial-temporal radio frequency profile indicating signal quality for a plurality of wireless links and based the wireless device usage trend data of the smart vehicle gateway for the location. The application processor further determines whether the multi-hop wireless link is included in the list of optimal available wireless protocols at the location based on a link rating for an available wireless protocol operating at an anchor mobile gateway device in the multi-hop wireless link having an upstream wireless link to a WWAN wireless network, and the wireless adapter establishes a selected optimal wireless link. | 1. A first information handling system functioning as a smart vehicle gateway comprising: a wireless adapter to communicate with a wireless link, wherein at least one wireless link is a multi-hop wireless link between the first information handling system and a tethered second information handling system operating within peer-to-peer wireless range of a first detected location;a storage device to store a spatial-temporal user profile comprising wireless device usage trend data for a plurality of locations where the smart vehicle gateway has operated;a positional detector to detect the first detected location of the smart vehicle gateway;an application processor to determine an available peer-to-peer wireless protocol link operating at the tethered second information handling system to establish a multi-hop wireless link;the application processor to determine a list of optimal available wireless protocols at the first detected location based on a mobile wireless traffic report with a spatial-temporal radio frequency profile indicating signal quality for a plurality of wireless links and based on the wireless device usage trend data of a wireless upstream link for the smart vehicle gateway operating the first information handling system in tandem with the tethered second information handling system for the first detected location;the application processor determining whether the multi-hop wireless link is included in the list of optimal available wireless protocols at the first detected location based on a link rating for an available wireless protocol operating at an anchor mobile gateway device of the smart vehicle gateway in the multi-hop wireless link having the upstream wireless link to a wireless wide area network (WWAN); andthe wireless adapter establishing a selected optimal wireless link. 2. The smart vehicle gateway of claim 1, wherein first information handling system is a first smart vehicle gateway and the tethered second information handling system is a second smart vehicle gateway serving as the anchor mobile gateway device. 3. The smart vehicle gateway of claim 1, wherein the tethered second information handling system is further linked to a third information handling system to form a chain multi-hop wireless link to the anchor mobile gateway device. 4. The smart vehicle gateway of claim 1 further comprising: the application processor to determine a predicted future path of the smart vehicle gateway and a predicted future path of the tethered second information handling system such that if the predicted future paths diverge beyond a threshold distance level, the multi-hop wireless link is eliminated from the list of optimal wireless protocol links available to the first smart vehicle gateway. 5. The smart vehicle gateway of claim 1 further comprising: the application processor to determine relative velocity between the first smart vehicle gateway and tethered second information handling system such that above a threshold relativ... | Dell Products, LP | H04W076/10 H04W024/02 G05B015/02 H04W004/029 H04W076/11 H04W048/16 H04W048/18 A61B005/00 A61B005/145 H04W004/80 H04L012/14 H04W040/10 H04W048/08 H04W064/00 H04W088/06 H04W088/16 H04W008/18
US10398505 | B2 | 2019-09-03 | MR imaging guided therapy system | 2012-04-02 | The invention relates to a thermal treatment applicator (19) for the deposition of thermal energy within tissue of a body (10) of a patient. The applicator (19), comprises: a plurality of RF antennae (20) for radiating a RF electromagnetic field toward the body (10); —a plurality of RF power amplifiers (21) supplying RF signals to the RF antennae (20), wherein each RF power amplifier (21) comprises a transistor and an output matching network (22) transforming the output impedance of the transistor into a low impedance value. Moreover, the invention relates to a MR imaging guided therapy system (1). | 1. A thermal treatment applicator for deposition of thermal energy within tissue of a body of a patient in a radio frequency field generated by a magnetic resonance device, the thermal treatment applicator comprising: a plurality of radio frequency antennae configured to radiate a radio frequency electromagnetic field toward the body; anda plurality of radio frequency power amplifiers configured to supply radio frequency signals to the radio frequency antennae, respectively, each radio frequency power amplifier comprising a transistor and an output matching network configured to supply said radio frequency signals to the respective radio frequency antenna and to transform an output impedance of the transistor into a low impedance value,wherein the radio frequency power amplifiers are connected directly to the radio frequency antennae via the output matching networks respectively associated with the radio frequency power amplifiers, and wherein the radio frequency power amplifiers and the radio frequency antennae are integrated within an integrated module, andwherein each radio frequency antenna comprises a PIN diode switch for selectively connecting to the respective radio frequency power amplifier within the integrated module. 2. The applicator of claim 1, wherein each radio frequency antenna comprises an input network for tuning and matching of the radio frequency antenna at a given radio frequency operation frequency of the applicator. 3. The applicator of claim 1, wherein the RF antennae of the applicator are transparent to the radio frequency field generated by the magnetic resonance device by operation of the PIN diodes, respectively. 4. The applicator of claim 1, further comprising radio frequency traps connected to the radio frequency antennae, respectively, the radio frequency traps being tuned to a magnetic resonance frequency of the magnetic resonance device. 5. A thermal treatment applicator for deposition of thermal energy within tissue of a body of a patient in a magnetic resonance device, the thermal treatment applicator comprising: a plurality of radio frequency antennae configured to radiate a radio frequency electromagnetic field toward the body; anda plurality of radio frequency power amplifiers configured to supply radio frequency signals to the radio frequency antennae, respectively, each radio frequency power amplifier comprising a transistor and an output matching network configured to supply said radio frequency signals to the respective radio frequency antenna and to transform an output impedance of the transistor into a low impedance value,wherein the radio frequency antennae comprise PIN diode switches selectively connecting to the radio frequency power amplifiers via the output matching networks respectively associated with the radio frequency power amplifiers. 6. The applicator of claim 1, further comprising one or more controllable signal generators generating radio frequency signals supplied to inputs of the ra... | KONINKLIJKE PHILIPS N.V. | A61B018/18 A61N005/02 A61B005/055 A61B018/12 A61B018/00 A61N005/04 A61N005/10
US10413188 | B2 | 2019-09-17 | Assessment of tissue or lesion depth using temporally resolved light scattering spectroscopy | 2013-03-12 | A method is described to enhance the ability to evaluate the depth of a tissue component or a lesion having optical properties different from a surrounding tissue using time resolved optical methods. This invention may be particularly suitable for the evaluation of lesion depth during RF ablation (irreversible tissue modification/damage) using specially designed devises (catheters) that deliver heat in a localized region for therapeutic reasons. The technique allows for increased ability to evaluate the depth of the ablated lesion or detect the presence of other processes such as micro-bubble formation and coagulation with higher sensitivity compared to that offered by steady state spectroscopy. The method can be used for in-vivo, real-time monitoring during tissue ablation or other procedures where information on the depth of a lesion or tissue is needed. Exemplary uses are found in tissue ablation, tissue thermal damage, lesion and tissue depth assessment in medical applications. | 1. An optical time-resolved method for real-time evaluation of at least one in-vivo cardiac tissue lesion formation parameter, comprising: producing a lesion by directing energy through a point on a first surface at a first tissue site in in-vivo cardiac tissue;simultaneously with the step of producing said lesion, directing a first single interrogation pulse of optical radiation onto said point on said first surface at said first tissue site to produce a first single return signal pulse of optical radiation induced by scattering of said first single interrogation pulse of optical radiation from said first tissue site, wherein said first single interrogation pulse has a pulse duration up to 10 ns;collecting at least a portion of said first single return signal pulse to produce a first single collected radiation pulse having a first signal temporal profile of intensity versus time, wherein said first single return signal pulse is collected only after it propagates from within said lesion and then out of said lesion through said first surface;quantifying a first difference between first signal data from said first signal temporal profile of intensity versus time and first reference data from a first reference temporal profile of intensity versus time to produce at least one quantification parameter (QP); anddetermining, from said at least one QP, at least one instantaneous condition of said in-vivo cardiac tissue. 2. The method of claim 1, further comprising providing an ablation catheter configured for delivering said energy to said in-vivo cardiac tissue to produce said lesion and inserting said ablation catheter into said in-vivo cardiac tissue in its vasculature, wherein said ablation catheter further incorporates at least one first optical conduit adapted for directing said first single interrogation pulse of optical radiation at said first tissue site of said in-vivo cardiac tissue and wherein said ablation catheter further incorporates at least one second optical conduit adapted for collecting said first single return signal pulse. 3. The method of claim 1, wherein said lesion is produced by a process selected from the group consisting of (i) applying radiofrequency (RF) energy to said in-vivo cardiac tissue, (ii) applying a cryogenic energy to said in-vivo cardiac tissue (iii) applying light energy to said in-vivo cardiac tissue and (iv) applying heat to said in-vivo cardiac tissue. 4. The method of claim 1, wherein said first single interrogation pulse is selected from the group consisting of mono-chromatic light, multiple wavelengths of light and a continuous spectrum of light. 5. The method of claim 1, wherein said first single interrogation pulse is selected from the group consisting of multiple wavelengths of light and a continuous spectrum of light, the method further comprising separating said first signal temporal profile into a number n of spectral bands, wherein each spectral band n of said spectral bands comprises a respectiv... | Lawrence Livermore National Security, LLC | A61B018/00 A61B005/00 A61B018/14 A61B018/22 A61B018/24 A61B017/00 A61B018/08 A61B018/02 A61B090/00
US10403240 | B2 | 2019-09-03 | Image display device and image display system | 2018-05-01 | There is provided an image display device including a display control unit having a display combining unit that displays one or a plurality of pathological index cursors based on information relating to a pathological slide image. | 1. An information processing apparatus, comprising: one or more processors; anda memory device configured to store instructions for the one or more processors, wherein, based on execution of the instructions, the one or more processors are configured to: receive a medical image;receive cancer type information;control a display device to display an index cursor with the medical image, wherein the index cursor is rotatable and movable,the index cursor corresponds to the cancer type information, andthe index cursor is at least one of a text corresponding to the cancer type information, an image corresponding to the cancer type information, or a first numeric value corresponding to the cancer type information; andcontrol, based on a cancer stage classification, the display device to blink the index cursor and change a color of the index cursor. 2. The information processing apparatus according to claim 1, wherein the one or more processors are further configured to: determine at least one of a distance of the cancer type information or an area of the cancer type information;output the index cursor in a form of a ruler based on the determined at least one of the distance of the cancer type information or the area of the cancer type information; andadjust a size of the index cursor based on magnification information of the medical image, wherein the index cursor indicates one of cancer invasion distance data, cancer invasion area data, or cancer invasion depth data. 3. The information processing apparatus according to claim 1, wherein the one or more processors are further configured to: calculate a second numeric value of at least one of a number or a ratio related to the cancer type information; andoutput the index cursor in a form of a seal based on the calculated second numeric value, wherein the index cursor indicates one of cancer staining data, nucleo-cytoplasmic ratio data, or cancer-causing microbe number data. 4. The information processing apparatus according to claim 1, wherein the one or more processors are further configured to: determine a cancer stage;determine the cancer stage classification; andoutput at least one of a picture or the first numeric value for the determined cancer stage classification as the index cursor based on the determined cancer stage. 5. The information processing apparatus according to claim 1, wherein the one or more processors are further configured to control the display device to display a plurality of pathological slide images, a plurality of cancer index lists, the index cursor, and a plurality of index lists, andwherein the plurality of cancer index lists is at least one of a type of data including cancer invasion distance data, cancer invasion area data, cancer invasion depth data, cancer staining data, nucleo-cytoplasmic ratio data, cancer causing microbe number data, or cancer stage classification data. 6. The information processing apparatus according to claim 5, wherein the one or more processors... | SONY CORPORATION | G09G005/377 A61B005/00 G02B021/36 G06T011/00 G09G005/00 G09B011/00 G01N033/00
US10413228 | B2 | 2019-09-17 | Method and apparatus for assay of electrochemical properties | 2017-02-17 | A method for monitoring a select analyte in a sample in an electrochemical system. The method includes applying to the electrochemical system a time-varying potential superimposed on a DC potential to generate a signal; and discerning from the signal a contribution from the select analyte by resolving an estimation equation based on a Faradaic signal component and a nonfaradaic signal component. | 1. A method for determining the extent of electrode fouling in an implantable electrochemical sensor comprising at least two electrodes, the extent of electrode fouling being determined from effective electrode area, said method comprising: applying a potential stimulus to the electrodes to generate a current signal having a time-varying component, the potential stimulus comprising a time-varying potential component superimposed on a constant potential component;using the time-varying component of the generated current signal to determine capacitive signal information; andusing the capacitive signal information to correct for measurement errors arising from variations in effective electrode area. 2. The method of claim 1, wherein the effective electrode area changes as a result of electrode fouling. 3. The method of claim 2, wherein the measured extent of electrode fouling is used to adjust the measured current signal and correct for signal distortion caused by electrode fouling. 4. The method of claim 3, wherein the adjustment corrects for a decrease in signal intensity due to fouling. 5. The method of claim 1, wherein the measured effective electrode area is used to adjust the computation of concentration of an analyte and correct for signal distortion caused by changes in effective electrode area. 6. The method of claim 5, wherein the adjustment is based on relative changes from initial analyte estimates. 7. The method of claim 5, wherein the adjustment is based on reference to an external data source. 8. The method of claim 7, wherein the external data source comprises calibration curves from calibration data gathered from electrodes having different electrode areas. 9. The method of claim 8, wherein the calibration curves are constructed from samples containing multiple different concentrations of ferrocyanide. 10. The method of claim 9, wherein the calibration curves are constructed from electrodes having different effective electrode areas. 11. The method of claim 1, wherein the applied potential stimulus is a high frequency small amplitude sine wave superimposed on a DC potential. 12. The method of claim 11, wherein the high frequency small amplitude sine wave has a peak-to-peak amplitude below 50 MV and a frequency above 100 Hz. 13. The method of claim 11, wherein the high frequency small amplitude sine wave is sufficient to generate a current. 14. The method of claim 11, wherein the frequency of the high frequency small amplitude sine wave is stepped through a range of frequencies to probe the spectral characteristics of the electrochemical system over a spectral range. 15. The method of claim 11, wherein using capacitive signal information comprises obtaining a current signal from the high frequency small amplitude sine wave. 16. The method of claim 1, wherein using capacitive signal information comprises taking the Fourier Transform of the resulting current signal. 17. The method of claim 1, wherein using capacitive si... | AgaMatrix, Inc. | G01N027/327 A61B005/1495 G01N027/26 A61B005/1468 G01N017/02 A61B005/1473 A61B005/00
US10398325 | B2 | 2019-09-03 | Blood pressure cuff | 2016-06-21 | A blood pressure cuff includes a first bladder having a width, and a length transverse to the width. The blood pressure cuff also includes a second bladder connected to the first bladder and a port fluidly connected to at least one of the first and second bladders. | 1. A blood pressure cuff, comprising: a first bladder comprising a top, and a bottom separate from and opposite the top, the top being sealed to the bottom, the first bladder having a first width, and a first length transverse to the first width;a second bladder fluidly connected to the first bladder via a passage, the second bladder having a second width substantially equal to the first width, and a second length substantially equal to the first length;a port fluidly connected to the first bladder, the port comprising a cylindrical central cavity, and a ridge disposed at a distal end of the port, the ridge extending radially away from the central cavity and being configured to connect with a fitting separate from the blood pressure cuff, wherein inflation of the first bladder via the port causes at least partial inflation of the second bladder via the passage; anda tail formed by the top of the first bladder and the bottom of the first bladder, the tail including a slot configured to overlay the port and accept passage of the ridge therethrough when the blood pressure cuff is worn by a patient. 2. The blood pressure cuff of claim 1, wherein the passage comprises a first passage disposed opposite the port, the blood pressure cuff further comprising a second passage disposed opposite the port, the second passage fluidly connecting the first bladder with the second bladder, the first passage being spaced from the second passage along a longitudinal axis of the blood pressure cuff. 3. The blood pressure cuff of claim 1, wherein the first bladder is inflatable to a first height, and the second bladder is inflatable to a second height substantially equal to the first height. 4. The blood pressure cuff of claim 1, wherein when the first and second bladders are in an inflated state, a bottom of the second bladder includes a contact zone at least 3 inches wide. 5. The blood pressure cuff of claim 1, wherein the first bladder includes a first orifice disposed opposite the port, and a top of the second bladder includes a second orifice, the first and second orifices forming respective portions of the passage and permitting fluid to pass between the first and second bladders. 6. The blood pressure cuff of claim 5, wherein the bottom of the first bladder is sealed to the top of the second bladder about a perimeter of the first orifice. 7. The blood pressure cuff of claim 1, wherein the first and second bladders are inflatable to a combined height that is greater than twice the width of the first bladder divided by Pi. 8. The blood pressure cuff of claim 1, wherein the second bladder is removably attachable to the first bladder. 9. The blood pressure cuff of claim 8, wherein: the first bladder includes an additional fitting, the second bladder includes an additional port defining at least part of the passage, andthe additional port mates with the additional fitting to form a removable connection between the first and second bladders. 10. The blood pr... | Welch Allyn, Inc. | A61B005/022 A61B005/00
US10398385 | B2 | 2019-09-03 | Brain wave processing for diagnosis of a subject | 2016-11-21 | Embodiments relate to digital image processing for diagnosis of a subject. More specifically, the embodiments relate to automation of diagnoses through data interpretation. An image is acquired from the subject. Elements are recognized within the image based on morphological features. The image is compared to learned data. Based on the comparison, a probability of a potential diagnosis(es) is calculated. A diagnosis of the subject is determined based on the potential diagnosis(es) and the calculated probability. The diagnosis may be changed based on a new image acquired from the subject. | 1. A computer system comprising: a processing unit in communication with a memory;a functional unit in communication with the processing unit having a scan diagnostic tool to determine a diagnosis, the scan diagnostic tool to: capture a first scan of a first brain wave;recognize a morphological feature of the brain wave including utilizing a template having an instruction for determination of one or more morphological features;perform a first comparison including compare the recognized morphological feature of the brain wave to a previously recognized morphological feature of at least one brain wave within at least one scan of at least one brain wave;determine a first probability based on the performed first comparison;create a first diagnosis based on the performed first comparison and determined first probability; andconvert the first captured scan to a first diagnostic scan, the conversion utilizing the recognized morphological feature, created first diagnosis and determined first probability, and the first diagnostic scan being a visual representation of the created first diagnosis. 2. The system of claim 1, further comprising the scan diagnostic tool to: capture a second scan of the first brain wave;recognize the morphological feature of the brain wave utilizing the morphological feature of the brain wave within the first scan utilizing the template set;perform a second comparison including compare the recognized morphological feature of the brain wave of the second scan to at least one previously recognized morphological feature of at least one brain wave within at least one scan of at least one brain wave;determine a second probability based on the performed second comparison;create a second diagnosis based on the performed first and second comparisons and the determined first and second probabilities; andconvert the first and second captured scans to a second diagnostic scan, the conversion utilizing the recognized morphological feature, created second diagnosis, and determined second probability, and the second diagnostic scan being a visual representation of the created second diagnosis. 3. The system of claim 2, further comprising the scan diagnostic tool to: determine a change between the recognized morphological feature within the first scan and the recognized morphological feature within the second scan;perform a third comparison including compare the determined change to a previously determined change of at least one scan of at least one brain wave;determine a third probability based on the performed third comparison; andcreate a third diagnosis based on the performed third comparison and determined third probability;wherein the conversion of the first and second captured scans includes utilizing the created third diagnosis and determined third probability. 4. The system of claim 2, further comprising the scan diagnostic tool to: re-calculate the determined first probability based on the created second diagnosis;create a polylin... | International Business Machines Corporation | G06K009/00 A61B005/0476 A61B005/00 A61B005/04 A61B003/10 A61B008/08 A61B005/055 G16H050/20 A61B008/12